https://raw.githubusercontent.com/mrc-ide/global-lmic-reports/master/AFG/projections.csv | 2021-04-20 | prevalence | 20169.81 | 21636.74 | 22627.69 | 22791.78 | 24237.98 | 25653.54 | Surged Additional 50% Reduction | Afghanistan | AFG | 2022-01-02 | v8 | TRUE
https://raw.githubusercontent.com/mrc-ide/global-lmic-reports/master/AFG/projections.csv | 2021-04-20 | cumulative_infections | 1123890.23 | 1163409.45 | 1190186.62 | 1193522.86 | 1222078.31 | 1277059.47 | Surged Additional 50% Reduction | Afghanistan | AFG | 2022-01-02 | v8 | TRUE
https://raw.githubusercontent.com/mrc-ide/global-lmic-reports/master/AFG/projections.csv | 2021-04-20 | cumulative_deaths | 2316.17 | 2407.39 | 2470.93 | 2468.66 | 2532.27 | 2642.92 | Surged Additional 50% Reduction | Afghanistan | AFG | 2022-01-02 | v8 | TRUE
https://raw.githubusercontent.com/mrc-ide/global-lmic-reports/master/AFG/projections.csv | 2021-04-20 | Rt | 1.22 | 1.27 | 1.28 | 1.28 | 1.3 | 1.32 | Surged Additional 50% Reduction | Afghanistan | AFG | 2022-01-02 | v8 | TRUE
https://raw.githubusercontent.com/mrc-ide/global-lmic-reports/master/AFG/projections.csv | 2021-04-20 | Reff | 1.18 | 1.22 | 1.24 | 1.24 | 1.26 | 1.28 | Surged Additional 50% Reduction | Afghanistan | AFG | 2022-01-02 | v8 | TRUE
https://raw.githubusercontent.com/mrc-ide/global-lmic-reports/master/AFG/projections.csv | 2021-04-20 | infections | 3374.67 | 3636.1 | 3796.63 | 3825.08 | 4064.64 | 4326.39 | Surged Maintain Status Quo | Afghanistan | AFG | 2022-01-02 | v8 | TRUE
https://raw.githubusercontent.com/mrc-ide/global-lmic-reports/master/AFG/projections.csv | 2021-04-20 | deaths | 3.88 | 4.22 | 4.41 | 4.41 | 4.61 | 4.93 | Surged Maintain Status Quo | Afghanistan | AFG | 2022-01-02 | v8 | TRUE
https://raw.githubusercontent.com/mrc-ide/global-lmic-reports/master/AFG/projections.csv | 2021-04-20 | hospital_demand | 169.78 | 184.24 | 191.68 | 192.69 | 201.32 | 215.82 | Surged Maintain Status Quo | Afghanistan | AFG | 2022-01-02 | v8 | TRUE
https://raw.githubusercontent.com/mrc-ide/global-lmic-reports/master/AFG/projections.csv | 2021-04-20 | ICU_demand | 65.11 | 70.67 | 73.83 | 73.82 | 77.23 | 82.42 | Surged Maintain Status Quo | Afghanistan | AFG | 2022-01-02 | v8 | TRUE
https://raw.githubusercontent.com/mrc-ide/global-lmic-reports/master/AFG/projections.csv | 2021-04-20 | hospital_incidence | 21.5 | 23.29 | 24.02 | 24.29 | 25.48 | 27.1 | Surged Maintain Status Quo | Afghanistan | AFG | 2022-01-02 | v8 | TRUE
https://raw.githubusercontent.com/mrc-ide/global-lmic-reports/master/AFG/projections.csv | 2021-04-20 | ICU_incidence | 6.46 | 7 | 7.21 | 7.29 | 7.65 | 8.14 | Surged Maintain Status Quo | Afghanistan | AFG | 2022-01-02 | v8 | TRUE
https://raw.githubusercontent.com/mrc-ide/global-lmic-reports/master/AFG/projections.csv | 2021-04-20 | prevalence | 20169.81 | 21636.74 | 22627.69 | 22791.78 | 24237.98 | 25653.54 | Surged Maintain Status Quo | Afghanistan | AFG | 2022-01-02 | v8 | TRUE
https://raw.githubusercontent.com/mrc-ide/global-lmic-reports/master/AFG/projections.csv | 2021-04-20 | cumulative_infections | 1123890.23 | 1163409.45 | 1190186.62 | 1193522.86 | 1222078.31 | 1277059.47 | Surged Maintain Status Quo | Afghanistan | AFG | 2022-01-02 | v8 | TRUE
https://raw.githubusercontent.com/mrc-ide/global-lmic-reports/master/AFG/projections.csv | 2021-04-20 | cumulative_deaths | 2316.17 | 2407.39 | 2470.93 | 2468.66 | 2532.27 | 2642.92 | Surged Maintain Status Quo | Afghanistan | AFG | 2022-01-02 | v8 | TRUE
https://raw.githubusercontent.com/mrc-ide/global-lmic-reports/master/AFG/projections.csv | 2021-04-20 | Rt | 1.22 | 1.27 | 1.28 | 1.28 | 1.3 | 1.32 | Surged Maintain Status Quo | Afghanistan | AFG | 2022-01-02 | v8 | TRUE
https://raw.githubusercontent.com/mrc-ide/global-lmic-reports/master/AFG/projections.csv | 2021-04-20 | Reff | 1.18 | 1.22 | 1.24 | 1.24 | 1.26 | 1.28 | Surged Maintain Status Quo | Afghanistan | AFG | 2022-01-02 | v8 | TRUE
https://raw.githubusercontent.com/mrc-ide/global-lmic-reports/master/AFG/projections.csv | 2021-04-20 | infections | 3374.67 | 3636.1 | 3796.63 | 3825.08 | 4064.64 | 4326.39 | Surged Optimistic | Afghanistan | AFG | 2022-01-02 | v8 | TRUE
https://raw.githubusercontent.com/mrc-ide/global-lmic-reports/master/AFG/projections.csv | 2021-04-20 | deaths | 3.88 | 4.22 | 4.41 | 4.41 | 4.61 | 4.93 | Surged Optimistic | Afghanistan | AFG | 2022-01-02 | v8 | TRUE
https://raw.githubusercontent.com/mrc-ide/global-lmic-reports/master/AFG/projections.csv | 2021-04-20 | hospital_demand | 169.78 | 184.24 | 191.68 | 192.69 | 201.32 | 215.82 | Surged Optimistic | Afghanistan | AFG | 2022-01-02 | v8 | TRUE
https://raw.githubusercontent.com/mrc-ide/global-lmic-reports/master/AFG/projections.csv | 2021-04-20 | ICU_demand | 65.11 | 70.67 | 73.83 | 73.82 | 77.23 | 82.42 | Surged Optimistic | Afghanistan | AFG | 2022-01-02 | v8 | TRUE
https://raw.githubusercontent.com/mrc-ide/global-lmic-reports/master/AFG/projections.csv | 2021-04-20 | hospital_incidence | 21.5 | 23.29 | 24.02 | 24.29 | 25.48 | 27.1 | Surged Optimistic | Afghanistan | AFG | 2022-01-02 | v8 | TRUE
https://raw.githubusercontent.com/mrc-ide/global-lmic-reports/master/AFG/projections.csv | 2021-04-20 | ICU_incidence | 6.46 | 7 | 7.21 | 7.29 | 7.65 | 8.14 | Surged Optimistic | Afghanistan | AFG | 2022-01-02 | v8 | TRUE
https://raw.githubusercontent.com/mrc-ide/global-lmic-reports/master/AFG/projections.csv | 2021-04-20 | prevalence | 20169.81 | 21636.74 | 22627.69 | 22791.78 | 24237.98 | 25653.54 | Surged Optimistic | Afghanistan | AFG | 2022-01-02 | v8 | TRUE
https://raw.githubusercontent.com/mrc-ide/global-lmic-reports/master/AFG/projections.csv | 2021-04-20 | cumulative_infections | 1123890.23 | 1163409.45 | 1190186.62 | 1193522.86 | 1222078.31 | 1277059.47 | Surged Optimistic | Afghanistan | AFG | 2022-01-02 | v8 | TRUE
https://raw.githubusercontent.com/mrc-ide/global-lmic-reports/master/AFG/projections.csv | 2021-04-20 | cumulative_deaths | 2316.17 | 2407.39 | 2470.93 | 2468.66 | 2532.27 | 2642.92 | Surged Optimistic | Afghanistan | AFG | 2022-01-02 | v8 | TRUE
https://raw.githubusercontent.com/mrc-ide/global-lmic-reports/master/AFG/projections.csv | 2021-04-20 | Rt | 1.22 | 1.27 | 1.28 | 1.28 | 1.3 | 1.32 | Surged Optimistic | Afghanistan | AFG | 2022-01-02 | v8 | TRUE
https://raw.githubusercontent.com/mrc-ide/global-lmic-reports/master/AFG/projections.csv | 2021-04-20 | Reff | 1.18 | 1.22 | 1.24 | 1.24 | 1.26 | 1.28 | Surged Optimistic | Afghanistan | AFG | 2022-01-02 | v8 | TRUE
https://raw.githubusercontent.com/mrc-ide/global-lmic-reports/master/AFG/projections.csv | 2021-04-20 | infections | 3374.67 | 3636.1 | 3796.63 | 3825.08 | 4064.64 | 4326.39 | Surged Pessimistic | Afghanistan | AFG | 2022-01-02 | v8 | TRUE
https://raw.githubusercontent.com/mrc-ide/global-lmic-reports/master/AFG/projections.csv | 2021-04-20 | deaths | 3.88 | 4.22 | 4.41 | 4.41 | 4.61 | 4.93 | Surged Pessimistic | Afghanistan | AFG | 2022-01-02 | v8 | TRUE
https://raw.githubusercontent.com/mrc-ide/global-lmic-reports/master/AFG/projections.csv | 2021-04-20 | hospital_demand | 169.78 | 184.24 | 191.68 | 192.69 | 201.32 | 215.82 | Surged Pessimistic | Afghanistan | AFG | 2022-01-02 | v8 | TRUE
https://raw.githubusercontent.com/mrc-ide/global-lmic-reports/master/AFG/projections.csv | 2021-04-20 | ICU_demand | 65.11 | 70.67 | 73.83 | 73.82 | 77.23 | 82.42 | Surged Pessimistic | Afghanistan | AFG | 2022-01-02 | v8 | TRUE
https://raw.githubusercontent.com/mrc-ide/global-lmic-reports/master/AFG/projections.csv | 2021-04-20 | hospital_incidence | 21.5 | 23.29 | 24.02 | 24.29 | 25.48 | 27.1 | Surged Pessimistic | Afghanistan | AFG | 2022-01-02 | v8 | TRUE
https://raw.githubusercontent.com/mrc-ide/global-lmic-reports/master/AFG/projections.csv | 2021-04-20 | ICU_incidence | 6.46 | 7 | 7.21 | 7.29 | 7.65 | 8.14 | Surged Pessimistic | Afghanistan | AFG | 2022-01-02 | v8 | TRUE
https://raw.githubusercontent.com/mrc-ide/global-lmic-reports/master/AFG/projections.csv | 2021-04-20 | prevalence | 20169.81 | 21636.74 | 22627.69 | 22791.78 | 24237.98 | 25653.54 | Surged Pessimistic | Afghanistan | AFG | 2022-01-02 | v8 | TRUE
https://raw.githubusercontent.com/mrc-ide/global-lmic-reports/master/AFG/projections.csv | 2021-04-20 | cumulative_infections | 1123890.23 | 1163409.45 | 1190186.62 | 1193522.86 | 1222078.31 | 1277059.47 | Surged Pessimistic | Afghanistan | AFG | 2022-01-02 | v8 | TRUE
https://raw.githubusercontent.com/mrc-ide/global-lmic-reports/master/AFG/projections.csv | 2021-04-20 | cumulative_deaths | 2316.17 | 2407.39 | 2470.93 | 2468.66 | 2532.27 | 2642.92 | Surged Pessimistic | Afghanistan | AFG | 2022-01-02 | v8 | TRUE
https://raw.githubusercontent.com/mrc-ide/global-lmic-reports/master/AFG/projections.csv | 2021-04-20 | Rt | 1.22 | 1.27 | 1.28 | 1.28 | 1.3 | 1.32 | Surged Pessimistic | Afghanistan | AFG | 2022-01-02 | v8 | TRUE
https://raw.githubusercontent.com/mrc-ide/global-lmic-reports/master/AFG/projections.csv | 2021-04-20 | Reff | 1.18 | 1.22 | 1.24 | 1.24 | 1.26 | 1.28 | Surged Pessimistic | Afghanistan | AFG | 2022-01-02 | v8 | TRUE
https://raw.githubusercontent.com/mrc-ide/global-lmic-reports/master/AFG/projections.csv | 2021-04-20 | infections | 3374.67 | 3636.1 | 3796.63 | 3825.08 | 4064.64 | 4326.39 | Surged Relax Interventions 50% | Afghanistan | AFG | 2022-01-02 | v8 | TRUE
https://raw.githubusercontent.com/mrc-ide/global-lmic-reports/master/AFG/projections.csv | 2021-04-20 | deaths | 3.88 | 4.22 | 4.41 | 4.41 | 4.61 | 4.93 | Surged Relax Interventions 50% | Afghanistan | AFG | 2022-01-02 | v8 | TRUE
https://raw.githubusercontent.com/mrc-ide/global-lmic-reports/master/AFG/projections.csv | 2021-04-20 | hospital_demand | 169.78 | 184.24 | 191.68 | 192.69 | 201.32 | 215.82 | Surged Relax Interventions 50% | Afghanistan | AFG | 2022-01-02 | v8 | TRUE
https://raw.githubusercontent.com/mrc-ide/global-lmic-reports/master/AFG/projections.csv | 2021-04-20 | ICU_demand | 65.11 | 70.67 | 73.83 | 73.82 | 77.23 | 82.42 | Surged Relax Interventions 50% | Afghanistan | AFG | 2022-01-02 | v8 | TRUE
https://raw.githubusercontent.com/mrc-ide/global-lmic-reports/master/AFG/projections.csv | 2021-04-20 | hospital_incidence | 21.5 | 23.29 | 24.02 | 24.29 | 25.48 | 27.1 | Surged Relax Interventions 50% | Afghanistan | AFG | 2022-01-02 | v8 | TRUE
https://raw.githubusercontent.com/mrc-ide/global-lmic-reports/master/AFG/projections.csv | 2021-04-20 | ICU_incidence | 6.46 | 7 | 7.21 | 7.29 | 7.65 | 8.14 | Surged Relax Interventions 50% | Afghanistan | AFG | 2022-01-02 | v8 | TRUE
https://raw.githubusercontent.com/mrc-ide/global-lmic-reports/master/AFG/projections.csv | 2021-04-20 | prevalence | 20169.81 | 21636.74 | 22627.69 | 22791.78 | 24237.98 | 25653.54 | Surged Relax Interventions 50% | Afghanistan | AFG | 2022-01-02 | v8 | TRUE
https://raw.githubusercontent.com/mrc-ide/global-lmic-reports/master/AFG/projections.csv | 2021-04-20 | cumulative_infections | 1123890.23 | 1163409.45 | 1190186.62 | 1193522.86 | 1222078.31 | 1277059.47 | Surged Relax Interventions 50% | Afghanistan | AFG | 2022-01-02 | v8 | TRUE
https://raw.githubusercontent.com/mrc-ide/global-lmic-reports/master/AFG/projections.csv | 2021-04-20 | cumulative_deaths | 2316.17 | 2407.39 | 2470.93 | 2468.66 | 2532.27 | 2642.92 | Surged Relax Interventions 50% | Afghanistan | AFG | 2022-01-02 | v8 | TRUE
https://raw.githubusercontent.com/mrc-ide/global-lmic-reports/master/AFG/projections.csv | 2021-04-20 | Rt | 1.22 | 1.27 | 1.28 | 1.28 | 1.3 | 1.32 | Surged Relax Interventions 50% | Afghanistan | AFG | 2022-01-02 | v8 | TRUE
https://raw.githubusercontent.com/mrc-ide/global-lmic-reports/master/AFG/projections.csv | 2021-04-20 | Reff | 1.18 | 1.22 | 1.24 | 1.24 | 1.26 | 1.28 | Surged Relax Interventions 50% | Afghanistan | AFG | 2022-01-02 | v8 | TRUE
https://raw.githubusercontent.com/mrc-ide/global-lmic-reports/master/AFG/projections.csv | 2021-04-21 | infections | 3449.46 | 3696.61 | 3850.03 | 3886.54 | 4098.48 | 4381.47 | Additional 50% Reduction | Afghanistan | AFG | 2022-01-02 | v8 | TRUE
https://raw.githubusercontent.com/mrc-ide/global-lmic-reports/master/AFG/projections.csv | 2021-04-21 | deaths | 3.97 | 4.22 | 4.45 | 4.48 | 4.72 | 5.14 | Additional 50% Reduction | Afghanistan | AFG | 2022-01-02 | v8 | TRUE
https://raw.githubusercontent.com/mrc-ide/global-lmic-reports/master/AFG/projections.csv | 2021-04-21 | hospital_demand | 173.52 | 187.32 | 194.77 | 196.11 | 204.95 | 224.21 | Additional 50% Reduction | Afghanistan | AFG | 2022-01-02 | v8 | TRUE
https://raw.githubusercontent.com/mrc-ide/global-lmic-reports/master/AFG/projections.csv | 2021-04-21 | ICU_demand | 66.69 | 71.64 | 74.93 | 75.28 | 78.87 | 86.15 | Additional 50% Reduction | Afghanistan | AFG | 2022-01-02 | v8 | TRUE
https://raw.githubusercontent.com/mrc-ide/global-lmic-reports/master/AFG/projections.csv | 2021-04-21 | hospital_incidence | 21.86 | 23.5 | 24.65 | 24.75 | 25.46 | 27.7 | Additional 50% Reduction | Afghanistan | AFG | 2022-01-02 | v8 | TRUE
https://raw.githubusercontent.com/mrc-ide/global-lmic-reports/master/AFG/projections.csv | 2021-04-21 | ICU_incidence | 6.57 | 7.07 | 7.41 | 7.44 | 7.66 | 8.33 | Additional 50% Reduction | Afghanistan | AFG | 2022-01-02 | v8 | TRUE
https://raw.githubusercontent.com/mrc-ide/global-lmic-reports/master/AFG/projections.csv | 2021-04-21 | prevalence | 20721.4 | 22277.32 | 23196.04 | 23342.09 | 24167.56 | 26099.98 | Additional 50% Reduction | Afghanistan | AFG | 2022-01-02 | v8 | TRUE
https://raw.githubusercontent.com/mrc-ide/global-lmic-reports/master/AFG/projections.csv | 2021-04-21 | cumulative_infections | 1133252.78 | 1172702.42 | 1203810.5 | 1208237.77 | 1230300.99 | 1333819.61 | Additional 50% Reduction | Afghanistan | AFG | 2022-01-02 | v8 | TRUE
https://raw.githubusercontent.com/mrc-ide/global-lmic-reports/master/AFG/projections.csv | 2021-04-21 | cumulative_deaths | 2336.24 | 2426.27 | 2506.14 | 2511.33 | 2558.75 | 2794.77 | Additional 50% Reduction | Afghanistan | AFG | 2022-01-02 | v8 | TRUE
https://raw.githubusercontent.com/mrc-ide/global-lmic-reports/master/AFG/projections.csv | 2021-04-21 | Rt | 1.22 | 1.26 | 1.28 | 1.28 | 1.3 | 1.34 | Additional 50% Reduction | Afghanistan | AFG | 2022-01-02 | v8 | TRUE
https://raw.githubusercontent.com/mrc-ide/global-lmic-reports/master/AFG/projections.csv | 2021-04-21 | Reff | 1.18 | 1.22 | 1.23 | 1.24 | 1.26 | 1.29 | Additional 50% Reduction | Afghanistan | AFG | 2022-01-02 | v8 | TRUE
https://raw.githubusercontent.com/mrc-ide/global-lmic-reports/master/AFG/projections.csv | 2021-04-21 | infections | 3449.46 | 3696.61 | 3850.03 | 3886.54 | 4098.48 | 4381.47 | Maintain Status Quo | Afghanistan | AFG | 2022-01-02 | v8 | TRUE
https://raw.githubusercontent.com/mrc-ide/global-lmic-reports/master/AFG/projections.csv | 2021-04-21 | deaths | 3.97 | 4.22 | 4.45 | 4.48 | 4.72 | 5.14 | Maintain Status Quo | Afghanistan | AFG | 2022-01-02 | v8 | TRUE
https://raw.githubusercontent.com/mrc-ide/global-lmic-reports/master/AFG/projections.csv | 2021-04-21 | hospital_demand | 173.52 | 187.32 | 194.77 | 196.11 | 204.95 | 224.21 | Maintain Status Quo | Afghanistan | AFG | 2022-01-02 | v8 | TRUE
https://raw.githubusercontent.com/mrc-ide/global-lmic-reports/master/AFG/projections.csv | 2021-04-21 | ICU_demand | 66.69 | 71.64 | 74.93 | 75.28 | 78.87 | 86.15 | Maintain Status Quo | Afghanistan | AFG | 2022-01-02 | v8 | TRUE
https://raw.githubusercontent.com/mrc-ide/global-lmic-reports/master/AFG/projections.csv | 2021-04-21 | hospital_incidence | 21.86 | 23.5 | 24.65 | 24.75 | 25.46 | 27.7 | Maintain Status Quo | Afghanistan | AFG | 2022-01-02 | v8 | TRUE
https://raw.githubusercontent.com/mrc-ide/global-lmic-reports/master/AFG/projections.csv | 2021-04-21 | ICU_incidence | 6.57 | 7.07 | 7.41 | 7.44 | 7.66 | 8.33 | Maintain Status Quo | Afghanistan | AFG | 2022-01-02 | v8 | TRUE
https://raw.githubusercontent.com/mrc-ide/global-lmic-reports/master/AFG/projections.csv | 2021-04-21 | prevalence | 20721.4 | 22277.32 | 23196.04 | 23342.09 | 24167.56 | 26099.98 | Maintain Status Quo | Afghanistan | AFG | 2022-01-02 | v8 | TRUE
https://raw.githubusercontent.com/mrc-ide/global-lmic-reports/master/AFG/projections.csv | 2021-04-21 | cumulative_infections | 1133252.78 | 1172702.42 | 1203810.5 | 1208237.77 | 1230300.99 | 1333819.61 | Maintain Status Quo | Afghanistan | AFG | 2022-01-02 | v8 | TRUE
https://raw.githubusercontent.com/mrc-ide/global-lmic-reports/master/AFG/projections.csv | 2021-04-21 | cumulative_deaths | 2336.24 | 2426.27 | 2506.14 | 2511.33 | 2558.75 | 2794.77 | Maintain Status Quo | Afghanistan | AFG | 2022-01-02 | v8 | TRUE
https://raw.githubusercontent.com/mrc-ide/global-lmic-reports/master/AFG/projections.csv | 2021-04-21 | Rt | 1.22 | 1.26 | 1.28 | 1.28 | 1.3 | 1.34 | Maintain Status Quo | Afghanistan | AFG | 2022-01-02 | v8 | TRUE
https://raw.githubusercontent.com/mrc-ide/global-lmic-reports/master/AFG/projections.csv | 2021-04-21 | Reff | 1.18 | 1.22 | 1.23 | 1.24 | 1.26 | 1.29 | Maintain Status Quo | Afghanistan | AFG | 2022-01-02 | v8 | TRUE
https://raw.githubusercontent.com/mrc-ide/global-lmic-reports/master/AFG/projections.csv | 2021-04-21 | infections | 3449.46 | 3696.61 | 3850.03 | 3886.54 | 4098.48 | 4381.47 | Optimistic | Afghanistan | AFG | 2022-01-02 | v8 | TRUE
https://raw.githubusercontent.com/mrc-ide/global-lmic-reports/master/AFG/projections.csv | 2021-04-21 | deaths | 3.97 | 4.22 | 4.45 | 4.48 | 4.72 | 5.14 | Optimistic | Afghanistan | AFG | 2022-01-02 | v8 | TRUE
https://raw.githubusercontent.com/mrc-ide/global-lmic-reports/master/AFG/projections.csv | 2021-04-21 | hospital_demand | 173.52 | 187.32 | 194.77 | 196.11 | 204.95 | 224.21 | Optimistic | Afghanistan | AFG | 2022-01-02 | v8 | TRUE
https://raw.githubusercontent.com/mrc-ide/global-lmic-reports/master/AFG/projections.csv | 2021-04-21 | ICU_demand | 66.69 | 71.64 | 74.93 | 75.28 | 78.87 | 86.15 | Optimistic | Afghanistan | AFG | 2022-01-02 | v8 | TRUE
https://raw.githubusercontent.com/mrc-ide/global-lmic-reports/master/AFG/projections.csv | 2021-04-21 | hospital_incidence | 21.86 | 23.5 | 24.65 | 24.75 | 25.46 | 27.7 | Optimistic | Afghanistan | AFG | 2022-01-02 | v8 | TRUE
https://raw.githubusercontent.com/mrc-ide/global-lmic-reports/master/AFG/projections.csv | 2021-04-21 | ICU_incidence | 6.57 | 7.07 | 7.41 | 7.44 | 7.66 | 8.33 | Optimistic | Afghanistan | AFG | 2022-01-02 | v8 | TRUE
https://raw.githubusercontent.com/mrc-ide/global-lmic-reports/master/AFG/projections.csv | 2021-04-21 | prevalence | 20721.4 | 22277.32 | 23196.04 | 23342.09 | 24167.56 | 26099.98 | Optimistic | Afghanistan | AFG | 2022-01-02 | v8 | TRUE
https://raw.githubusercontent.com/mrc-ide/global-lmic-reports/master/AFG/projections.csv | 2021-04-21 | cumulative_infections | 1133252.78 | 1172702.42 | 1203810.5 | 1208237.77 | 1230300.99 | 1333819.61 | Optimistic | Afghanistan | AFG | 2022-01-02 | v8 | TRUE
https://raw.githubusercontent.com/mrc-ide/global-lmic-reports/master/AFG/projections.csv | 2021-04-21 | cumulative_deaths | 2336.24 | 2426.27 | 2506.14 | 2511.33 | 2558.75 | 2794.77 | Optimistic | Afghanistan | AFG | 2022-01-02 | v8 | TRUE
https://raw.githubusercontent.com/mrc-ide/global-lmic-reports/master/AFG/projections.csv | 2021-04-21 | Rt | 1.22 | 1.26 | 1.28 | 1.28 | 1.3 | 1.34 | Optimistic | Afghanistan | AFG | 2022-01-02 | v8 | TRUE
https://raw.githubusercontent.com/mrc-ide/global-lmic-reports/master/AFG/projections.csv | 2021-04-21 | Reff | 1.18 | 1.22 | 1.23 | 1.24 | 1.26 | 1.29 | Optimistic | Afghanistan | AFG | 2022-01-02 | v8 | TRUE
https://raw.githubusercontent.com/mrc-ide/global-lmic-reports/master/AFG/projections.csv | 2021-04-21 | infections | 3449.46 | 3696.61 | 3850.03 | 3886.54 | 4098.48 | 4381.47 | Pessimistic | Afghanistan | AFG | 2022-01-02 | v8 | TRUE
https://raw.githubusercontent.com/mrc-ide/global-lmic-reports/master/AFG/projections.csv | 2021-04-21 | deaths | 3.97 | 4.22 | 4.45 | 4.48 | 4.72 | 5.14 | Pessimistic | Afghanistan | AFG | 2022-01-02 | v8 | TRUE
https://raw.githubusercontent.com/mrc-ide/global-lmic-reports/master/AFG/projections.csv | 2021-04-21 | hospital_demand | 173.52 | 187.32 | 194.77 | 196.11 | 204.95 | 224.21 | Pessimistic | Afghanistan | AFG | 2022-01-02 | v8 | TRUE
https://raw.githubusercontent.com/mrc-ide/global-lmic-reports/master/AFG/projections.csv | 2021-04-21 | ICU_demand | 66.69 | 71.64 | 74.93 | 75.28 | 78.87 | 86.15 | Pessimistic | Afghanistan | AFG | 2022-01-02 | v8 | TRUE
https://raw.githubusercontent.com/mrc-ide/global-lmic-reports/master/AFG/projections.csv | 2021-04-21 | hospital_incidence | 21.86 | 23.5 | 24.65 | 24.75 | 25.46 | 27.7 | Pessimistic | Afghanistan | AFG | 2022-01-02 | v8 | TRUE
https://raw.githubusercontent.com/mrc-ide/global-lmic-reports/master/AFG/projections.csv | 2021-04-21 | ICU_incidence | 6.57 | 7.07 | 7.41 | 7.44 | 7.66 | 8.33 | Pessimistic | Afghanistan | AFG | 2022-01-02 | v8 | TRUE
https://raw.githubusercontent.com/mrc-ide/global-lmic-reports/master/AFG/projections.csv | 2021-04-21 | prevalence | 20721.4 | 22277.32 | 23196.04 | 23342.09 | 24167.56 | 26099.98 | Pessimistic | Afghanistan | AFG | 2022-01-02 | v8 | TRUE
https://raw.githubusercontent.com/mrc-ide/global-lmic-reports/master/AFG/projections.csv | 2021-04-21 | cumulative_infections | 1133252.78 | 1172702.42 | 1203810.5 | 1208237.77 | 1230300.99 | 1333819.61 | Pessimistic | Afghanistan | AFG | 2022-01-02 | v8 | TRUE
https://raw.githubusercontent.com/mrc-ide/global-lmic-reports/master/AFG/projections.csv | 2021-04-21 | cumulative_deaths | 2336.24 | 2426.27 | 2506.14 | 2511.33 | 2558.75 | 2794.77 | Pessimistic | Afghanistan | AFG | 2022-01-02 | v8 | TRUE
https://raw.githubusercontent.com/mrc-ide/global-lmic-reports/master/AFG/projections.csv | 2021-04-21 | Rt | 1.22 | 1.26 | 1.28 | 1.28 | 1.3 | 1.34 | Pessimistic | Afghanistan | AFG | 2022-01-02 | v8 | TRUE
https://raw.githubusercontent.com/mrc-ide/global-lmic-reports/master/AFG/projections.csv | 2021-04-21 | Reff | 1.18 | 1.22 | 1.23 | 1.24 | 1.26 | 1.29 | Pessimistic | Afghanistan | AFG | 2022-01-02 | v8 | TRUE
https://raw.githubusercontent.com/mrc-ide/global-lmic-reports/master/AFG/projections.csv | 2021-04-21 | infections | 3449.46 | 3696.61 | 3850.03 | 3886.54 | 4098.48 | 4381.47 | Relax Interventions 50% | Afghanistan | AFG | 2022-01-02 | v8 | TRUE
https://raw.githubusercontent.com/mrc-ide/global-lmic-reports/master/AFG/projections.csv | 2021-04-21 | deaths | 3.97 | 4.22 | 4.45 | 4.48 | 4.72 | 5.14 | Relax Interventions 50% | Afghanistan | AFG | 2022-01-02 | v8 | TRUE
https://raw.githubusercontent.com/mrc-ide/global-lmic-reports/master/AFG/projections.csv | 2021-04-21 | hospital_demand | 173.52 | 187.32 | 194.77 | 196.11 | 204.95 | 224.21 | Relax Interventions 50% | Afghanistan | AFG | 2022-01-02 | v8 | TRUE
https://raw.githubusercontent.com/mrc-ide/global-lmic-reports/master/AFG/projections.csv | 2021-04-21 | ICU_demand | 66.69 | 71.64 | 74.93 | 75.28 | 78.87 | 86.15 | Relax Interventions 50% | Afghanistan | AFG | 2022-01-02 | v8 | TRUE
https://raw.githubusercontent.com/mrc-ide/global-lmic-reports/master/AFG/projections.csv | 2021-04-21 | hospital_incidence | 21.86 | 23.5 | 24.65 | 24.75 | 25.46 | 27.7 | Relax Interventions 50% | Afghanistan | AFG | 2022-01-02 | v8 | TRUE
https://raw.githubusercontent.com/mrc-ide/global-lmic-reports/master/AFG/projections.csv | 2021-04-21 | ICU_incidence | 6.57 | 7.07 | 7.41 | 7.44 | 7.66 | 8.33 | Relax Interventions 50% | Afghanistan | AFG | 2022-01-02 | v8 | TRUE
https://raw.githubusercontent.com/mrc-ide/global-lmic-reports/master/AFG/projections.csv | 2021-04-21 | prevalence | 20721.4 | 22277.32 | 23196.04 | 23342.09 | 24167.56 | 26099.98 | Relax Interventions 50% | Afghanistan | AFG | 2022-01-02 | v8 | TRUE
https://raw.githubusercontent.com/mrc-ide/global-lmic-reports/master/AFG/projections.csv | 2021-04-21 | cumulative_infections | 1133252.78 | 1172702.42 | 1203810.5 | 1208237.77 | 1230300.99 | 1333819.61 | Relax Interventions 50% | Afghanistan | AFG | 2022-01-02 | v8 | TRUE
https://raw.githubusercontent.com/mrc-ide/global-lmic-reports/master/AFG/projections.csv | 2021-04-21 | cumulative_deaths | 2336.24 | 2426.27 | 2506.14 | 2511.33 | 2558.75 | 2794.77 | Relax Interventions 50% | Afghanistan | AFG | 2022-01-02 | v8 | TRUE
https://raw.githubusercontent.com/mrc-ide/global-lmic-reports/master/AFG/projections.csv | 2021-04-21 | Rt | 1.22 | 1.26 | 1.28 | 1.28 | 1.3 | 1.34 | Relax Interventions 50% | Afghanistan | AFG | 2022-01-02 | v8 | TRUE
https://raw.githubusercontent.com/mrc-ide/global-lmic-reports/master/AFG/projections.csv | 2021-04-21 | Reff | 1.18 | 1.22 | 1.23 | 1.24 | 1.26 | 1.29 | Relax Interventions 50% | Afghanistan | AFG | 2022-01-02 | v8 | TRUE
https://raw.githubusercontent.com/mrc-ide/global-lmic-reports/master/AFG/projections.csv | 2021-04-21 | infections | 3440.76 | 3722.81 | 3899.16 | 3920.16 | 4148.52 | 4465.84 | Surged Additional 50% Reduction | Afghanistan | AFG | 2022-01-02 | v8 | TRUE
https://raw.githubusercontent.com/mrc-ide/global-lmic-reports/master/AFG/projections.csv | 2021-04-21 | deaths | 3.98 | 4.32 | 4.52 | 4.52 | 4.72 | 5.05 | Surged Additional 50% Reduction | Afghanistan | AFG | 2022-01-02 | v8 | TRUE
https://raw.githubusercontent.com/mrc-ide/global-lmic-reports/master/AFG/projections.csv | 2021-04-21 | hospital_demand | 174.35 | 188.99 | 196.27 | 197.75 | 206.32 | 221.3 | Surged Additional 50% Reduction | Afghanistan | AFG | 2022-01-02 | v8 | TRUE
https://raw.githubusercontent.com/mrc-ide/global-lmic-reports/master/AFG/projections.csv | 2021-04-21 | ICU_demand | 66.96 | 72.7 | 75.55 | 75.89 | 79.19 | 84.71 | Surged Additional 50% Reduction | Afghanistan | AFG | 2022-01-02 | v8 | TRUE
https://raw.githubusercontent.com/mrc-ide/global-lmic-reports/master/AFG/projections.csv | 2021-04-21 | hospital_incidence | 22.11 | 24 | 24.76 | 24.97 | 26.2 | 27.78 | Surged Additional 50% Reduction | Afghanistan | AFG | 2022-01-02 | v8 | TRUE
https://raw.githubusercontent.com/mrc-ide/global-lmic-reports/master/AFG/projections.csv | 2021-04-21 | ICU_incidence | 6.65 | 7.22 | 7.45 | 7.51 | 7.88 | 8.36 | Surged Additional 50% Reduction | Afghanistan | AFG | 2022-01-02 | v8 | TRUE
https://raw.githubusercontent.com/mrc-ide/global-lmic-reports/master/AFG/projections.csv | 2021-04-21 | prevalence | 20821.36 | 22360.1 | 23386.07 | 23551.96 | 25126.43 | 26578.92 | Surged Additional 50% Reduction | Afghanistan | AFG | 2022-01-02 | v8 | TRUE
https://raw.githubusercontent.com/mrc-ide/global-lmic-reports/master/AFG/projections.csv | 2021-04-21 | cumulative_infections | 1127648.13 | 1167098.54 | 1193980.16 | 1197443.02 | 1226289.24 | 1281284.68 | Surged Additional 50% Reduction | Afghanistan | AFG | 2022-01-02 | v8 | TRUE
https://raw.githubusercontent.com/mrc-ide/global-lmic-reports/master/AFG/projections.csv | 2021-04-21 | cumulative_deaths | 2320.9 | 2411.81 | 2475.11 | 2473.18 | 2537.01 | 2647.57 | Surged Additional 50% Reduction | Afghanistan | AFG | 2022-01-02 | v8 | TRUE
https://raw.githubusercontent.com/mrc-ide/global-lmic-reports/master/AFG/projections.csv | 2021-04-21 | Rt | 1.22 | 1.26 | 1.28 | 1.28 | 1.3 | 1.32 | Surged Additional 50% Reduction | Afghanistan | AFG | 2022-01-02 | v8 | TRUE
https://raw.githubusercontent.com/mrc-ide/global-lmic-reports/master/AFG/projections.csv | 2021-04-21 | Reff | 1.18 | 1.22 | 1.24 | 1.23 | 1.26 | 1.28 | Surged Additional 50% Reduction | Afghanistan | AFG | 2022-01-02 | v8 | TRUE
https://raw.githubusercontent.com/mrc-ide/global-lmic-reports/master/AFG/projections.csv | 2021-04-21 | infections | 3440.76 | 3722.81 | 3899.16 | 3920.16 | 4148.52 | 4465.84 | Surged Maintain Status Quo | Afghanistan | AFG | 2022-01-02 | v8 | TRUE
https://raw.githubusercontent.com/mrc-ide/global-lmic-reports/master/AFG/projections.csv | 2021-04-21 | deaths | 3.98 | 4.32 | 4.52 | 4.52 | 4.72 | 5.05 | Surged Maintain Status Quo | Afghanistan | AFG | 2022-01-02 | v8 | TRUE
https://raw.githubusercontent.com/mrc-ide/global-lmic-reports/master/AFG/projections.csv | 2021-04-21 | hospital_demand | 174.35 | 188.99 | 196.27 | 197.75 | 206.32 | 221.3 | Surged Maintain Status Quo | Afghanistan | AFG | 2022-01-02 | v8 | TRUE
https://raw.githubusercontent.com/mrc-ide/global-lmic-reports/master/AFG/projections.csv | 2021-04-21 | ICU_demand | 66.96 | 72.7 | 75.55 | 75.89 | 79.19 | 84.71 | Surged Maintain Status Quo | Afghanistan | AFG | 2022-01-02 | v8 | TRUE
https://raw.githubusercontent.com/mrc-ide/global-lmic-reports/master/AFG/projections.csv | 2021-04-21 | hospital_incidence | 22.11 | 24 | 24.76 | 24.97 | 26.2 | 27.78 | Surged Maintain Status Quo | Afghanistan | AFG | 2022-01-02 | v8 | TRUE
https://raw.githubusercontent.com/mrc-ide/global-lmic-reports/master/AFG/projections.csv | 2021-04-21 | ICU_incidence | 6.65 | 7.22 | 7.45 | 7.51 | 7.88 | 8.36 | Surged Maintain Status Quo | Afghanistan | AFG | 2022-01-02 | v8 | TRUE
https://raw.githubusercontent.com/mrc-ide/global-lmic-reports/master/AFG/projections.csv | 2021-04-21 | prevalence | 20821.36 | 22360.1 | 23386.07 | 23551.96 | 25126.43 | 26578.92 | Surged Maintain Status Quo | Afghanistan | AFG | 2022-01-02 | v8 | TRUE
https://raw.githubusercontent.com/mrc-ide/global-lmic-reports/master/AFG/projections.csv | 2021-04-21 | cumulative_infections | 1127648.13 | 1167098.54 | 1193980.16 | 1197443.02 | 1226289.24 | 1281284.68 | Surged Maintain Status Quo | Afghanistan | AFG | 2022-01-02 | v8 | TRUE
https://raw.githubusercontent.com/mrc-ide/global-lmic-reports/master/AFG/projections.csv | 2021-04-21 | cumulative_deaths | 2320.9 | 2411.81 | 2475.11 | 2473.18 | 2537.01 | 2647.57 | Surged Maintain Status Quo | Afghanistan | AFG | 2022-01-02 | v8 | TRUE
https://raw.githubusercontent.com/mrc-ide/global-lmic-reports/master/AFG/projections.csv | 2021-04-21 | Rt | 1.22 | 1.26 | 1.28 | 1.28 | 1.3 | 1.32 | Surged Maintain Status Quo | Afghanistan | AFG | 2022-01-02 | v8 | TRUE
https://raw.githubusercontent.com/mrc-ide/global-lmic-reports/master/AFG/projections.csv | 2021-04-21 | Reff | 1.18 | 1.22 | 1.24 | 1.23 | 1.26 | 1.28 | Surged Maintain Status Quo | Afghanistan | AFG | 2022-01-02 | v8 | TRUE
https://raw.githubusercontent.com/mrc-ide/global-lmic-reports/master/AFG/projections.csv | 2021-04-21 | infections | 3440.76 | 3722.81 | 3899.16 | 3920.16 | 4148.52 | 4465.84 | Surged Optimistic | Afghanistan | AFG | 2022-01-02 | v8 | TRUE
https://raw.githubusercontent.com/mrc-ide/global-lmic-reports/master/AFG/projections.csv | 2021-04-21 | deaths | 3.98 | 4.32 | 4.52 | 4.52 | 4.72 | 5.05 | Surged Optimistic | Afghanistan | AFG | 2022-01-02 | v8 | TRUE
https://raw.githubusercontent.com/mrc-ide/global-lmic-reports/master/AFG/projections.csv | 2021-04-21 | hospital_demand | 174.35 | 188.99 | 196.27 | 197.75 | 206.32 | 221.3 | Surged Optimistic | Afghanistan | AFG | 2022-01-02 | v8 | TRUE
https://raw.githubusercontent.com/mrc-ide/global-lmic-reports/master/AFG/projections.csv | 2021-04-21 | ICU_demand | 66.96 | 72.7 | 75.55 | 75.89 | 79.19 | 84.71 | Surged Optimistic | Afghanistan | AFG | 2022-01-02 | v8 | TRUE
https://raw.githubusercontent.com/mrc-ide/global-lmic-reports/master/AFG/projections.csv | 2021-04-21 | hospital_incidence | 22.11 | 24 | 24.76 | 24.97 | 26.2 | 27.78 | Surged Optimistic | Afghanistan | AFG | 2022-01-02 | v8 | TRUE
https://raw.githubusercontent.com/mrc-ide/global-lmic-reports/master/AFG/projections.csv | 2021-04-21 | ICU_incidence | 6.65 | 7.22 | 7.45 | 7.51 | 7.88 | 8.36 | Surged Optimistic | Afghanistan | AFG | 2022-01-02 | v8 | TRUE
https://raw.githubusercontent.com/mrc-ide/global-lmic-reports/master/AFG/projections.csv | 2021-04-21 | prevalence | 20821.36 | 22360.1 | 23386.07 | 23551.96 | 25126.43 | 26578.92 | Surged Optimistic | Afghanistan | AFG | 2022-01-02 | v8 | TRUE
https://raw.githubusercontent.com/mrc-ide/global-lmic-reports/master/AFG/projections.csv | 2021-04-21 | cumulative_infections | 1127648.13 | 1167098.54 | 1193980.16 | 1197443.02 | 1226289.24 | 1281284.68 | Surged Optimistic | Afghanistan | AFG | 2022-01-02 | v8 | TRUE
https://raw.githubusercontent.com/mrc-ide/global-lmic-reports/master/AFG/projections.csv | 2021-04-21 | cumulative_deaths | 2320.9 | 2411.81 | 2475.11 | 2473.18 | 2537.01 | 2647.57 | Surged Optimistic | Afghanistan | AFG | 2022-01-02 | v8 | TRUE
https://raw.githubusercontent.com/mrc-ide/global-lmic-reports/master/AFG/projections.csv | 2021-04-21 | Rt | 1.22 | 1.26 | 1.28 | 1.28 | 1.3 | 1.32 | Surged Optimistic | Afghanistan | AFG | 2022-01-02 | v8 | TRUE
https://raw.githubusercontent.com/mrc-ide/global-lmic-reports/master/AFG/projections.csv | 2021-04-21 | Reff | 1.18 | 1.22 | 1.24 | 1.23 | 1.26 | 1.28 | Surged Optimistic | Afghanistan | AFG | 2022-01-02 | v8 | TRUE
https://raw.githubusercontent.com/mrc-ide/global-lmic-reports/master/AFG/projections.csv | 2021-04-21 | infections | 3440.76 | 3722.81 | 3899.16 | 3920.16 | 4148.52 | 4465.84 | Surged Pessimistic | Afghanistan | AFG | 2022-01-02 | v8 | TRUE
https://raw.githubusercontent.com/mrc-ide/global-lmic-reports/master/AFG/projections.csv | 2021-04-21 | deaths | 3.98 | 4.32 | 4.52 | 4.52 | 4.72 | 5.05 | Surged Pessimistic | Afghanistan | AFG | 2022-01-02 | v8 | TRUE
https://raw.githubusercontent.com/mrc-ide/global-lmic-reports/master/AFG/projections.csv | 2021-04-21 | hospital_demand | 174.35 | 188.99 | 196.27 | 197.75 | 206.32 | 221.3 | Surged Pessimistic | Afghanistan | AFG | 2022-01-02 | v8 | TRUE
https://raw.githubusercontent.com/mrc-ide/global-lmic-reports/master/AFG/projections.csv | 2021-04-21 | ICU_demand | 66.96 | 72.7 | 75.55 | 75.89 | 79.19 | 84.71 | Surged Pessimistic | Afghanistan | AFG | 2022-01-02 | v8 | TRUE
https://raw.githubusercontent.com/mrc-ide/global-lmic-reports/master/AFG/projections.csv | 2021-04-21 | hospital_incidence | 22.11 | 24 | 24.76 | 24.97 | 26.2 | 27.78 | Surged Pessimistic | Afghanistan | AFG | 2022-01-02 | v8 | TRUE
https://raw.githubusercontent.com/mrc-ide/global-lmic-reports/master/AFG/projections.csv | 2021-04-21 | ICU_incidence | 6.65 | 7.22 | 7.45 | 7.51 | 7.88 | 8.36 | Surged Pessimistic | Afghanistan | AFG | 2022-01-02 | v8 | TRUE
https://raw.githubusercontent.com/mrc-ide/global-lmic-reports/master/AFG/projections.csv | 2021-04-21 | prevalence | 20821.36 | 22360.1 | 23386.07 | 23551.96 | 25126.43 | 26578.92 | Surged Pessimistic | Afghanistan | AFG | 2022-01-02 | v8 | TRUE
https://raw.githubusercontent.com/mrc-ide/global-lmic-reports/master/AFG/projections.csv | 2021-04-21 | cumulative_infections | 1127648.13 | 1167098.54 | 1193980.16 | 1197443.02 | 1226289.24 | 1281284.68 | Surged Pessimistic | Afghanistan | AFG | 2022-01-02 | v8 | TRUE
https://raw.githubusercontent.com/mrc-ide/global-lmic-reports/master/AFG/projections.csv | 2021-04-21 | cumulative_deaths | 2320.9 | 2411.81 | 2475.11 | 2473.18 | 2537.01 | 2647.57 | Surged Pessimistic | Afghanistan | AFG | 2022-01-02 | v8 | TRUE
https://raw.githubusercontent.com/mrc-ide/global-lmic-reports/master/AFG/projections.csv | 2021-04-21 | Rt | 1.22 | 1.26 | 1.28 | 1.28 | 1.3 | 1.32 | Surged Pessimistic | Afghanistan | AFG | 2022-01-02 | v8 | TRUE
https://raw.githubusercontent.com/mrc-ide/global-lmic-reports/master/AFG/projections.csv | 2021-04-21 | Reff | 1.18 | 1.22 | 1.24 | 1.23 | 1.26 | 1.28 | Surged Pessimistic | Afghanistan | AFG | 2022-01-02 | v8 | TRUE
https://raw.githubusercontent.com/mrc-ide/global-lmic-reports/master/AFG/projections.csv | 2021-04-21 | infections | 3440.76 | 3722.81 | 3899.16 | 3920.16 | 4148.52 | 4465.84 | Surged Relax Interventions 50% | Afghanistan | AFG | 2022-01-02 | v8 | TRUE
https://raw.githubusercontent.com/mrc-ide/global-lmic-reports/master/AFG/projections.csv | 2021-04-21 | deaths | 3.98 | 4.32 | 4.52 | 4.52 | 4.72 | 5.05 | Surged Relax Interventions 50% | Afghanistan | AFG | 2022-01-02 | v8 | TRUE
https://raw.githubusercontent.com/mrc-ide/global-lmic-reports/master/AFG/projections.csv | 2021-04-21 | hospital_demand | 174.35 | 188.99 | 196.27 | 197.75 | 206.32 | 221.3 | Surged Relax Interventions 50% | Afghanistan | AFG | 2022-01-02 | v8 | TRUE
https://raw.githubusercontent.com/mrc-ide/global-lmic-reports/master/AFG/projections.csv | 2021-04-21 | ICU_demand | 66.96 | 72.7 | 75.55 | 75.89 | 79.19 | 84.71 | Surged Relax Interventions 50% | Afghanistan | AFG | 2022-01-02 | v8 | TRUE
https://raw.githubusercontent.com/mrc-ide/global-lmic-reports/master/AFG/projections.csv | 2021-04-21 | hospital_incidence | 22.11 | 24 | 24.76 | 24.97 | 26.2 | 27.78 | Surged Relax Interventions 50% | Afghanistan | AFG | 2022-01-02 | v8 | TRUE
https://raw.githubusercontent.com/mrc-ide/global-lmic-reports/master/AFG/projections.csv | 2021-04-21 | ICU_incidence | 6.65 | 7.22 | 7.45 | 7.51 | 7.88 | 8.36 | Surged Relax Interventions 50% | Afghanistan | AFG | 2022-01-02 | v8 | TRUE
https://raw.githubusercontent.com/mrc-ide/global-lmic-reports/master/AFG/projections.csv | 2021-04-21 | prevalence | 20821.36 | 22360.1 | 23386.07 | 23551.96 | 25126.43 | 26578.92 | Surged Relax Interventions 50% | Afghanistan | AFG | 2022-01-02 | v8 | TRUE
https://raw.githubusercontent.com/mrc-ide/global-lmic-reports/master/AFG/projections.csv | 2021-04-21 | cumulative_infections | 1127648.13 | 1167098.54 | 1193980.16 | 1197443.02 | 1226289.24 | 1281284.68 | Surged Relax Interventions 50% | Afghanistan | AFG | 2022-01-02 | v8 | TRUE
https://raw.githubusercontent.com/mrc-ide/global-lmic-reports/master/AFG/projections.csv | 2021-04-21 | cumulative_deaths | 2320.9 | 2411.81 | 2475.11 | 2473.18 | 2537.01 | 2647.57 | Surged Relax Interventions 50% | Afghanistan | AFG | 2022-01-02 | v8 | TRUE
https://raw.githubusercontent.com/mrc-ide/global-lmic-reports/master/AFG/projections.csv | 2021-04-21 | Rt | 1.22 | 1.26 | 1.28 | 1.28 | 1.3 | 1.32 | Surged Relax Interventions 50% | Afghanistan | AFG | 2022-01-02 | v8 | TRUE
https://raw.githubusercontent.com/mrc-ide/global-lmic-reports/master/AFG/projections.csv | 2021-04-21 | Reff | 1.18 | 1.22 | 1.24 | 1.23 | 1.26 | 1.28 | Surged Relax Interventions 50% | Afghanistan | AFG | 2022-01-02 | v8 | TRUE
https://raw.githubusercontent.com/mrc-ide/global-lmic-reports/master/AFG/projections.csv | 2021-04-22 | infections | 3539.55 | 3805.28 | 3973.59 | 4000.27 | 4236.43 | 4521.21 | Additional 50% Reduction | Afghanistan | AFG | 2022-01-02 | v8 | TRUE
https://raw.githubusercontent.com/mrc-ide/global-lmic-reports/master/AFG/projections.csv | 2021-04-22 | deaths | 4.06 | 4.35 | 4.56 | 4.59 | 4.83 | 5.26 | Additional 50% Reduction | Afghanistan | AFG | 2022-01-02 | v8 | TRUE
https://raw.githubusercontent.com/mrc-ide/global-lmic-reports/master/AFG/projections.csv | 2021-04-22 | hospital_demand | 178.02 | 192.51 | 199.51 | 201.31 | 209.62 | 229.37 | Additional 50% Reduction | Afghanistan | AFG | 2022-01-02 | v8 | TRUE
https://raw.githubusercontent.com/mrc-ide/global-lmic-reports/master/AFG/projections.csv | 2021-04-22 | ICU_demand | 68.58 | 73.88 | 77.02 | 77.4 | 80.83 | 88.52 | Additional 50% Reduction | Afghanistan | AFG | 2022-01-02 | v8 | TRUE
https://raw.githubusercontent.com/mrc-ide/global-lmic-reports/master/AFG/projections.csv | 2021-04-22 | hospital_incidence | 22.52 | 24.21 | 25.35 | 25.46 | 26.2 | 28.38 | Additional 50% Reduction | Afghanistan | AFG | 2022-01-02 | v8 | TRUE
https://raw.githubusercontent.com/mrc-ide/global-lmic-reports/master/AFG/projections.csv | 2021-04-22 | ICU_incidence | 6.78 | 7.3 | 7.64 | 7.67 | 7.89 | 8.55 | Additional 50% Reduction | Afghanistan | AFG | 2022-01-02 | v8 | TRUE
https://raw.githubusercontent.com/mrc-ide/global-lmic-reports/master/AFG/projections.csv | 2021-04-22 | prevalence | 21411.63 | 23027.91 | 23916.98 | 24108.09 | 25129.06 | 27016.26 | Additional 50% Reduction | Afghanistan | AFG | 2022-01-02 | v8 | TRUE
https://raw.githubusercontent.com/mrc-ide/global-lmic-reports/master/AFG/projections.csv | 2021-04-22 | cumulative_infections | 1137034.64 | 1176959.49 | 1207715.45 | 1212238.04 | 1234553.11 | 1338215.05 | Additional 50% Reduction | Afghanistan | AFG | 2022-01-02 | v8 | TRUE
https://raw.githubusercontent.com/mrc-ide/global-lmic-reports/master/AFG/projections.csv | 2021-04-22 | cumulative_deaths | 2341.05 | 2431.05 | 2510.71 | 2515.92 | 2563.58 | 2799.82 | Additional 50% Reduction | Afghanistan | AFG | 2022-01-02 | v8 | TRUE
https://raw.githubusercontent.com/mrc-ide/global-lmic-reports/master/AFG/projections.csv | 2021-04-22 | Rt | 1.16 | 1.22 | 1.24 | 1.24 | 1.26 | 1.31 | Additional 50% Reduction | Afghanistan | AFG | 2022-01-02 | v8 | TRUE
https://raw.githubusercontent.com/mrc-ide/global-lmic-reports/master/AFG/projections.csv | 2021-04-22 | Reff | 1.12 | 1.18 | 1.2 | 1.2 | 1.22 | 1.27 | Additional 50% Reduction | Afghanistan | AFG | 2022-01-02 | v8 | TRUE
https://raw.githubusercontent.com/mrc-ide/global-lmic-reports/master/AFG/projections.csv | 2021-04-22 | infections | 3539.55 | 3805.28 | 3973.59 | 4000.27 | 4236.43 | 4521.21 | Maintain Status Quo | Afghanistan | AFG | 2022-01-02 | v8 | TRUE
https://raw.githubusercontent.com/mrc-ide/global-lmic-reports/master/AFG/projections.csv | 2021-04-22 | deaths | 4.06 | 4.35 | 4.56 | 4.59 | 4.83 | 5.26 | Maintain Status Quo | Afghanistan | AFG | 2022-01-02 | v8 | TRUE
https://raw.githubusercontent.com/mrc-ide/global-lmic-reports/master/AFG/projections.csv | 2021-04-22 | hospital_demand | 178.02 | 192.51 | 199.51 | 201.31 | 209.62 | 229.37 | Maintain Status Quo | Afghanistan | AFG | 2022-01-02 | v8 | TRUE
https://raw.githubusercontent.com/mrc-ide/global-lmic-reports/master/AFG/projections.csv | 2021-04-22 | ICU_demand | 68.58 | 73.88 | 77.02 | 77.4 | 80.83 | 88.52 | Maintain Status Quo | Afghanistan | AFG | 2022-01-02 | v8 | TRUE
https://raw.githubusercontent.com/mrc-ide/global-lmic-reports/master/AFG/projections.csv | 2021-04-22 | hospital_incidence | 22.52 | 24.21 | 25.35 | 25.46 | 26.2 | 28.38 | Maintain Status Quo | Afghanistan | AFG | 2022-01-02 | v8 | TRUE
https://raw.githubusercontent.com/mrc-ide/global-lmic-reports/master/AFG/projections.csv | 2021-04-22 | ICU_incidence | 6.78 | 7.3 | 7.64 | 7.67 | 7.89 | 8.55 | Maintain Status Quo | Afghanistan | AFG | 2022-01-02 | v8 | TRUE
https://raw.githubusercontent.com/mrc-ide/global-lmic-reports/master/AFG/projections.csv | 2021-04-22 | prevalence | 21411.63 | 23027.91 | 23916.98 | 24108.09 | 25129.06 | 27016.26 | Maintain Status Quo | Afghanistan | AFG | 2022-01-02 | v8 | TRUE
https://raw.githubusercontent.com/mrc-ide/global-lmic-reports/master/AFG/projections.csv | 2021-04-22 | cumulative_infections | 1137034.64 | 1176959.49 | 1207715.45 | 1212238.04 | 1234553.11 | 1338215.05 | Maintain Status Quo | Afghanistan | AFG | 2022-01-02 | v8 | TRUE
https://raw.githubusercontent.com/mrc-ide/global-lmic-reports/master/AFG/projections.csv | 2021-04-22 | cumulative_deaths | 2341.05 | 2431.05 | 2510.71 | 2515.92 | 2563.58 | 2799.82 | Maintain Status Quo | Afghanistan | AFG | 2022-01-02 | v8 | TRUE
https://raw.githubusercontent.com/mrc-ide/global-lmic-reports/master/AFG/projections.csv | 2021-04-22 | Rt | 1.16 | 1.22 | 1.24 | 1.24 | 1.26 | 1.31 | Maintain Status Quo | Afghanistan | AFG | 2022-01-02 | v8 | TRUE
https://raw.githubusercontent.com/mrc-ide/global-lmic-reports/master/AFG/projections.csv | 2021-04-22 | Reff | 1.12 | 1.18 | 1.2 | 1.2 | 1.22 | 1.27 | Maintain Status Quo | Afghanistan | AFG | 2022-01-02 | v8 | TRUE
https://raw.githubusercontent.com/mrc-ide/global-lmic-reports/master/AFG/projections.csv | 2021-04-22 | infections | 3539.55 | 3805.28 | 3973.59 | 4000.27 | 4236.43 | 4521.21 | Optimistic | Afghanistan | AFG | 2022-01-02 | v8 | TRUE
https://raw.githubusercontent.com/mrc-ide/global-lmic-reports/master/AFG/projections.csv | 2021-04-22 | deaths | 4.06 | 4.35 | 4.56 | 4.59 | 4.83 | 5.26 | Optimistic | Afghanistan | AFG | 2022-01-02 | v8 | TRUE
https://raw.githubusercontent.com/mrc-ide/global-lmic-reports/master/AFG/projections.csv | 2021-04-22 | hospital_demand | 178.02 | 192.51 | 199.51 | 201.31 | 209.62 | 229.37 | Optimistic | Afghanistan | AFG | 2022-01-02 | v8 | TRUE
https://raw.githubusercontent.com/mrc-ide/global-lmic-reports/master/AFG/projections.csv | 2021-04-22 | ICU_demand | 68.58 | 73.88 | 77.02 | 77.4 | 80.83 | 88.52 | Optimistic | Afghanistan | AFG | 2022-01-02 | v8 | TRUE
https://raw.githubusercontent.com/mrc-ide/global-lmic-reports/master/AFG/projections.csv | 2021-04-22 | hospital_incidence | 22.52 | 24.21 | 25.35 | 25.46 | 26.2 | 28.38 | Optimistic | Afghanistan | AFG | 2022-01-02 | v8 | TRUE
https://raw.githubusercontent.com/mrc-ide/global-lmic-reports/master/AFG/projections.csv | 2021-04-22 | ICU_incidence | 6.78 | 7.3 | 7.64 | 7.67 | 7.89 | 8.55 | Optimistic | Afghanistan | AFG | 2022-01-02 | v8 | TRUE
https://raw.githubusercontent.com/mrc-ide/global-lmic-reports/master/AFG/projections.csv | 2021-04-22 | prevalence | 21411.63 | 23027.91 | 23916.98 | 24108.09 | 25129.06 | 27016.26 | Optimistic | Afghanistan | AFG | 2022-01-02 | v8 | TRUE
https://raw.githubusercontent.com/mrc-ide/global-lmic-reports/master/AFG/projections.csv | 2021-04-22 | cumulative_infections | 1137034.64 | 1176959.49 | 1207715.45 | 1212238.04 | 1234553.11 | 1338215.05 | Optimistic | Afghanistan | AFG | 2022-01-02 | v8 | TRUE
https://raw.githubusercontent.com/mrc-ide/global-lmic-reports/master/AFG/projections.csv | 2021-04-22 | cumulative_deaths | 2341.05 | 2431.05 | 2510.71 | 2515.92 | 2563.58 | 2799.82 | Optimistic | Afghanistan | AFG | 2022-01-02 | v8 | TRUE
https://raw.githubusercontent.com/mrc-ide/global-lmic-reports/master/AFG/projections.csv | 2021-04-22 | Rt | 1.16 | 1.22 | 1.24 | 1.24 | 1.26 | 1.31 | Optimistic | Afghanistan | AFG | 2022-01-02 | v8 | TRUE
https://raw.githubusercontent.com/mrc-ide/global-lmic-reports/master/AFG/projections.csv | 2021-04-22 | Reff | 1.12 | 1.18 | 1.2 | 1.2 | 1.22 | 1.27 | Optimistic | Afghanistan | AFG | 2022-01-02 | v8 | TRUE
https://raw.githubusercontent.com/mrc-ide/global-lmic-reports/master/AFG/projections.csv | 2021-04-22 | infections | 3539.55 | 3805.28 | 3973.59 | 4000.27 | 4236.43 | 4521.21 | Pessimistic | Afghanistan | AFG | 2022-01-02 | v8 | TRUE
https://raw.githubusercontent.com/mrc-ide/global-lmic-reports/master/AFG/projections.csv | 2021-04-22 | deaths | 4.06 | 4.35 | 4.56 | 4.59 | 4.83 | 5.26 | Pessimistic | Afghanistan | AFG | 2022-01-02 | v8 | TRUE
https://raw.githubusercontent.com/mrc-ide/global-lmic-reports/master/AFG/projections.csv | 2021-04-22 | hospital_demand | 178.02 | 192.51 | 199.51 | 201.31 | 209.62 | 229.37 | Pessimistic | Afghanistan | AFG | 2022-01-02 | v8 | TRUE
https://raw.githubusercontent.com/mrc-ide/global-lmic-reports/master/AFG/projections.csv | 2021-04-22 | ICU_demand | 68.58 | 73.88 | 77.02 | 77.4 | 80.83 | 88.52 | Pessimistic | Afghanistan | AFG | 2022-01-02 | v8 | TRUE
https://raw.githubusercontent.com/mrc-ide/global-lmic-reports/master/AFG/projections.csv | 2021-04-22 | hospital_incidence | 22.52 | 24.21 | 25.35 | 25.46 | 26.2 | 28.38 | Pessimistic | Afghanistan | AFG | 2022-01-02 | v8 | TRUE
https://raw.githubusercontent.com/mrc-ide/global-lmic-reports/master/AFG/projections.csv | 2021-04-22 | ICU_incidence | 6.78 | 7.3 | 7.64 | 7.67 | 7.89 | 8.55 | Pessimistic | Afghanistan | AFG | 2022-01-02 | v8 | TRUE
https://raw.githubusercontent.com/mrc-ide/global-lmic-reports/master/AFG/projections.csv | 2021-04-22 | prevalence | 21411.63 | 23027.91 | 23916.98 | 24108.09 | 25129.06 | 27016.26 | Pessimistic | Afghanistan | AFG | 2022-01-02 | v8 | TRUE
https://raw.githubusercontent.com/mrc-ide/global-lmic-reports/master/AFG/projections.csv | 2021-04-22 | cumulative_infections | 1137034.64 | 1176959.49 | 1207715.45 | 1212238.04 | 1234553.11 | 1338215.05 | Pessimistic | Afghanistan | AFG | 2022-01-02 | v8 | TRUE
https://raw.githubusercontent.com/mrc-ide/global-lmic-reports/master/AFG/projections.csv | 2021-04-22 | cumulative_deaths | 2341.05 | 2431.05 | 2510.71 | 2515.92 | 2563.58 | 2799.82 | Pessimistic | Afghanistan | AFG | 2022-01-02 | v8 | TRUE
https://raw.githubusercontent.com/mrc-ide/global-lmic-reports/master/AFG/projections.csv | 2021-04-22 | Rt | 1.16 | 1.22 | 1.24 | 1.24 | 1.26 | 1.31 | Pessimistic | Afghanistan | AFG | 2022-01-02 | v8 | TRUE
https://raw.githubusercontent.com/mrc-ide/global-lmic-reports/master/AFG/projections.csv | 2021-04-22 | Reff | 1.12 | 1.18 | 1.2 | 1.2 | 1.22 | 1.27 | Pessimistic | Afghanistan | AFG | 2022-01-02 | v8 | TRUE
https://raw.githubusercontent.com/mrc-ide/global-lmic-reports/master/AFG/projections.csv | 2021-04-22 | infections | 3539.55 | 3805.28 | 3973.59 | 4000.27 | 4236.43 | 4521.21 | Relax Interventions 50% | Afghanistan | AFG | 2022-01-02 | v8 | TRUE
https://raw.githubusercontent.com/mrc-ide/global-lmic-reports/master/AFG/projections.csv | 2021-04-22 | deaths | 4.06 | 4.35 | 4.56 | 4.59 | 4.83 | 5.26 | Relax Interventions 50% | Afghanistan | AFG | 2022-01-02 | v8 | TRUE
https://raw.githubusercontent.com/mrc-ide/global-lmic-reports/master/AFG/projections.csv | 2021-04-22 | hospital_demand | 178.02 | 192.51 | 199.51 | 201.31 | 209.62 | 229.37 | Relax Interventions 50% | Afghanistan | AFG | 2022-01-02 | v8 | TRUE
https://raw.githubusercontent.com/mrc-ide/global-lmic-reports/master/AFG/projections.csv | 2021-04-22 | ICU_demand | 68.58 | 73.88 | 77.02 | 77.4 | 80.83 | 88.52 | Relax Interventions 50% | Afghanistan | AFG | 2022-01-02 | v8 | TRUE
https://raw.githubusercontent.com/mrc-ide/global-lmic-reports/master/AFG/projections.csv | 2021-04-22 | hospital_incidence | 22.52 | 24.21 | 25.35 | 25.46 | 26.2 | 28.38 | Relax Interventions 50% | Afghanistan | AFG | 2022-01-02 | v8 | TRUE
https://raw.githubusercontent.com/mrc-ide/global-lmic-reports/master/AFG/projections.csv | 2021-04-22 | ICU_incidence | 6.78 | 7.3 | 7.64 | 7.67 | 7.89 | 8.55 | Relax Interventions 50% | Afghanistan | AFG | 2022-01-02 | v8 | TRUE
https://raw.githubusercontent.com/mrc-ide/global-lmic-reports/master/AFG/projections.csv | 2021-04-22 | prevalence | 21411.63 | 23027.91 | 23916.98 | 24108.09 | 25129.06 | 27016.26 | Relax Interventions 50% | Afghanistan | AFG | 2022-01-02 | v8 | TRUE
https://raw.githubusercontent.com/mrc-ide/global-lmic-reports/master/AFG/projections.csv | 2021-04-22 | cumulative_infections | 1137034.64 | 1176959.49 | 1207715.45 | 1212238.04 | 1234553.11 | 1338215.05 | Relax Interventions 50% | Afghanistan | AFG | 2022-01-02 | v8 | TRUE
https://raw.githubusercontent.com/mrc-ide/global-lmic-reports/master/AFG/projections.csv | 2021-04-22 | cumulative_deaths | 2341.05 | 2431.05 | 2510.71 | 2515.92 | 2563.58 | 2799.82 | Relax Interventions 50% | Afghanistan | AFG | 2022-01-02 | v8 | TRUE
https://raw.githubusercontent.com/mrc-ide/global-lmic-reports/master/AFG/projections.csv | 2021-04-22 | Rt | 1.16 | 1.22 | 1.24 | 1.24 | 1.26 | 1.31 | Relax Interventions 50% | Afghanistan | AFG | 2022-01-02 | v8 | TRUE
https://raw.githubusercontent.com/mrc-ide/global-lmic-reports/master/AFG/projections.csv | 2021-04-22 | Reff | 1.12 | 1.18 | 1.2 | 1.2 | 1.22 | 1.27 | Relax Interventions 50% | Afghanistan | AFG | 2022-01-02 | v8 | TRUE
https://raw.githubusercontent.com/mrc-ide/global-lmic-reports/master/AFG/projections.csv | 2021-04-22 | infections | 3515.21 | 3830.7 | 4021.13 | 4035.63 | 4255.45 | 4622.1 | Surged Additional 50% Reduction | Afghanistan | AFG | 2022-01-02 | v8 | TRUE
https://raw.githubusercontent.com/mrc-ide/global-lmic-reports/master/AFG/projections.csv | 2021-04-22 | deaths | 4.07 | 4.43 | 4.62 | 4.63 | 4.84 | 5.17 | Surged Additional 50% Reduction | Afghanistan | AFG | 2022-01-02 | v8 | TRUE
https://raw.githubusercontent.com/mrc-ide/global-lmic-reports/master/AFG/projections.csv | 2021-04-22 | hospital_demand | 179.12 | 193.94 | 201.2 | 203.01 | 212.06 | 226.9 | Surged Additional 50% Reduction | Afghanistan | AFG | 2022-01-02 | v8 | TRUE
https://raw.githubusercontent.com/mrc-ide/global-lmic-reports/master/AFG/projections.csv | 2021-04-22 | ICU_demand | 68.88 | 74.71 | 77.46 | 78.03 | 81.46 | 87.05 | Surged Additional 50% Reduction | Afghanistan | AFG | 2022-01-02 | v8 | TRUE
https://raw.githubusercontent.com/mrc-ide/global-lmic-reports/master/AFG/projections.csv | 2021-04-22 | hospital_incidence | 22.75 | 24.57 | 25.48 | 25.69 | 27.06 | 28.69 | Surged Additional 50% Reduction | Afghanistan | AFG | 2022-01-02 | v8 | TRUE
https://raw.githubusercontent.com/mrc-ide/global-lmic-reports/master/AFG/projections.csv | 2021-04-22 | ICU_incidence | 6.85 | 7.4 | 7.68 | 7.74 | 8.15 | 8.64 | Surged Additional 50% Reduction | Afghanistan | AFG | 2022-01-02 | v8 | TRUE
https://raw.githubusercontent.com/mrc-ide/global-lmic-reports/master/AFG/projections.csv | 2021-04-22 | prevalence | 21480.09 | 23107.78 | 24177.94 | 24323.83 | 25918.19 | 27530.33 | Surged Additional 50% Reduction | Afghanistan | AFG | 2022-01-02 | v8 | TRUE
https://raw.githubusercontent.com/mrc-ide/global-lmic-reports/master/AFG/projections.csv | 2021-04-22 | cumulative_infections | 1131525.21 | 1170892.47 | 1198052.15 | 1201478.65 | 1230623.45 | 1285642.34 | Surged Additional 50% Reduction | Afghanistan | AFG | 2022-01-02 | v8 | TRUE
https://raw.githubusercontent.com/mrc-ide/global-lmic-reports/master/AFG/projections.csv | 2021-04-22 | cumulative_deaths | 2325.74 | 2416.33 | 2479.38 | 2477.81 | 2541.55 | 2652.33 | Surged Additional 50% Reduction | Afghanistan | AFG | 2022-01-02 | v8 | TRUE
https://raw.githubusercontent.com/mrc-ide/global-lmic-reports/master/AFG/projections.csv | 2021-04-22 | Rt | 1.17 | 1.22 | 1.24 | 1.24 | 1.27 | 1.29 | Surged Additional 50% Reduction | Afghanistan | AFG | 2022-01-02 | v8 | TRUE
https://raw.githubusercontent.com/mrc-ide/global-lmic-reports/master/AFG/projections.csv | 2021-04-22 | Reff | 1.13 | 1.18 | 1.2 | 1.2 | 1.22 | 1.25 | Surged Additional 50% Reduction | Afghanistan | AFG | 2022-01-02 | v8 | TRUE
https://raw.githubusercontent.com/mrc-ide/global-lmic-reports/master/AFG/projections.csv | 2021-04-22 | infections | 3515.21 | 3830.7 | 4021.13 | 4035.63 | 4255.45 | 4622.1 | Surged Maintain Status Quo | Afghanistan | AFG | 2022-01-02 | v8 | TRUE
https://raw.githubusercontent.com/mrc-ide/global-lmic-reports/master/AFG/projections.csv | 2021-04-22 | deaths | 4.07 | 4.43 | 4.62 | 4.63 | 4.84 | 5.17 | Surged Maintain Status Quo | Afghanistan | AFG | 2022-01-02 | v8 | TRUE
https://raw.githubusercontent.com/mrc-ide/global-lmic-reports/master/AFG/projections.csv | 2021-04-22 | hospital_demand | 179.12 | 193.94 | 201.2 | 203.01 | 212.06 | 226.9 | Surged Maintain Status Quo | Afghanistan | AFG | 2022-01-02 | v8 | TRUE
https://raw.githubusercontent.com/mrc-ide/global-lmic-reports/master/AFG/projections.csv | 2021-04-22 | ICU_demand | 68.88 | 74.71 | 77.46 | 78.03 | 81.46 | 87.05 | Surged Maintain Status Quo | Afghanistan | AFG | 2022-01-02 | v8 | TRUE
https://raw.githubusercontent.com/mrc-ide/global-lmic-reports/master/AFG/projections.csv | 2021-04-22 | hospital_incidence | 22.75 | 24.57 | 25.48 | 25.69 | 27.06 | 28.69 | Surged Maintain Status Quo | Afghanistan | AFG | 2022-01-02 | v8 | TRUE
https://raw.githubusercontent.com/mrc-ide/global-lmic-reports/master/AFG/projections.csv | 2021-04-22 | ICU_incidence | 6.85 | 7.4 | 7.68 | 7.74 | 8.15 | 8.64 | Surged Maintain Status Quo | Afghanistan | AFG | 2022-01-02 | v8 | TRUE
https://raw.githubusercontent.com/mrc-ide/global-lmic-reports/master/AFG/projections.csv | 2021-04-22 | prevalence | 21480.09 | 23107.78 | 24177.94 | 24323.83 | 25918.19 | 27530.33 | Surged Maintain Status Quo | Afghanistan | AFG | 2022-01-02 | v8 | TRUE
https://raw.githubusercontent.com/mrc-ide/global-lmic-reports/master/AFG/projections.csv | 2021-04-22 | cumulative_infections | 1131525.21 | 1170892.47 | 1198052.15 | 1201478.65 | 1230623.45 | 1285642.34 | Surged Maintain Status Quo | Afghanistan | AFG | 2022-01-02 | v8 | TRUE
https://raw.githubusercontent.com/mrc-ide/global-lmic-reports/master/AFG/projections.csv | 2021-04-22 | cumulative_deaths | 2325.74 | 2416.33 | 2479.38 | 2477.81 | 2541.55 | 2652.33 | Surged Maintain Status Quo | Afghanistan | AFG | 2022-01-02 | v8 | TRUE
https://raw.githubusercontent.com/mrc-ide/global-lmic-reports/master/AFG/projections.csv | 2021-04-22 | Rt | 1.17 | 1.22 | 1.24 | 1.24 | 1.27 | 1.29 | Surged Maintain Status Quo | Afghanistan | AFG | 2022-01-02 | v8 | TRUE
https://raw.githubusercontent.com/mrc-ide/global-lmic-reports/master/AFG/projections.csv | 2021-04-22 | Reff | 1.13 | 1.18 | 1.2 | 1.2 | 1.22 | 1.25 | Surged Maintain Status Quo | Afghanistan | AFG | 2022-01-02 | v8 | TRUE
https://raw.githubusercontent.com/mrc-ide/global-lmic-reports/master/AFG/projections.csv | 2021-04-22 | infections | 3515.21 | 3830.7 | 4021.13 | 4035.63 | 4255.45 | 4622.1 | Surged Optimistic | Afghanistan | AFG | 2022-01-02 | v8 | TRUE
https://raw.githubusercontent.com/mrc-ide/global-lmic-reports/master/AFG/projections.csv | 2021-04-22 | deaths | 4.07 | 4.43 | 4.62 | 4.63 | 4.84 | 5.17 | Surged Optimistic | Afghanistan | AFG | 2022-01-02 | v8 | TRUE
https://raw.githubusercontent.com/mrc-ide/global-lmic-reports/master/AFG/projections.csv | 2021-04-22 | hospital_demand | 179.12 | 193.94 | 201.2 | 203.01 | 212.06 | 226.9 | Surged Optimistic | Afghanistan | AFG | 2022-01-02 | v8 | TRUE
https://raw.githubusercontent.com/mrc-ide/global-lmic-reports/master/AFG/projections.csv | 2021-04-22 | ICU_demand | 68.88 | 74.71 | 77.46 | 78.03 | 81.46 | 87.05 | Surged Optimistic | Afghanistan | AFG | 2022-01-02 | v8 | TRUE
https://raw.githubusercontent.com/mrc-ide/global-lmic-reports/master/AFG/projections.csv | 2021-04-22 | hospital_incidence | 22.75 | 24.57 | 25.48 | 25.69 | 27.06 | 28.69 | Surged Optimistic | Afghanistan | AFG | 2022-01-02 | v8 | TRUE
https://raw.githubusercontent.com/mrc-ide/global-lmic-reports/master/AFG/projections.csv | 2021-04-22 | ICU_incidence | 6.85 | 7.4 | 7.68 | 7.74 | 8.15 | 8.64 | Surged Optimistic | Afghanistan | AFG | 2022-01-02 | v8 | TRUE
https://raw.githubusercontent.com/mrc-ide/global-lmic-reports/master/AFG/projections.csv | 2021-04-22 | prevalence | 21480.09 | 23107.78 | 24177.94 | 24323.83 | 25918.19 | 27530.33 | Surged Optimistic | Afghanistan | AFG | 2022-01-02 | v8 | TRUE
https://raw.githubusercontent.com/mrc-ide/global-lmic-reports/master/AFG/projections.csv | 2021-04-22 | cumulative_infections | 1131525.21 | 1170892.47 | 1198052.15 | 1201478.65 | 1230623.45 | 1285642.34 | Surged Optimistic | Afghanistan | AFG | 2022-01-02 | v8 | TRUE
https://raw.githubusercontent.com/mrc-ide/global-lmic-reports/master/AFG/projections.csv | 2021-04-22 | cumulative_deaths | 2325.74 | 2416.33 | 2479.38 | 2477.81 | 2541.55 | 2652.33 | Surged Optimistic | Afghanistan | AFG | 2022-01-02 | v8 | TRUE
https://raw.githubusercontent.com/mrc-ide/global-lmic-reports/master/AFG/projections.csv | 2021-04-22 | Rt | 1.17 | 1.22 | 1.24 | 1.24 | 1.27 | 1.29 | Surged Optimistic | Afghanistan | AFG | 2022-01-02 | v8 | TRUE
https://raw.githubusercontent.com/mrc-ide/global-lmic-reports/master/AFG/projections.csv | 2021-04-22 | Reff | 1.13 | 1.18 | 1.2 | 1.2 | 1.22 | 1.25 | Surged Optimistic | Afghanistan | AFG | 2022-01-02 | v8 | TRUE
https://raw.githubusercontent.com/mrc-ide/global-lmic-reports/master/AFG/projections.csv | 2021-04-22 | infections | 3515.21 | 3830.7 | 4021.13 | 4035.63 | 4255.45 | 4622.1 | Surged Pessimistic | Afghanistan | AFG | 2022-01-02 | v8 | TRUE
https://raw.githubusercontent.com/mrc-ide/global-lmic-reports/master/AFG/projections.csv | 2021-04-22 | deaths | 4.07 | 4.43 | 4.62 | 4.63 | 4.84 | 5.17 | Surged Pessimistic | Afghanistan | AFG | 2022-01-02 | v8 | TRUE
https://raw.githubusercontent.com/mrc-ide/global-lmic-reports/master/AFG/projections.csv | 2021-04-22 | hospital_demand | 179.12 | 193.94 | 201.2 | 203.01 | 212.06 | 226.9 | Surged Pessimistic | Afghanistan | AFG | 2022-01-02 | v8 | TRUE
https://raw.githubusercontent.com/mrc-ide/global-lmic-reports/master/AFG/projections.csv | 2021-04-22 | ICU_demand | 68.88 | 74.71 | 77.46 | 78.03 | 81.46 | 87.05 | Surged Pessimistic | Afghanistan | AFG | 2022-01-02 | v8 | TRUE
https://raw.githubusercontent.com/mrc-ide/global-lmic-reports/master/AFG/projections.csv | 2021-04-22 | hospital_incidence | 22.75 | 24.57 | 25.48 | 25.69 | 27.06 | 28.69 | Surged Pessimistic | Afghanistan | AFG | 2022-01-02 | v8 | TRUE
https://raw.githubusercontent.com/mrc-ide/global-lmic-reports/master/AFG/projections.csv | 2021-04-22 | ICU_incidence | 6.85 | 7.4 | 7.68 | 7.74 | 8.15 | 8.64 | Surged Pessimistic | Afghanistan | AFG | 2022-01-02 | v8 | TRUE
https://raw.githubusercontent.com/mrc-ide/global-lmic-reports/master/AFG/projections.csv | 2021-04-22 | prevalence | 21480.09 | 23107.78 | 24177.94 | 24323.83 | 25918.19 | 27530.33 | Surged Pessimistic | Afghanistan | AFG | 2022-01-02 | v8 | TRUE
https://raw.githubusercontent.com/mrc-ide/global-lmic-reports/master/AFG/projections.csv | 2021-04-22 | cumulative_infections | 1131525.21 | 1170892.47 | 1198052.15 | 1201478.65 | 1230623.45 | 1285642.34 | Surged Pessimistic | Afghanistan | AFG | 2022-01-02 | v8 | TRUE
https://raw.githubusercontent.com/mrc-ide/global-lmic-reports/master/AFG/projections.csv | 2021-04-22 | cumulative_deaths | 2325.74 | 2416.33 | 2479.38 | 2477.81 | 2541.55 | 2652.33 | Surged Pessimistic | Afghanistan | AFG | 2022-01-02 | v8 | TRUE
https://raw.githubusercontent.com/mrc-ide/global-lmic-reports/master/AFG/projections.csv | 2021-04-22 | Rt | 1.17 | 1.22 | 1.24 | 1.24 | 1.27 | 1.29 | Surged Pessimistic | Afghanistan | AFG | 2022-01-02 | v8 | TRUE
https://raw.githubusercontent.com/mrc-ide/global-lmic-reports/master/AFG/projections.csv | 2021-04-22 | Reff | 1.13 | 1.18 | 1.2 | 1.2 | 1.22 | 1.25 | Surged Pessimistic | Afghanistan | AFG | 2022-01-02 | v8 | TRUE
https://raw.githubusercontent.com/mrc-ide/global-lmic-reports/master/AFG/projections.csv | 2021-04-22 | infections | 3515.21 | 3830.7 | 4021.13 | 4035.63 | 4255.45 | 4622.1 | Surged Relax Interventions 50% | Afghanistan | AFG | 2022-01-02 | v8 | TRUE
https://raw.githubusercontent.com/mrc-ide/global-lmic-reports/master/AFG/projections.csv | 2021-04-22 | deaths | 4.07 | 4.43 | 4.62 | 4.63 | 4.84 | 5.17 | Surged Relax Interventions 50% | Afghanistan | AFG | 2022-01-02 | v8 | TRUE
https://raw.githubusercontent.com/mrc-ide/global-lmic-reports/master/AFG/projections.csv | 2021-04-22 | hospital_demand | 179.12 | 193.94 | 201.2 | 203.01 | 212.06 | 226.9 | Surged Relax Interventions 50% | Afghanistan | AFG | 2022-01-02 | v8 | TRUE
https://raw.githubusercontent.com/mrc-ide/global-lmic-reports/master/AFG/projections.csv | 2021-04-22 | ICU_demand | 68.88 | 74.71 | 77.46 | 78.03 | 81.46 | 87.05 | Surged Relax Interventions 50% | Afghanistan | AFG | 2022-01-02 | v8 | TRUE
https://raw.githubusercontent.com/mrc-ide/global-lmic-reports/master/AFG/projections.csv | 2021-04-22 | hospital_incidence | 22.75 | 24.57 | 25.48 | 25.69 | 27.06 | 28.69 | Surged Relax Interventions 50% | Afghanistan | AFG | 2022-01-02 | v8 | TRUE
https://raw.githubusercontent.com/mrc-ide/global-lmic-reports/master/AFG/projections.csv | 2021-04-22 | ICU_incidence | 6.85 | 7.4 | 7.68 | 7.74 | 8.15 | 8.64 | Surged Relax Interventions 50% | Afghanistan | AFG | 2022-01-02 | v8 | TRUE
https://raw.githubusercontent.com/mrc-ide/global-lmic-reports/master/AFG/projections.csv | 2021-04-22 | prevalence | 21480.09 | 23107.78 | 24177.94 | 24323.83 | 25918.19 | 27530.33 | Surged Relax Interventions 50% | Afghanistan | AFG | 2022-01-02 | v8 | TRUE
https://raw.githubusercontent.com/mrc-ide/global-lmic-reports/master/AFG/projections.csv | 2021-04-22 | cumulative_infections | 1131525.21 | 1170892.47 | 1198052.15 | 1201478.65 | 1230623.45 | 1285642.34 | Surged Relax Interventions 50% | Afghanistan | AFG | 2022-01-02 | v8 | TRUE
https://raw.githubusercontent.com/mrc-ide/global-lmic-reports/master/AFG/projections.csv | 2021-04-22 | cumulative_deaths | 2325.74 | 2416.33 | 2479.38 | 2477.81 | 2541.55 | 2652.33 | Surged Relax Interventions 50% | Afghanistan | AFG | 2022-01-02 | v8 | TRUE
https://raw.githubusercontent.com/mrc-ide/global-lmic-reports/master/AFG/projections.csv | 2021-04-22 | Rt | 1.17 | 1.22 | 1.24 | 1.24 | 1.27 | 1.29 | Surged Relax Interventions 50% | Afghanistan | AFG | 2022-01-02 | v8 | TRUE
https://raw.githubusercontent.com/mrc-ide/global-lmic-reports/master/AFG/projections.csv | 2021-04-22 | Reff | 1.13 | 1.18 | 1.2 | 1.2 | 1.22 | 1.25 | Surged Relax Interventions 50% | Afghanistan | AFG | 2022-01-02 | v8 | TRUE
https://raw.githubusercontent.com/mrc-ide/global-lmic-reports/master/AFG/projections.csv | 2021-04-23 | infections | 3491.89 | 3828.5 | 3960.56 | 4010.26 | 4257.99 | 4589.09 | Additional 50% Reduction | Afghanistan | AFG | 2022-01-02 | v8 | TRUE
https://raw.githubusercontent.com/mrc-ide/global-lmic-reports/master/AFG/projections.csv | 2021-04-23 | deaths | 4.16 | 4.47 | 4.68 | 4.7 | 4.93 | 5.38 | Additional 50% Reduction | Afghanistan | AFG | 2022-01-02 | v8 | TRUE
https://raw.githubusercontent.com/mrc-ide/global-lmic-reports/master/AFG/projections.csv | 2021-04-23 | hospital_demand | 182.43 | 197.4 | 204.87 | 206.71 | 214.44 | 234.72 | Additional 50% Reduction | Afghanistan | AFG | 2022-01-02 | v8 | TRUE
https://raw.githubusercontent.com/mrc-ide/global-lmic-reports/master/AFG/projections.csv | 2021-04-23 | ICU_demand | 70.52 | 76.05 | 79.05 | 79.6 | 82.85 | 90.76 | Additional 50% Reduction | Afghanistan | AFG | 2022-01-02 | v8 | TRUE
https://raw.githubusercontent.com/mrc-ide/global-lmic-reports/master/AFG/projections.csv | 2021-04-23 | hospital_incidence | 23.21 | 25.02 | 26.13 | 26.21 | 27.04 | 29.14 | Additional 50% Reduction | Afghanistan | AFG | 2022-01-02 | v8 | TRUE
https://raw.githubusercontent.com/mrc-ide/global-lmic-reports/master/AFG/projections.csv | 2021-04-23 | ICU_incidence | 7.01 | 7.55 | 7.88 | 7.91 | 8.16 | 8.79 | Additional 50% Reduction | Afghanistan | AFG | 2022-01-02 | v8 | TRUE
https://raw.githubusercontent.com/mrc-ide/global-lmic-reports/master/AFG/projections.csv | 2021-04-23 | prevalence | 22012.93 | 23568.6 | 24520.57 | 24776.74 | 25967.05 | 27873.54 | Additional 50% Reduction | Afghanistan | AFG | 2022-01-02 | v8 | TRUE
https://raw.githubusercontent.com/mrc-ide/global-lmic-reports/master/AFG/projections.csv | 2021-04-23 | cumulative_infections | 1140776.53 | 1181296.02 | 1211640.19 | 1216248.3 | 1238834.56 | 1342553.88 | Additional 50% Reduction | Afghanistan | AFG | 2022-01-02 | v8 | TRUE
https://raw.githubusercontent.com/mrc-ide/global-lmic-reports/master/AFG/projections.csv | 2021-04-23 | cumulative_deaths | 2345.95 | 2435.95 | 2515.38 | 2520.62 | 2568.51 | 2804.99 | Additional 50% Reduction | Afghanistan | AFG | 2022-01-02 | v8 | TRUE
https://raw.githubusercontent.com/mrc-ide/global-lmic-reports/master/AFG/projections.csv | 2021-04-23 | Rt | 1.29 | 1.34 | 1.35 | 1.35 | 1.36 | 1.39 | Additional 50% Reduction | Afghanistan | AFG | 2022-01-02 | v8 | TRUE
https://raw.githubusercontent.com/mrc-ide/global-lmic-reports/master/AFG/projections.csv | 2021-04-23 | Reff | 1.25 | 1.29 | 1.31 | 1.3 | 1.31 | 1.34 | Additional 50% Reduction | Afghanistan | AFG | 2022-01-02 | v8 | TRUE
https://raw.githubusercontent.com/mrc-ide/global-lmic-reports/master/AFG/projections.csv | 2021-04-23 | infections | 3491.89 | 3828.5 | 3960.56 | 4010.26 | 4257.99 | 4589.09 | Maintain Status Quo | Afghanistan | AFG | 2022-01-02 | v8 | TRUE
https://raw.githubusercontent.com/mrc-ide/global-lmic-reports/master/AFG/projections.csv | 2021-04-23 | deaths | 4.16 | 4.47 | 4.68 | 4.7 | 4.93 | 5.38 | Maintain Status Quo | Afghanistan | AFG | 2022-01-02 | v8 | TRUE
https://raw.githubusercontent.com/mrc-ide/global-lmic-reports/master/AFG/projections.csv | 2021-04-23 | hospital_demand | 182.43 | 197.4 | 204.87 | 206.71 | 214.44 | 234.72 | Maintain Status Quo | Afghanistan | AFG | 2022-01-02 | v8 | TRUE
https://raw.githubusercontent.com/mrc-ide/global-lmic-reports/master/AFG/projections.csv | 2021-04-23 | ICU_demand | 70.52 | 76.05 | 79.05 | 79.6 | 82.85 | 90.76 | Maintain Status Quo | Afghanistan | AFG | 2022-01-02 | v8 | TRUE
https://raw.githubusercontent.com/mrc-ide/global-lmic-reports/master/AFG/projections.csv | 2021-04-23 | hospital_incidence | 23.21 | 25.02 | 26.13 | 26.21 | 27.04 | 29.14 | Maintain Status Quo | Afghanistan | AFG | 2022-01-02 | v8 | TRUE
https://raw.githubusercontent.com/mrc-ide/global-lmic-reports/master/AFG/projections.csv | 2021-04-23 | ICU_incidence | 7.01 | 7.55 | 7.88 | 7.91 | 8.16 | 8.79 | Maintain Status Quo | Afghanistan | AFG | 2022-01-02 | v8 | TRUE
https://raw.githubusercontent.com/mrc-ide/global-lmic-reports/master/AFG/projections.csv | 2021-04-23 | prevalence | 22012.93 | 23568.6 | 24520.57 | 24776.74 | 25967.05 | 27873.54 | Maintain Status Quo | Afghanistan | AFG | 2022-01-02 | v8 | TRUE
https://raw.githubusercontent.com/mrc-ide/global-lmic-reports/master/AFG/projections.csv | 2021-04-23 | cumulative_infections | 1140776.53 | 1181296.02 | 1211640.19 | 1216248.3 | 1238834.56 | 1342553.88 | Maintain Status Quo | Afghanistan | AFG | 2022-01-02 | v8 | TRUE
https://raw.githubusercontent.com/mrc-ide/global-lmic-reports/master/AFG/projections.csv | 2021-04-23 | cumulative_deaths | 2345.95 | 2435.95 | 2515.38 | 2520.62 | 2568.51 | 2804.99 | Maintain Status Quo | Afghanistan | AFG | 2022-01-02 | v8 | TRUE
https://raw.githubusercontent.com/mrc-ide/global-lmic-reports/master/AFG/projections.csv | 2021-04-23 | Rt | 1.29 | 1.34 | 1.35 | 1.35 | 1.36 | 1.39 | Maintain Status Quo | Afghanistan | AFG | 2022-01-02 | v8 | TRUE
https://raw.githubusercontent.com/mrc-ide/global-lmic-reports/master/AFG/projections.csv | 2021-04-23 | Reff | 1.25 | 1.29 | 1.31 | 1.3 | 1.31 | 1.34 | Maintain Status Quo | Afghanistan | AFG | 2022-01-02 | v8 | TRUE
https://raw.githubusercontent.com/mrc-ide/global-lmic-reports/master/AFG/projections.csv | 2021-04-23 | infections | 3491.89 | 3828.5 | 3960.56 | 4010.26 | 4257.99 | 4589.09 | Optimistic | Afghanistan | AFG | 2022-01-02 | v8 | TRUE
https://raw.githubusercontent.com/mrc-ide/global-lmic-reports/master/AFG/projections.csv | 2021-04-23 | deaths | 4.16 | 4.47 | 4.68 | 4.7 | 4.93 | 5.38 | Optimistic | Afghanistan | AFG | 2022-01-02 | v8 | TRUE
https://raw.githubusercontent.com/mrc-ide/global-lmic-reports/master/AFG/projections.csv | 2021-04-23 | hospital_demand | 182.43 | 197.4 | 204.87 | 206.71 | 214.44 | 234.72 | Optimistic | Afghanistan | AFG | 2022-01-02 | v8 | TRUE
https://raw.githubusercontent.com/mrc-ide/global-lmic-reports/master/AFG/projections.csv | 2021-04-23 | ICU_demand | 70.52 | 76.05 | 79.05 | 79.6 | 82.85 | 90.76 | Optimistic | Afghanistan | AFG | 2022-01-02 | v8 | TRUE
https://raw.githubusercontent.com/mrc-ide/global-lmic-reports/master/AFG/projections.csv | 2021-04-23 | hospital_incidence | 23.21 | 25.02 | 26.13 | 26.21 | 27.04 | 29.14 | Optimistic | Afghanistan | AFG | 2022-01-02 | v8 | TRUE
https://raw.githubusercontent.com/mrc-ide/global-lmic-reports/master/AFG/projections.csv | 2021-04-23 | ICU_incidence | 7.01 | 7.55 | 7.88 | 7.91 | 8.16 | 8.79 | Optimistic | Afghanistan | AFG | 2022-01-02 | v8 | TRUE
https://raw.githubusercontent.com/mrc-ide/global-lmic-reports/master/AFG/projections.csv | 2021-04-23 | prevalence | 22012.93 | 23568.6 | 24520.57 | 24776.74 | 25967.05 | 27873.54 | Optimistic | Afghanistan | AFG | 2022-01-02 | v8 | TRUE
https://raw.githubusercontent.com/mrc-ide/global-lmic-reports/master/AFG/projections.csv | 2021-04-23 | cumulative_infections | 1140776.53 | 1181296.02 | 1211640.19 | 1216248.3 | 1238834.56 | 1342553.88 | Optimistic | Afghanistan | AFG | 2022-01-02 | v8 | TRUE
https://raw.githubusercontent.com/mrc-ide/global-lmic-reports/master/AFG/projections.csv | 2021-04-23 | cumulative_deaths | 2345.95 | 2435.95 | 2515.38 | 2520.62 | 2568.51 | 2804.99 | Optimistic | Afghanistan | AFG | 2022-01-02 | v8 | TRUE
https://raw.githubusercontent.com/mrc-ide/global-lmic-reports/master/AFG/projections.csv | 2021-04-23 | Rt | 1.29 | 1.34 | 1.35 | 1.35 | 1.36 | 1.39 | Optimistic | Afghanistan | AFG | 2022-01-02 | v8 | TRUE
https://raw.githubusercontent.com/mrc-ide/global-lmic-reports/master/AFG/projections.csv | 2021-04-23 | Reff | 1.25 | 1.29 | 1.31 | 1.3 | 1.31 | 1.34 | Optimistic | Afghanistan | AFG | 2022-01-02 | v8 | TRUE
https://raw.githubusercontent.com/mrc-ide/global-lmic-reports/master/AFG/projections.csv | 2021-04-23 | infections | 3491.89 | 3828.5 | 3960.56 | 4010.26 | 4257.99 | 4589.09 | Pessimistic | Afghanistan | AFG | 2022-01-02 | v8 | TRUE
https://raw.githubusercontent.com/mrc-ide/global-lmic-reports/master/AFG/projections.csv | 2021-04-23 | deaths | 4.16 | 4.47 | 4.68 | 4.7 | 4.93 | 5.38 | Pessimistic | Afghanistan | AFG | 2022-01-02 | v8 | TRUE
https://raw.githubusercontent.com/mrc-ide/global-lmic-reports/master/AFG/projections.csv | 2021-04-23 | hospital_demand | 182.43 | 197.4 | 204.87 | 206.71 | 214.44 | 234.72 | Pessimistic | Afghanistan | AFG | 2022-01-02 | v8 | TRUE
https://raw.githubusercontent.com/mrc-ide/global-lmic-reports/master/AFG/projections.csv | 2021-04-23 | ICU_demand | 70.52 | 76.05 | 79.05 | 79.6 | 82.85 | 90.76 | Pessimistic | Afghanistan | AFG | 2022-01-02 | v8 | TRUE
https://raw.githubusercontent.com/mrc-ide/global-lmic-reports/master/AFG/projections.csv | 2021-04-23 | hospital_incidence | 23.21 | 25.02 | 26.13 | 26.21 | 27.04 | 29.14 | Pessimistic | Afghanistan | AFG | 2022-01-02 | v8 | TRUE
https://raw.githubusercontent.com/mrc-ide/global-lmic-reports/master/AFG/projections.csv | 2021-04-23 | ICU_incidence | 7.01 | 7.55 | 7.88 | 7.91 | 8.16 | 8.79 | Pessimistic | Afghanistan | AFG | 2022-01-02 | v8 | TRUE
https://raw.githubusercontent.com/mrc-ide/global-lmic-reports/master/AFG/projections.csv | 2021-04-23 | prevalence | 22012.93 | 23568.6 | 24520.57 | 24776.74 | 25967.05 | 27873.54 | Pessimistic | Afghanistan | AFG | 2022-01-02 | v8 | TRUE
https://raw.githubusercontent.com/mrc-ide/global-lmic-reports/master/AFG/projections.csv | 2021-04-23 | cumulative_infections | 1140776.53 | 1181296.02 | 1211640.19 | 1216248.3 | 1238834.56 | 1342553.88 | Pessimistic | Afghanistan | AFG | 2022-01-02 | v8 | TRUE
https://raw.githubusercontent.com/mrc-ide/global-lmic-reports/master/AFG/projections.csv | 2021-04-23 | cumulative_deaths | 2345.95 | 2435.95 | 2515.38 | 2520.62 | 2568.51 | 2804.99 | Pessimistic | Afghanistan | AFG | 2022-01-02 | v8 | TRUE
https://raw.githubusercontent.com/mrc-ide/global-lmic-reports/master/AFG/projections.csv | 2021-04-23 | Rt | 1.29 | 1.34 | 1.35 | 1.35 | 1.36 | 1.39 | Pessimistic | Afghanistan | AFG | 2022-01-02 | v8 | TRUE
https://raw.githubusercontent.com/mrc-ide/global-lmic-reports/master/AFG/projections.csv | 2021-04-23 | Reff | 1.25 | 1.29 | 1.31 | 1.3 | 1.31 | 1.34 | Pessimistic | Afghanistan | AFG | 2022-01-02 | v8 | TRUE
https://raw.githubusercontent.com/mrc-ide/global-lmic-reports/master/AFG/projections.csv | 2021-04-23 | infections | 3491.89 | 3828.5 | 3960.56 | 4010.26 | 4257.99 | 4589.09 | Relax Interventions 50% | Afghanistan | AFG | 2022-01-02 | v8 | TRUE
https://raw.githubusercontent.com/mrc-ide/global-lmic-reports/master/AFG/projections.csv | 2021-04-23 | deaths | 4.16 | 4.47 | 4.68 | 4.7 | 4.93 | 5.38 | Relax Interventions 50% | Afghanistan | AFG | 2022-01-02 | v8 | TRUE
https://raw.githubusercontent.com/mrc-ide/global-lmic-reports/master/AFG/projections.csv | 2021-04-23 | hospital_demand | 182.43 | 197.4 | 204.87 | 206.71 | 214.44 | 234.72 | Relax Interventions 50% | Afghanistan | AFG | 2022-01-02 | v8 | TRUE
https://raw.githubusercontent.com/mrc-ide/global-lmic-reports/master/AFG/projections.csv | 2021-04-23 | ICU_demand | 70.52 | 76.05 | 79.05 | 79.6 | 82.85 | 90.76 | Relax Interventions 50% | Afghanistan | AFG | 2022-01-02 | v8 | TRUE
https://raw.githubusercontent.com/mrc-ide/global-lmic-reports/master/AFG/projections.csv | 2021-04-23 | hospital_incidence | 23.21 | 25.02 | 26.13 | 26.21 | 27.04 | 29.14 | Relax Interventions 50% | Afghanistan | AFG | 2022-01-02 | v8 | TRUE
https://raw.githubusercontent.com/mrc-ide/global-lmic-reports/master/AFG/projections.csv | 2021-04-23 | ICU_incidence | 7.01 | 7.55 | 7.88 | 7.91 | 8.16 | 8.79 | Relax Interventions 50% | Afghanistan | AFG | 2022-01-02 | v8 | TRUE
https://raw.githubusercontent.com/mrc-ide/global-lmic-reports/master/AFG/projections.csv | 2021-04-23 | prevalence | 22012.93 | 23568.6 | 24520.57 | 24776.74 | 25967.05 | 27873.54 | Relax Interventions 50% | Afghanistan | AFG | 2022-01-02 | v8 | TRUE
https://raw.githubusercontent.com/mrc-ide/global-lmic-reports/master/AFG/projections.csv | 2021-04-23 | cumulative_infections | 1140776.53 | 1181296.02 | 1211640.19 | 1216248.3 | 1238834.56 | 1342553.88 | Relax Interventions 50% | Afghanistan | AFG | 2022-01-02 | v8 | TRUE
https://raw.githubusercontent.com/mrc-ide/global-lmic-reports/master/AFG/projections.csv | 2021-04-23 | cumulative_deaths | 2345.95 | 2435.95 | 2515.38 | 2520.62 | 2568.51 | 2804.99 | Relax Interventions 50% | Afghanistan | AFG | 2022-01-02 | v8 | TRUE
https://raw.githubusercontent.com/mrc-ide/global-lmic-reports/master/AFG/projections.csv | 2021-04-23 | Rt | 1.29 | 1.34 | 1.35 | 1.35 | 1.36 | 1.39 | Relax Interventions 50% | Afghanistan | AFG | 2022-01-02 | v8 | TRUE
https://raw.githubusercontent.com/mrc-ide/global-lmic-reports/master/AFG/projections.csv | 2021-04-23 | Reff | 1.25 | 1.29 | 1.31 | 1.3 | 1.31 | 1.34 | Relax Interventions 50% | Afghanistan | AFG | 2022-01-02 | v8 | TRUE
https://raw.githubusercontent.com/mrc-ide/global-lmic-reports/master/AFG/projections.csv | 2021-04-23 | infections | 3437.28 | 3825.42 | 4051.73 | 4051.86 | 4263.15 | 4732.49 | Surged Additional 50% Reduction | Afghanistan | AFG | 2022-01-02 | v8 | TRUE
https://raw.githubusercontent.com/mrc-ide/global-lmic-reports/master/AFG/projections.csv | 2021-04-23 | deaths | 4.18 | 4.54 | 4.71 | 4.74 | 4.95 | 5.3 | Surged Additional 50% Reduction | Afghanistan | AFG | 2022-01-02 | v8 | TRUE
https://raw.githubusercontent.com/mrc-ide/global-lmic-reports/master/AFG/projections.csv | 2021-04-23 | hospital_demand | 184.09 | 199.11 | 206.62 | 208.49 | 218.32 | 232.64 | Surged Additional 50% Reduction | Afghanistan | AFG | 2022-01-02 | v8 | TRUE
https://raw.githubusercontent.com/mrc-ide/global-lmic-reports/master/AFG/projections.csv | 2021-04-23 | ICU_demand | 70.88 | 76.8 | 79.54 | 80.25 | 83.73 | 89.44 | Surged Additional 50% Reduction | Afghanistan | AFG | 2022-01-02 | v8 | TRUE
https://raw.githubusercontent.com/mrc-ide/global-lmic-reports/master/AFG/projections.csv | 2021-04-23 | hospital_incidence | 23.43 | 25.13 | 26.26 | 26.45 | 27.97 | 29.63 | Surged Additional 50% Reduction | Afghanistan | AFG | 2022-01-02 | v8 | TRUE
https://raw.githubusercontent.com/mrc-ide/global-lmic-reports/master/AFG/projections.csv | 2021-04-23 | ICU_incidence | 7.07 | 7.58 | 7.92 | 7.98 | 8.44 | 8.94 | Surged Additional 50% Reduction | Afghanistan | AFG | 2022-01-02 | v8 | TRUE
https://raw.githubusercontent.com/mrc-ide/global-lmic-reports/master/AFG/projections.csv | 2021-04-23 | prevalence | 22019.68 | 23719.07 | 24829.5 | 25003.77 | 26519.86 | 28458.19 | Surged Additional 50% Reduction | Afghanistan | AFG | 2022-01-02 | v8 | TRUE
https://raw.githubusercontent.com/mrc-ide/global-lmic-reports/master/AFG/projections.csv | 2021-04-23 | cumulative_infections | 1135411.82 | 1174689.34 | 1202126.58 | 1205530.51 | 1234947.64 | 1289964.46 | Surged Additional 50% Reduction | Afghanistan | AFG | 2022-01-02 | v8 | TRUE
https://raw.githubusercontent.com/mrc-ide/global-lmic-reports/master/AFG/projections.csv | 2021-04-23 | cumulative_deaths | 2330.68 | 2420.96 | 2483.76 | 2482.54 | 2546 | 2657.23 | Surged Additional 50% Reduction | Afghanistan | AFG | 2022-01-02 | v8 | TRUE
https://raw.githubusercontent.com/mrc-ide/global-lmic-reports/master/AFG/projections.csv | 2021-04-23 | Rt | 1.3 | 1.33 | 1.34 | 1.35 | 1.37 | 1.39 | Surged Additional 50% Reduction | Afghanistan | AFG | 2022-01-02 | v8 | TRUE
https://raw.githubusercontent.com/mrc-ide/global-lmic-reports/master/AFG/projections.csv | 2021-04-23 | Reff | 1.26 | 1.28 | 1.3 | 1.3 | 1.32 | 1.34 | Surged Additional 50% Reduction | Afghanistan | AFG | 2022-01-02 | v8 | TRUE
https://raw.githubusercontent.com/mrc-ide/global-lmic-reports/master/AFG/projections.csv | 2021-04-23 | infections | 3437.28 | 3825.42 | 4051.73 | 4051.86 | 4263.15 | 4732.49 | Surged Maintain Status Quo | Afghanistan | AFG | 2022-01-02 | v8 | TRUE
https://raw.githubusercontent.com/mrc-ide/global-lmic-reports/master/AFG/projections.csv | 2021-04-23 | deaths | 4.18 | 4.54 | 4.71 | 4.74 | 4.95 | 5.3 | Surged Maintain Status Quo | Afghanistan | AFG | 2022-01-02 | v8 | TRUE
https://raw.githubusercontent.com/mrc-ide/global-lmic-reports/master/AFG/projections.csv | 2021-04-23 | hospital_demand | 184.09 | 199.11 | 206.62 | 208.49 | 218.32 | 232.64 | Surged Maintain Status Quo | Afghanistan | AFG | 2022-01-02 | v8 | TRUE
https://raw.githubusercontent.com/mrc-ide/global-lmic-reports/master/AFG/projections.csv | 2021-04-23 | ICU_demand | 70.88 | 76.8 | 79.54 | 80.25 | 83.73 | 89.44 | Surged Maintain Status Quo | Afghanistan | AFG | 2022-01-02 | v8 | TRUE
https://raw.githubusercontent.com/mrc-ide/global-lmic-reports/master/AFG/projections.csv | 2021-04-23 | hospital_incidence | 23.43 | 25.13 | 26.26 | 26.45 | 27.97 | 29.63 | Surged Maintain Status Quo | Afghanistan | AFG | 2022-01-02 | v8 | TRUE
https://raw.githubusercontent.com/mrc-ide/global-lmic-reports/master/AFG/projections.csv | 2021-04-23 | ICU_incidence | 7.07 | 7.58 | 7.92 | 7.98 | 8.44 | 8.94 | Surged Maintain Status Quo | Afghanistan | AFG | 2022-01-02 | v8 | TRUE
https://raw.githubusercontent.com/mrc-ide/global-lmic-reports/master/AFG/projections.csv | 2021-04-23 | prevalence | 22019.68 | 23719.07 | 24829.5 | 25003.77 | 26519.86 | 28458.19 | Surged Maintain Status Quo | Afghanistan | AFG | 2022-01-02 | v8 | TRUE
https://raw.githubusercontent.com/mrc-ide/global-lmic-reports/master/AFG/projections.csv | 2021-04-23 | cumulative_infections | 1135411.82 | 1174689.34 | 1202126.58 | 1205530.51 | 1234947.64 | 1289964.46 | Surged Maintain Status Quo | Afghanistan | AFG | 2022-01-02 | v8 | TRUE
https://raw.githubusercontent.com/mrc-ide/global-lmic-reports/master/AFG/projections.csv | 2021-04-23 | cumulative_deaths | 2330.68 | 2420.96 | 2483.76 | 2482.54 | 2546 | 2657.23 | Surged Maintain Status Quo | Afghanistan | AFG | 2022-01-02 | v8 | TRUE
https://raw.githubusercontent.com/mrc-ide/global-lmic-reports/master/AFG/projections.csv | 2021-04-23 | Rt | 1.3 | 1.33 | 1.34 | 1.35 | 1.37 | 1.39 | Surged Maintain Status Quo | Afghanistan | AFG | 2022-01-02 | v8 | TRUE
https://raw.githubusercontent.com/mrc-ide/global-lmic-reports/master/AFG/projections.csv | 2021-04-23 | Reff | 1.26 | 1.28 | 1.3 | 1.3 | 1.32 | 1.34 | Surged Maintain Status Quo | Afghanistan | AFG | 2022-01-02 | v8 | TRUE
https://raw.githubusercontent.com/mrc-ide/global-lmic-reports/master/AFG/projections.csv | 2021-04-23 | infections | 3437.28 | 3825.42 | 4051.73 | 4051.86 | 4263.15 | 4732.49 | Surged Optimistic | Afghanistan | AFG | 2022-01-02 | v8 | TRUE
https://raw.githubusercontent.com/mrc-ide/global-lmic-reports/master/AFG/projections.csv | 2021-04-23 | deaths | 4.18 | 4.54 | 4.71 | 4.74 | 4.95 | 5.3 | Surged Optimistic | Afghanistan | AFG | 2022-01-02 | v8 | TRUE
https://raw.githubusercontent.com/mrc-ide/global-lmic-reports/master/AFG/projections.csv | 2021-04-23 | hospital_demand | 184.09 | 199.11 | 206.62 | 208.49 | 218.32 | 232.64 | Surged Optimistic | Afghanistan | AFG | 2022-01-02 | v8 | TRUE
https://raw.githubusercontent.com/mrc-ide/global-lmic-reports/master/AFG/projections.csv | 2021-04-23 | ICU_demand | 70.88 | 76.8 | 79.54 | 80.25 | 83.73 | 89.44 | Surged Optimistic | Afghanistan | AFG | 2022-01-02 | v8 | TRUE
https://raw.githubusercontent.com/mrc-ide/global-lmic-reports/master/AFG/projections.csv | 2021-04-23 | hospital_incidence | 23.43 | 25.13 | 26.26 | 26.45 | 27.97 | 29.63 | Surged Optimistic | Afghanistan | AFG | 2022-01-02 | v8 | TRUE
https://raw.githubusercontent.com/mrc-ide/global-lmic-reports/master/AFG/projections.csv | 2021-04-23 | ICU_incidence | 7.07 | 7.58 | 7.92 | 7.98 | 8.44 | 8.94 | Surged Optimistic | Afghanistan | AFG | 2022-01-02 | v8 | TRUE
https://raw.githubusercontent.com/mrc-ide/global-lmic-reports/master/AFG/projections.csv | 2021-04-23 | prevalence | 22019.68 | 23719.07 | 24829.5 | 25003.77 | 26519.86 | 28458.19 | Surged Optimistic | Afghanistan | AFG | 2022-01-02 | v8 | TRUE
https://raw.githubusercontent.com/mrc-ide/global-lmic-reports/master/AFG/projections.csv | 2021-04-23 | cumulative_infections | 1135411.82 | 1174689.34 | 1202126.58 | 1205530.51 | 1234947.64 | 1289964.46 | Surged Optimistic | Afghanistan | AFG | 2022-01-02 | v8 | TRUE
https://raw.githubusercontent.com/mrc-ide/global-lmic-reports/master/AFG/projections.csv | 2021-04-23 | cumulative_deaths | 2330.68 | 2420.96 | 2483.76 | 2482.54 | 2546 | 2657.23 | Surged Optimistic | Afghanistan | AFG | 2022-01-02 | v8 | TRUE
https://raw.githubusercontent.com/mrc-ide/global-lmic-reports/master/AFG/projections.csv | 2021-04-23 | Rt | 1.3 | 1.33 | 1.34 | 1.35 | 1.37 | 1.39 | Surged Optimistic | Afghanistan | AFG | 2022-01-02 | v8 | TRUE
https://raw.githubusercontent.com/mrc-ide/global-lmic-reports/master/AFG/projections.csv | 2021-04-23 | Reff | 1.26 | 1.28 | 1.3 | 1.3 | 1.32 | 1.34 | Surged Optimistic | Afghanistan | AFG | 2022-01-02 | v8 | TRUE
https://raw.githubusercontent.com/mrc-ide/global-lmic-reports/master/AFG/projections.csv | 2021-04-23 | infections | 3437.28 | 3825.42 | 4051.73 | 4051.86 | 4263.15 | 4732.49 | Surged Pessimistic | Afghanistan | AFG | 2022-01-02 | v8 | TRUE
https://raw.githubusercontent.com/mrc-ide/global-lmic-reports/master/AFG/projections.csv | 2021-04-23 | deaths | 4.18 | 4.54 | 4.71 | 4.74 | 4.95 | 5.3 | Surged Pessimistic | Afghanistan | AFG | 2022-01-02 | v8 | TRUE
https://raw.githubusercontent.com/mrc-ide/global-lmic-reports/master/AFG/projections.csv | 2021-04-23 | hospital_demand | 184.09 | 199.11 | 206.62 | 208.49 | 218.32 | 232.64 | Surged Pessimistic | Afghanistan | AFG | 2022-01-02 | v8 | TRUE
https://raw.githubusercontent.com/mrc-ide/global-lmic-reports/master/AFG/projections.csv | 2021-04-23 | ICU_demand | 70.88 | 76.8 | 79.54 | 80.25 | 83.73 | 89.44 | Surged Pessimistic | Afghanistan | AFG | 2022-01-02 | v8 | TRUE
https://raw.githubusercontent.com/mrc-ide/global-lmic-reports/master/AFG/projections.csv | 2021-04-23 | hospital_incidence | 23.43 | 25.13 | 26.26 | 26.45 | 27.97 | 29.63 | Surged Pessimistic | Afghanistan | AFG | 2022-01-02 | v8 | TRUE
https://raw.githubusercontent.com/mrc-ide/global-lmic-reports/master/AFG/projections.csv | 2021-04-23 | ICU_incidence | 7.07 | 7.58 | 7.92 | 7.98 | 8.44 | 8.94 | Surged Pessimistic | Afghanistan | AFG | 2022-01-02 | v8 | TRUE
https://raw.githubusercontent.com/mrc-ide/global-lmic-reports/master/AFG/projections.csv | 2021-04-23 | prevalence | 22019.68 | 23719.07 | 24829.5 | 25003.77 | 26519.86 | 28458.19 | Surged Pessimistic | Afghanistan | AFG | 2022-01-02 | v8 | TRUE
https://raw.githubusercontent.com/mrc-ide/global-lmic-reports/master/AFG/projections.csv | 2021-04-23 | cumulative_infections | 1135411.82 | 1174689.34 | 1202126.58 | 1205530.51 | 1234947.64 | 1289964.46 | Surged Pessimistic | Afghanistan | AFG | 2022-01-02 | v8 | TRUE
https://raw.githubusercontent.com/mrc-ide/global-lmic-reports/master/AFG/projections.csv | 2021-04-23 | cumulative_deaths | 2330.68 | 2420.96 | 2483.76 | 2482.54 | 2546 | 2657.23 | Surged Pessimistic | Afghanistan | AFG | 2022-01-02 | v8 | TRUE
https://raw.githubusercontent.com/mrc-ide/global-lmic-reports/master/AFG/projections.csv | 2021-04-23 | Rt | 1.3 | 1.33 | 1.34 | 1.35 | 1.37 | 1.39 | Surged Pessimistic | Afghanistan | AFG | 2022-01-02 | v8 | TRUE
https://raw.githubusercontent.com/mrc-ide/global-lmic-reports/master/AFG/projections.csv | 2021-04-23 | Reff | 1.26 | 1.28 | 1.3 | 1.3 | 1.32 | 1.34 | Surged Pessimistic | Afghanistan | AFG | 2022-01-02 | v8 | TRUE
https://raw.githubusercontent.com/mrc-ide/global-lmic-reports/master/AFG/projections.csv | 2021-04-23 | infections | 3437.28 | 3825.42 | 4051.73 | 4051.86 | 4263.15 | 4732.49 | Surged Relax Interventions 50% | Afghanistan | AFG | 2022-01-02 | v8 | TRUE
https://raw.githubusercontent.com/mrc-ide/global-lmic-reports/master/AFG/projections.csv | 2021-04-23 | deaths | 4.18 | 4.54 | 4.71 | 4.74 | 4.95 | 5.3 | Surged Relax Interventions 50% | Afghanistan | AFG | 2022-01-02 | v8 | TRUE
https://raw.githubusercontent.com/mrc-ide/global-lmic-reports/master/AFG/projections.csv | 2021-04-23 | hospital_demand | 184.09 | 199.11 | 206.62 | 208.49 | 218.32 | 232.64 | Surged Relax Interventions 50% | Afghanistan | AFG | 2022-01-02 | v8 | TRUE
https://raw.githubusercontent.com/mrc-ide/global-lmic-reports/master/AFG/projections.csv | 2021-04-23 | ICU_demand | 70.88 | 76.8 | 79.54 | 80.25 | 83.73 | 89.44 | Surged Relax Interventions 50% | Afghanistan | AFG | 2022-01-02 | v8 | TRUE
https://raw.githubusercontent.com/mrc-ide/global-lmic-reports/master/AFG/projections.csv | 2021-04-23 | hospital_incidence | 23.43 | 25.13 | 26.26 | 26.45 | 27.97 | 29.63 | Surged Relax Interventions 50% | Afghanistan | AFG | 2022-01-02 | v8 | TRUE
https://raw.githubusercontent.com/mrc-ide/global-lmic-reports/master/AFG/projections.csv | 2021-04-23 | ICU_incidence | 7.07 | 7.58 | 7.92 | 7.98 | 8.44 | 8.94 | Surged Relax Interventions 50% | Afghanistan | AFG | 2022-01-02 | v8 | TRUE
https://raw.githubusercontent.com/mrc-ide/global-lmic-reports/master/AFG/projections.csv | 2021-04-23 | prevalence | 22019.68 | 23719.07 | 24829.5 | 25003.77 | 26519.86 | 28458.19 | Surged Relax Interventions 50% | Afghanistan | AFG | 2022-01-02 | v8 | TRUE
https://raw.githubusercontent.com/mrc-ide/global-lmic-reports/master/AFG/projections.csv | 2021-04-23 | cumulative_infections | 1135411.82 | 1174689.34 | 1202126.58 | 1205530.51 | 1234947.64 | 1289964.46 | Surged Relax Interventions 50% | Afghanistan | AFG | 2022-01-02 | v8 | TRUE
https://raw.githubusercontent.com/mrc-ide/global-lmic-reports/master/AFG/projections.csv | 2021-04-23 | cumulative_deaths | 2330.68 | 2420.96 | 2483.76 | 2482.54 | 2546 | 2657.23 | Surged Relax Interventions 50% | Afghanistan | AFG | 2022-01-02 | v8 | TRUE
https://raw.githubusercontent.com/mrc-ide/global-lmic-reports/master/AFG/projections.csv | 2021-04-23 | Rt | 1.3 | 1.33 | 1.34 | 1.35 | 1.37 | 1.39 | Surged Relax Interventions 50% | Afghanistan | AFG | 2022-01-02 | v8 | TRUE
https://raw.githubusercontent.com/mrc-ide/global-lmic-reports/master/AFG/projections.csv | 2021-04-23 | Reff | 1.26 | 1.28 | 1.3 | 1.3 | 1.32 | 1.34 | Surged Relax Interventions 50% | Afghanistan | AFG | 2022-01-02 | v8 | TRUE
https://raw.githubusercontent.com/mrc-ide/global-lmic-reports/master/AFG/projections.csv | 2021-04-24 | infections | 3935.53 | 4334.26 | 4484.09 | 4495.53 | 4666.62 | 5062.96 | Additional 50% Reduction | Afghanistan | AFG | 2022-01-02 | v8 | TRUE
https://raw.githubusercontent.com/mrc-ide/global-lmic-reports/master/AFG/projections.csv | 2021-04-24 | deaths | 4.26 | 4.6 | 4.79 | 4.82 | 5.03 | 5.51 | Additional 50% Reduction | Afghanistan | AFG | 2022-01-02 | v8 | TRUE
https://raw.githubusercontent.com/mrc-ide/global-lmic-reports/master/AFG/projections.csv | 2021-04-24 | hospital_demand | 187.02 | 202.46 | 210.93 | 212.35 | 219.42 | 240.25 | Additional 50% Reduction | Afghanistan | AFG | 2022-01-02 | v8 | TRUE
https://raw.githubusercontent.com/mrc-ide/global-lmic-reports/master/AFG/projections.csv | 2021-04-24 | ICU_demand | 72.4 | 78.18 | 81.21 | 81.88 | 84.94 | 93.06 | Additional 50% Reduction | Afghanistan | AFG | 2022-01-02 | v8 | TRUE
https://raw.githubusercontent.com/mrc-ide/global-lmic-reports/master/AFG/projections.csv | 2021-04-24 | hospital_incidence | 23.93 | 25.75 | 26.89 | 26.98 | 27.91 | 30.06 | Additional 50% Reduction | Afghanistan | AFG | 2022-01-02 | v8 | TRUE
https://raw.githubusercontent.com/mrc-ide/global-lmic-reports/master/AFG/projections.csv | 2021-04-24 | ICU_incidence | 7.23 | 7.78 | 8.13 | 8.15 | 8.44 | 9.08 | Additional 50% Reduction | Afghanistan | AFG | 2022-01-02 | v8 | TRUE
https://raw.githubusercontent.com/mrc-ide/global-lmic-reports/master/AFG/projections.csv | 2021-04-24 | prevalence | 22923.98 | 24587.05 | 25573.04 | 25822.19 | 27061.31 | 29089.41 | Additional 50% Reduction | Afghanistan | AFG | 2022-01-02 | v8 | TRUE
https://raw.githubusercontent.com/mrc-ide/global-lmic-reports/master/AFG/projections.csv | 2021-04-24 | cumulative_infections | 1145085.98 | 1185977.33 | 1216022.82 | 1220743.83 | 1243651.18 | 1347455.19 | Additional 50% Reduction | Afghanistan | AFG | 2022-01-02 | v8 | TRUE
https://raw.githubusercontent.com/mrc-ide/global-lmic-reports/master/AFG/projections.csv | 2021-04-24 | cumulative_deaths | 2350.95 | 2440.98 | 2520.15 | 2525.44 | 2573.55 | 2810.3 | Additional 50% Reduction | Afghanistan | AFG | 2022-01-02 | v8 | TRUE
https://raw.githubusercontent.com/mrc-ide/global-lmic-reports/master/AFG/projections.csv | 2021-04-24 | Rt | 1.28 | 1.33 | 1.34 | 1.34 | 1.36 | 1.38 | Additional 50% Reduction | Afghanistan | AFG | 2022-01-02 | v8 | TRUE
https://raw.githubusercontent.com/mrc-ide/global-lmic-reports/master/AFG/projections.csv | 2021-04-24 | Reff | 1.24 | 1.28 | 1.3 | 1.29 | 1.31 | 1.33 | Additional 50% Reduction | Afghanistan | AFG | 2022-01-02 | v8 | TRUE
https://raw.githubusercontent.com/mrc-ide/global-lmic-reports/master/AFG/projections.csv | 2021-04-24 | infections | 3935.53 | 4334.26 | 4484.09 | 4495.53 | 4666.62 | 5062.96 | Maintain Status Quo | Afghanistan | AFG | 2022-01-02 | v8 | TRUE
https://raw.githubusercontent.com/mrc-ide/global-lmic-reports/master/AFG/projections.csv | 2021-04-24 | deaths | 4.26 | 4.6 | 4.79 | 4.82 | 5.03 | 5.51 | Maintain Status Quo | Afghanistan | AFG | 2022-01-02 | v8 | TRUE
https://raw.githubusercontent.com/mrc-ide/global-lmic-reports/master/AFG/projections.csv | 2021-04-24 | hospital_demand | 187.02 | 202.46 | 210.93 | 212.35 | 219.42 | 240.25 | Maintain Status Quo | Afghanistan | AFG | 2022-01-02 | v8 | TRUE
https://raw.githubusercontent.com/mrc-ide/global-lmic-reports/master/AFG/projections.csv | 2021-04-24 | ICU_demand | 72.4 | 78.18 | 81.21 | 81.88 | 84.94 | 93.06 | Maintain Status Quo | Afghanistan | AFG | 2022-01-02 | v8 | TRUE
https://raw.githubusercontent.com/mrc-ide/global-lmic-reports/master/AFG/projections.csv | 2021-04-24 | hospital_incidence | 23.93 | 25.75 | 26.89 | 26.98 | 27.91 | 30.06 | Maintain Status Quo | Afghanistan | AFG | 2022-01-02 | v8 | TRUE
https://raw.githubusercontent.com/mrc-ide/global-lmic-reports/master/AFG/projections.csv | 2021-04-24 | ICU_incidence | 7.23 | 7.78 | 8.13 | 8.15 | 8.44 | 9.08 | Maintain Status Quo | Afghanistan | AFG | 2022-01-02 | v8 | TRUE
https://raw.githubusercontent.com/mrc-ide/global-lmic-reports/master/AFG/projections.csv | 2021-04-24 | prevalence | 22923.98 | 24587.05 | 25573.04 | 25822.19 | 27061.31 | 29089.41 | Maintain Status Quo | Afghanistan | AFG | 2022-01-02 | v8 | TRUE
https://raw.githubusercontent.com/mrc-ide/global-lmic-reports/master/AFG/projections.csv | 2021-04-24 | cumulative_infections | 1145085.98 | 1185977.33 | 1216022.82 | 1220743.83 | 1243651.18 | 1347455.19 | Maintain Status Quo | Afghanistan | AFG | 2022-01-02 | v8 | TRUE
https://raw.githubusercontent.com/mrc-ide/global-lmic-reports/master/AFG/projections.csv | 2021-04-24 | cumulative_deaths | 2350.95 | 2440.98 | 2520.15 | 2525.44 | 2573.55 | 2810.3 | Maintain Status Quo | Afghanistan | AFG | 2022-01-02 | v8 | TRUE
https://raw.githubusercontent.com/mrc-ide/global-lmic-reports/master/AFG/projections.csv | 2021-04-24 | Rt | 1.28 | 1.33 | 1.34 | 1.34 | 1.36 | 1.38 | Maintain Status Quo | Afghanistan | AFG | 2022-01-02 | v8 | TRUE
https://raw.githubusercontent.com/mrc-ide/global-lmic-reports/master/AFG/projections.csv | 2021-04-24 | Reff | 1.24 | 1.28 | 1.3 | 1.29 | 1.31 | 1.33 | Maintain Status Quo | Afghanistan | AFG | 2022-01-02 | v8 | TRUE
https://raw.githubusercontent.com/mrc-ide/global-lmic-reports/master/AFG/projections.csv | 2021-04-24 | infections | 3935.53 | 4334.26 | 4484.09 | 4495.53 | 4666.62 | 5062.96 | Optimistic | Afghanistan | AFG | 2022-01-02 | v8 | TRUE
https://raw.githubusercontent.com/mrc-ide/global-lmic-reports/master/AFG/projections.csv | 2021-04-24 | deaths | 4.26 | 4.6 | 4.79 | 4.82 | 5.03 | 5.51 | Optimistic | Afghanistan | AFG | 2022-01-02 | v8 | TRUE
https://raw.githubusercontent.com/mrc-ide/global-lmic-reports/master/AFG/projections.csv | 2021-04-24 | hospital_demand | 187.02 | 202.46 | 210.93 | 212.35 | 219.42 | 240.25 | Optimistic | Afghanistan | AFG | 2022-01-02 | v8 | TRUE
https://raw.githubusercontent.com/mrc-ide/global-lmic-reports/master/AFG/projections.csv | 2021-04-24 | ICU_demand | 72.4 | 78.18 | 81.21 | 81.88 | 84.94 | 93.06 | Optimistic | Afghanistan | AFG | 2022-01-02 | v8 | TRUE
https://raw.githubusercontent.com/mrc-ide/global-lmic-reports/master/AFG/projections.csv | 2021-04-24 | hospital_incidence | 23.93 | 25.75 | 26.89 | 26.98 | 27.91 | 30.06 | Optimistic | Afghanistan | AFG | 2022-01-02 | v8 | TRUE
https://raw.githubusercontent.com/mrc-ide/global-lmic-reports/master/AFG/projections.csv | 2021-04-24 | ICU_incidence | 7.23 | 7.78 | 8.13 | 8.15 | 8.44 | 9.08 | Optimistic | Afghanistan | AFG | 2022-01-02 | v8 | TRUE
https://raw.githubusercontent.com/mrc-ide/global-lmic-reports/master/AFG/projections.csv | 2021-04-24 | prevalence | 22923.98 | 24587.05 | 25573.04 | 25822.19 | 27061.31 | 29089.41 | Optimistic | Afghanistan | AFG | 2022-01-02 | v8 | TRUE
https://raw.githubusercontent.com/mrc-ide/global-lmic-reports/master/AFG/projections.csv | 2021-04-24 | cumulative_infections | 1145085.98 | 1185977.33 | 1216022.82 | 1220743.83 | 1243651.18 | 1347455.19 | Optimistic | Afghanistan | AFG | 2022-01-02 | v8 | TRUE
https://raw.githubusercontent.com/mrc-ide/global-lmic-reports/master/AFG/projections.csv | 2021-04-24 | cumulative_deaths | 2350.95 | 2440.98 | 2520.15 | 2525.44 | 2573.55 | 2810.3 | Optimistic | Afghanistan | AFG | 2022-01-02 | v8 | TRUE
https://raw.githubusercontent.com/mrc-ide/global-lmic-reports/master/AFG/projections.csv | 2021-04-24 | Rt | 1.28 | 1.33 | 1.34 | 1.34 | 1.36 | 1.38 | Optimistic | Afghanistan | AFG | 2022-01-02 | v8 | TRUE
https://raw.githubusercontent.com/mrc-ide/global-lmic-reports/master/AFG/projections.csv | 2021-04-24 | Reff | 1.24 | 1.28 | 1.3 | 1.29 | 1.31 | 1.33 | Optimistic | Afghanistan | AFG | 2022-01-02 | v8 | TRUE
https://raw.githubusercontent.com/mrc-ide/global-lmic-reports/master/AFG/projections.csv | 2021-04-24 | infections | 3935.53 | 4334.26 | 4484.09 | 4495.53 | 4666.62 | 5062.96 | Pessimistic | Afghanistan | AFG | 2022-01-02 | v8 | TRUE
https://raw.githubusercontent.com/mrc-ide/global-lmic-reports/master/AFG/projections.csv | 2021-04-24 | deaths | 4.26 | 4.6 | 4.79 | 4.82 | 5.03 | 5.51 | Pessimistic | Afghanistan | AFG | 2022-01-02 | v8 | TRUE
https://raw.githubusercontent.com/mrc-ide/global-lmic-reports/master/AFG/projections.csv | 2021-04-24 | hospital_demand | 187.02 | 202.46 | 210.93 | 212.35 | 219.42 | 240.25 | Pessimistic | Afghanistan | AFG | 2022-01-02 | v8 | TRUE
https://raw.githubusercontent.com/mrc-ide/global-lmic-reports/master/AFG/projections.csv | 2021-04-24 | ICU_demand | 72.4 | 78.18 | 81.21 | 81.88 | 84.94 | 93.06 | Pessimistic | Afghanistan | AFG | 2022-01-02 | v8 | TRUE
https://raw.githubusercontent.com/mrc-ide/global-lmic-reports/master/AFG/projections.csv | 2021-04-24 | hospital_incidence | 23.93 | 25.75 | 26.89 | 26.98 | 27.91 | 30.06 | Pessimistic | Afghanistan | AFG | 2022-01-02 | v8 | TRUE
https://raw.githubusercontent.com/mrc-ide/global-lmic-reports/master/AFG/projections.csv | 2021-04-24 | ICU_incidence | 7.23 | 7.78 | 8.13 | 8.15 | 8.44 | 9.08 | Pessimistic | Afghanistan | AFG | 2022-01-02 | v8 | TRUE
https://raw.githubusercontent.com/mrc-ide/global-lmic-reports/master/AFG/projections.csv | 2021-04-24 | prevalence | 22923.98 | 24587.05 | 25573.04 | 25822.19 | 27061.31 | 29089.41 | Pessimistic | Afghanistan | AFG | 2022-01-02 | v8 | TRUE
https://raw.githubusercontent.com/mrc-ide/global-lmic-reports/master/AFG/projections.csv | 2021-04-24 | cumulative_infections | 1145085.98 | 1185977.33 | 1216022.82 | 1220743.83 | 1243651.18 | 1347455.19 | Pessimistic | Afghanistan | AFG | 2022-01-02 | v8 | TRUE
https://raw.githubusercontent.com/mrc-ide/global-lmic-reports/master/AFG/projections.csv | 2021-04-24 | cumulative_deaths | 2350.95 | 2440.98 | 2520.15 | 2525.44 | 2573.55 | 2810.3 | Pessimistic | Afghanistan | AFG | 2022-01-02 | v8 | TRUE
https://raw.githubusercontent.com/mrc-ide/global-lmic-reports/master/AFG/projections.csv | 2021-04-24 | Rt | 1.28 | 1.33 | 1.34 | 1.34 | 1.36 | 1.38 | Pessimistic | Afghanistan | AFG | 2022-01-02 | v8 | TRUE
https://raw.githubusercontent.com/mrc-ide/global-lmic-reports/master/AFG/projections.csv | 2021-04-24 | Reff | 1.24 | 1.28 | 1.3 | 1.29 | 1.31 | 1.33 | Pessimistic | Afghanistan | AFG | 2022-01-02 | v8 | TRUE
https://raw.githubusercontent.com/mrc-ide/global-lmic-reports/master/AFG/projections.csv | 2021-04-24 | infections | 3935.53 | 4334.26 | 4484.09 | 4495.53 | 4666.62 | 5062.96 | Relax Interventions 50% | Afghanistan | AFG | 2022-01-02 | v8 | TRUE
https://raw.githubusercontent.com/mrc-ide/global-lmic-reports/master/AFG/projections.csv | 2021-04-24 | deaths | 4.26 | 4.6 | 4.79 | 4.82 | 5.03 | 5.51 | Relax Interventions 50% | Afghanistan | AFG | 2022-01-02 | v8 | TRUE
https://raw.githubusercontent.com/mrc-ide/global-lmic-reports/master/AFG/projections.csv | 2021-04-24 | hospital_demand | 187.02 | 202.46 | 210.93 | 212.35 | 219.42 | 240.25 | Relax Interventions 50% | Afghanistan | AFG | 2022-01-02 | v8 | TRUE
https://raw.githubusercontent.com/mrc-ide/global-lmic-reports/master/AFG/projections.csv | 2021-04-24 | ICU_demand | 72.4 | 78.18 | 81.21 | 81.88 | 84.94 | 93.06 | Relax Interventions 50% | Afghanistan | AFG | 2022-01-02 | v8 | TRUE
https://raw.githubusercontent.com/mrc-ide/global-lmic-reports/master/AFG/projections.csv | 2021-04-24 | hospital_incidence | 23.93 | 25.75 | 26.89 | 26.98 | 27.91 | 30.06 | Relax Interventions 50% | Afghanistan | AFG | 2022-01-02 | v8 | TRUE
https://raw.githubusercontent.com/mrc-ide/global-lmic-reports/master/AFG/projections.csv | 2021-04-24 | ICU_incidence | 7.23 | 7.78 | 8.13 | 8.15 | 8.44 | 9.08 | Relax Interventions 50% | Afghanistan | AFG | 2022-01-02 | v8 | TRUE
https://raw.githubusercontent.com/mrc-ide/global-lmic-reports/master/AFG/projections.csv | 2021-04-24 | prevalence | 22923.98 | 24587.05 | 25573.04 | 25822.19 | 27061.31 | 29089.41 | Relax Interventions 50% | Afghanistan | AFG | 2022-01-02 | v8 | TRUE
https://raw.githubusercontent.com/mrc-ide/global-lmic-reports/master/AFG/projections.csv | 2021-04-24 | cumulative_infections | 1145085.98 | 1185977.33 | 1216022.82 | 1220743.83 | 1243651.18 | 1347455.19 | Relax Interventions 50% | Afghanistan | AFG | 2022-01-02 | v8 | TRUE
https://raw.githubusercontent.com/mrc-ide/global-lmic-reports/master/AFG/projections.csv | 2021-04-24 | cumulative_deaths | 2350.95 | 2440.98 | 2520.15 | 2525.44 | 2573.55 | 2810.3 | Relax Interventions 50% | Afghanistan | AFG | 2022-01-02 | v8 | TRUE
https://raw.githubusercontent.com/mrc-ide/global-lmic-reports/master/AFG/projections.csv | 2021-04-24 | Rt | 1.28 | 1.33 | 1.34 | 1.34 | 1.36 | 1.38 | Relax Interventions 50% | Afghanistan | AFG | 2022-01-02 | v8 | TRUE
https://raw.githubusercontent.com/mrc-ide/global-lmic-reports/master/AFG/projections.csv | 2021-04-24 | Reff | 1.24 | 1.28 | 1.3 | 1.29 | 1.31 | 1.33 | Relax Interventions 50% | Afghanistan | AFG | 2022-01-02 | v8 | TRUE
https://raw.githubusercontent.com/mrc-ide/global-lmic-reports/master/AFG/projections.csv | 2021-04-24 | infections | 4029.11 | 4339.34 | 4494.78 | 4525.59 | 4702.18 | 5109.32 | Surged Additional 50% Reduction | Afghanistan | AFG | 2022-01-02 | v8 | TRUE
https://raw.githubusercontent.com/mrc-ide/global-lmic-reports/master/AFG/projections.csv | 2021-04-24 | deaths | 4.28 | 4.64 | 4.82 | 4.86 | 5.07 | 5.42 | Surged Additional 50% Reduction | Afghanistan | AFG | 2022-01-02 | v8 | TRUE
https://raw.githubusercontent.com/mrc-ide/global-lmic-reports/master/AFG/projections.csv | 2021-04-24 | hospital_demand | 189.3 | 204.69 | 212.31 | 214.19 | 224.07 | 238.53 | Surged Additional 50% Reduction | Afghanistan | AFG | 2022-01-02 | v8 | TRUE
https://raw.githubusercontent.com/mrc-ide/global-lmic-reports/master/AFG/projections.csv | 2021-04-24 | ICU_demand | 72.97 | 78.98 | 81.84 | 82.57 | 86.33 | 91.89 | Surged Additional 50% Reduction | Afghanistan | AFG | 2022-01-02 | v8 | TRUE
https://raw.githubusercontent.com/mrc-ide/global-lmic-reports/master/AFG/projections.csv | 2021-04-24 | hospital_incidence | 24.1 | 25.85 | 27.05 | 27.22 | 28.91 | 30.61 | Surged Additional 50% Reduction | Afghanistan | AFG | 2022-01-02 | v8 | TRUE
https://raw.githubusercontent.com/mrc-ide/global-lmic-reports/master/AFG/projections.csv | 2021-04-24 | ICU_incidence | 7.28 | 7.81 | 8.17 | 8.23 | 8.74 | 9.25 | Surged Additional 50% Reduction | Afghanistan | AFG | 2022-01-02 | v8 | TRUE
https://raw.githubusercontent.com/mrc-ide/global-lmic-reports/master/AFG/projections.csv | 2021-04-24 | prevalence | 22996.98 | 24744.86 | 25864.24 | 26048.06 | 27541.99 | 29701.12 | Surged Additional 50% Reduction | Afghanistan | AFG | 2022-01-02 | v8 | TRUE
https://raw.githubusercontent.com/mrc-ide/global-lmic-reports/master/AFG/projections.csv | 2021-04-24 | cumulative_infections | 1139871.67 | 1179062.55 | 1206630.46 | 1210056.1 | 1239366.95 | 1294804.27 | Surged Additional 50% Reduction | Afghanistan | AFG | 2022-01-02 | v8 | TRUE
https://raw.githubusercontent.com/mrc-ide/global-lmic-reports/master/AFG/projections.csv | 2021-04-24 | cumulative_deaths | 2335.71 | 2425.7 | 2488.24 | 2487.4 | 2550.54 | 2662.25 | Surged Additional 50% Reduction | Afghanistan | AFG | 2022-01-02 | v8 | TRUE
https://raw.githubusercontent.com/mrc-ide/global-lmic-reports/master/AFG/projections.csv | 2021-04-24 | Rt | 1.29 | 1.32 | 1.34 | 1.34 | 1.36 | 1.38 | Surged Additional 50% Reduction | Afghanistan | AFG | 2022-01-02 | v8 | TRUE
https://raw.githubusercontent.com/mrc-ide/global-lmic-reports/master/AFG/projections.csv | 2021-04-24 | Reff | 1.25 | 1.27 | 1.29 | 1.29 | 1.31 | 1.34 | Surged Additional 50% Reduction | Afghanistan | AFG | 2022-01-02 | v8 | TRUE
https://raw.githubusercontent.com/mrc-ide/global-lmic-reports/master/AFG/projections.csv | 2021-04-24 | infections | 4029.11 | 4339.34 | 4494.78 | 4525.59 | 4702.18 | 5109.32 | Surged Maintain Status Quo | Afghanistan | AFG | 2022-01-02 | v8 | TRUE
https://raw.githubusercontent.com/mrc-ide/global-lmic-reports/master/AFG/projections.csv | 2021-04-24 | deaths | 4.28 | 4.64 | 4.82 | 4.86 | 5.07 | 5.42 | Surged Maintain Status Quo | Afghanistan | AFG | 2022-01-02 | v8 | TRUE
https://raw.githubusercontent.com/mrc-ide/global-lmic-reports/master/AFG/projections.csv | 2021-04-24 | hospital_demand | 189.3 | 204.69 | 212.31 | 214.19 | 224.07 | 238.53 | Surged Maintain Status Quo | Afghanistan | AFG | 2022-01-02 | v8 | TRUE
https://raw.githubusercontent.com/mrc-ide/global-lmic-reports/master/AFG/projections.csv | 2021-04-24 | ICU_demand | 72.97 | 78.98 | 81.84 | 82.57 | 86.33 | 91.89 | Surged Maintain Status Quo | Afghanistan | AFG | 2022-01-02 | v8 | TRUE
https://raw.githubusercontent.com/mrc-ide/global-lmic-reports/master/AFG/projections.csv | 2021-04-24 | hospital_incidence | 24.1 | 25.85 | 27.05 | 27.22 | 28.91 | 30.61 | Surged Maintain Status Quo | Afghanistan | AFG | 2022-01-02 | v8 | TRUE
https://raw.githubusercontent.com/mrc-ide/global-lmic-reports/master/AFG/projections.csv | 2021-04-24 | ICU_incidence | 7.28 | 7.81 | 8.17 | 8.23 | 8.74 | 9.25 | Surged Maintain Status Quo | Afghanistan | AFG | 2022-01-02 | v8 | TRUE
https://raw.githubusercontent.com/mrc-ide/global-lmic-reports/master/AFG/projections.csv | 2021-04-24 | prevalence | 22996.98 | 24744.86 | 25864.24 | 26048.06 | 27541.99 | 29701.12 | Surged Maintain Status Quo | Afghanistan | AFG | 2022-01-02 | v8 | TRUE
https://raw.githubusercontent.com/mrc-ide/global-lmic-reports/master/AFG/projections.csv | 2021-04-24 | cumulative_infections | 1139871.67 | 1179062.55 | 1206630.46 | 1210056.1 | 1239366.95 | 1294804.27 | Surged Maintain Status Quo | Afghanistan | AFG | 2022-01-02 | v8 | TRUE
https://raw.githubusercontent.com/mrc-ide/global-lmic-reports/master/AFG/projections.csv | 2021-04-24 | cumulative_deaths | 2335.71 | 2425.7 | 2488.24 | 2487.4 | 2550.54 | 2662.25 | Surged Maintain Status Quo | Afghanistan | AFG | 2022-01-02 | v8 | TRUE
https://raw.githubusercontent.com/mrc-ide/global-lmic-reports/master/AFG/projections.csv | 2021-04-24 | Rt | 1.29 | 1.32 | 1.34 | 1.34 | 1.36 | 1.38 | Surged Maintain Status Quo | Afghanistan | AFG | 2022-01-02 | v8 | TRUE
https://raw.githubusercontent.com/mrc-ide/global-lmic-reports/master/AFG/projections.csv | 2021-04-24 | Reff | 1.25 | 1.27 | 1.29 | 1.29 | 1.31 | 1.34 | Surged Maintain Status Quo | Afghanistan | AFG | 2022-01-02 | v8 | TRUE
https://raw.githubusercontent.com/mrc-ide/global-lmic-reports/master/AFG/projections.csv | 2021-04-24 | infections | 4029.11 | 4339.34 | 4494.78 | 4525.59 | 4702.18 | 5109.32 | Surged Optimistic | Afghanistan | AFG | 2022-01-02 | v8 | TRUE
https://raw.githubusercontent.com/mrc-ide/global-lmic-reports/master/AFG/projections.csv | 2021-04-24 | deaths | 4.28 | 4.64 | 4.82 | 4.86 | 5.07 | 5.42 | Surged Optimistic | Afghanistan | AFG | 2022-01-02 | v8 | TRUE
https://raw.githubusercontent.com/mrc-ide/global-lmic-reports/master/AFG/projections.csv | 2021-04-24 | hospital_demand | 189.3 | 204.69 | 212.31 | 214.19 | 224.07 | 238.53 | Surged Optimistic | Afghanistan | AFG | 2022-01-02 | v8 | TRUE
https://raw.githubusercontent.com/mrc-ide/global-lmic-reports/master/AFG/projections.csv | 2021-04-24 | ICU_demand | 72.97 | 78.98 | 81.84 | 82.57 | 86.33 | 91.89 | Surged Optimistic | Afghanistan | AFG | 2022-01-02 | v8 | TRUE
https://raw.githubusercontent.com/mrc-ide/global-lmic-reports/master/AFG/projections.csv | 2021-04-24 | hospital_incidence | 24.1 | 25.85 | 27.05 | 27.22 | 28.91 | 30.61 | Surged Optimistic | Afghanistan | AFG | 2022-01-02 | v8 | TRUE
https://raw.githubusercontent.com/mrc-ide/global-lmic-reports/master/AFG/projections.csv | 2021-04-24 | ICU_incidence | 7.28 | 7.81 | 8.17 | 8.23 | 8.74 | 9.25 | Surged Optimistic | Afghanistan | AFG | 2022-01-02 | v8 | TRUE
https://raw.githubusercontent.com/mrc-ide/global-lmic-reports/master/AFG/projections.csv | 2021-04-24 | prevalence | 22996.98 | 24744.86 | 25864.24 | 26048.06 | 27541.99 | 29701.12 | Surged Optimistic | Afghanistan | AFG | 2022-01-02 | v8 | TRUE
https://raw.githubusercontent.com/mrc-ide/global-lmic-reports/master/AFG/projections.csv | 2021-04-24 | cumulative_infections | 1139871.67 | 1179062.55 | 1206630.46 | 1210056.1 | 1239366.95 | 1294804.27 | Surged Optimistic | Afghanistan | AFG | 2022-01-02 | v8 | TRUE
https://raw.githubusercontent.com/mrc-ide/global-lmic-reports/master/AFG/projections.csv | 2021-04-24 | cumulative_deaths | 2335.71 | 2425.7 | 2488.24 | 2487.4 | 2550.54 | 2662.25 | Surged Optimistic | Afghanistan | AFG | 2022-01-02 | v8 | TRUE
https://raw.githubusercontent.com/mrc-ide/global-lmic-reports/master/AFG/projections.csv | 2021-04-24 | Rt | 1.29 | 1.32 | 1.34 | 1.34 | 1.36 | 1.38 | Surged Optimistic | Afghanistan | AFG | 2022-01-02 | v8 | TRUE
https://raw.githubusercontent.com/mrc-ide/global-lmic-reports/master/AFG/projections.csv | 2021-04-24 | Reff | 1.25 | 1.27 | 1.29 | 1.29 | 1.31 | 1.34 | Surged Optimistic | Afghanistan | AFG | 2022-01-02 | v8 | TRUE
https://raw.githubusercontent.com/mrc-ide/global-lmic-reports/master/AFG/projections.csv | 2021-04-24 | infections | 4029.11 | 4339.34 | 4494.78 | 4525.59 | 4702.18 | 5109.32 | Surged Pessimistic | Afghanistan | AFG | 2022-01-02 | v8 | TRUE
https://raw.githubusercontent.com/mrc-ide/global-lmic-reports/master/AFG/projections.csv | 2021-04-24 | deaths | 4.28 | 4.64 | 4.82 | 4.86 | 5.07 | 5.42 | Surged Pessimistic | Afghanistan | AFG | 2022-01-02 | v8 | TRUE
https://raw.githubusercontent.com/mrc-ide/global-lmic-reports/master/AFG/projections.csv | 2021-04-24 | hospital_demand | 189.3 | 204.69 | 212.31 | 214.19 | 224.07 | 238.53 | Surged Pessimistic | Afghanistan | AFG | 2022-01-02 | v8 | TRUE
https://raw.githubusercontent.com/mrc-ide/global-lmic-reports/master/AFG/projections.csv | 2021-04-24 | ICU_demand | 72.97 | 78.98 | 81.84 | 82.57 | 86.33 | 91.89 | Surged Pessimistic | Afghanistan | AFG | 2022-01-02 | v8 | TRUE
https://raw.githubusercontent.com/mrc-ide/global-lmic-reports/master/AFG/projections.csv | 2021-04-24 | hospital_incidence | 24.1 | 25.85 | 27.05 | 27.22 | 28.91 | 30.61 | Surged Pessimistic | Afghanistan | AFG | 2022-01-02 | v8 | TRUE
https://raw.githubusercontent.com/mrc-ide/global-lmic-reports/master/AFG/projections.csv | 2021-04-24 | ICU_incidence | 7.28 | 7.81 | 8.17 | 8.23 | 8.74 | 9.25 | Surged Pessimistic | Afghanistan | AFG | 2022-01-02 | v8 | TRUE
https://raw.githubusercontent.com/mrc-ide/global-lmic-reports/master/AFG/projections.csv | 2021-04-24 | prevalence | 22996.98 | 24744.86 | 25864.24 | 26048.06 | 27541.99 | 29701.12 | Surged Pessimistic | Afghanistan | AFG | 2022-01-02 | v8 | TRUE
https://raw.githubusercontent.com/mrc-ide/global-lmic-reports/master/AFG/projections.csv | 2021-04-24 | cumulative_infections | 1139871.67 | 1179062.55 | 1206630.46 | 1210056.1 | 1239366.95 | 1294804.27 | Surged Pessimistic | Afghanistan | AFG | 2022-01-02 | v8 | TRUE
https://raw.githubusercontent.com/mrc-ide/global-lmic-reports/master/AFG/projections.csv | 2021-04-24 | cumulative_deaths | 2335.71 | 2425.7 | 2488.24 | 2487.4 | 2550.54 | 2662.25 | Surged Pessimistic | Afghanistan | AFG | 2022-01-02 | v8 | TRUE
https://raw.githubusercontent.com/mrc-ide/global-lmic-reports/master/AFG/projections.csv | 2021-04-24 | Rt | 1.29 | 1.32 | 1.34 | 1.34 | 1.36 | 1.38 | Surged Pessimistic | Afghanistan | AFG | 2022-01-02 | v8 | TRUE
https://raw.githubusercontent.com/mrc-ide/global-lmic-reports/master/AFG/projections.csv | 2021-04-24 | Reff | 1.25 | 1.27 | 1.29 | 1.29 | 1.31 | 1.34 | Surged Pessimistic | Afghanistan | AFG | 2022-01-02 | v8 | TRUE
https://raw.githubusercontent.com/mrc-ide/global-lmic-reports/master/AFG/projections.csv | 2021-04-24 | infections | 4029.11 | 4339.34 | 4494.78 | 4525.59 | 4702.18 | 5109.32 | Surged Relax Interventions 50% | Afghanistan | AFG | 2022-01-02 | v8 | TRUE
https://raw.githubusercontent.com/mrc-ide/global-lmic-reports/master/AFG/projections.csv | 2021-04-24 | deaths | 4.28 | 4.64 | 4.82 | 4.86 | 5.07 | 5.42 | Surged Relax Interventions 50% | Afghanistan | AFG | 2022-01-02 | v8 | TRUE
https://raw.githubusercontent.com/mrc-ide/global-lmic-reports/master/AFG/projections.csv | 2021-04-24 | hospital_demand | 189.3 | 204.69 | 212.31 | 214.19 | 224.07 | 238.53 | Surged Relax Interventions 50% | Afghanistan | AFG | 2022-01-02 | v8 | TRUE
https://raw.githubusercontent.com/mrc-ide/global-lmic-reports/master/AFG/projections.csv | 2021-04-24 | ICU_demand | 72.97 | 78.98 | 81.84 | 82.57 | 86.33 | 91.89 | Surged Relax Interventions 50% | Afghanistan | AFG | 2022-01-02 | v8 | TRUE
https://raw.githubusercontent.com/mrc-ide/global-lmic-reports/master/AFG/projections.csv | 2021-04-24 | hospital_incidence | 24.1 | 25.85 | 27.05 | 27.22 | 28.91 | 30.61 | Surged Relax Interventions 50% | Afghanistan | AFG | 2022-01-02 | v8 | TRUE
https://raw.githubusercontent.com/mrc-ide/global-lmic-reports/master/AFG/projections.csv | 2021-04-24 | ICU_incidence | 7.28 | 7.81 | 8.17 | 8.23 | 8.74 | 9.25 | Surged Relax Interventions 50% | Afghanistan | AFG | 2022-01-02 | v8 | TRUE
https://raw.githubusercontent.com/mrc-ide/global-lmic-reports/master/AFG/projections.csv | 2021-04-24 | prevalence | 22996.98 | 24744.86 | 25864.24 | 26048.06 | 27541.99 | 29701.12 | Surged Relax Interventions 50% | Afghanistan | AFG | 2022-01-02 | v8 | TRUE
https://raw.githubusercontent.com/mrc-ide/global-lmic-reports/master/AFG/projections.csv | 2021-04-24 | cumulative_infections | 1139871.67 | 1179062.55 | 1206630.46 | 1210056.1 | 1239366.95 | 1294804.27 | Surged Relax Interventions 50% | Afghanistan | AFG | 2022-01-02 | v8 | TRUE
https://raw.githubusercontent.com/mrc-ide/global-lmic-reports/master/AFG/projections.csv | 2021-04-24 | cumulative_deaths | 2335.71 | 2425.7 | 2488.24 | 2487.4 | 2550.54 | 2662.25 | Surged Relax Interventions 50% | Afghanistan | AFG | 2022-01-02 | v8 | TRUE
https://raw.githubusercontent.com/mrc-ide/global-lmic-reports/master/AFG/projections.csv | 2021-04-24 | Rt | 1.29 | 1.32 | 1.34 | 1.34 | 1.36 | 1.38 | Surged Relax Interventions 50% | Afghanistan | AFG | 2022-01-02 | v8 | TRUE
https://raw.githubusercontent.com/mrc-ide/global-lmic-reports/master/AFG/projections.csv | 2021-04-24 | Reff | 1.25 | 1.27 | 1.29 | 1.29 | 1.31 | 1.34 | Surged Relax Interventions 50% | Afghanistan | AFG | 2022-01-02 | v8 | TRUE
https://raw.githubusercontent.com/mrc-ide/global-lmic-reports/master/AFG/projections.csv | 2021-04-25 | infections | 4036.67 | 4455.96 | 4611.89 | 4618.69 | 4820.75 | 5206.61 | Additional 50% Reduction | Afghanistan | AFG | 2022-01-02 | v8 | TRUE
https://raw.githubusercontent.com/mrc-ide/global-lmic-reports/master/AFG/projections.csv | 2021-04-25 | deaths | 4.37 | 4.72 | 4.9 | 4.93 | 5.14 | 5.63 | Additional 50% Reduction | Afghanistan | AFG | 2022-01-02 | v8 | TRUE
https://raw.githubusercontent.com/mrc-ide/global-lmic-reports/master/AFG/projections.csv | 2021-04-25 | hospital_demand | 192.25 | 207.71 | 216.28 | 218.21 | 224.68 | 245.97 | Additional 50% Reduction | Afghanistan | AFG | 2022-01-02 | v8 | TRUE
https://raw.githubusercontent.com/mrc-ide/global-lmic-reports/master/AFG/projections.csv | 2021-04-25 | ICU_demand | 74.35 | 80.33 | 83.77 | 84.25 | 87.1 | 95.43 | Additional 50% Reduction | Afghanistan | AFG | 2022-01-02 | v8 | TRUE
https://raw.githubusercontent.com/mrc-ide/global-lmic-reports/master/AFG/projections.csv | 2021-04-25 | hospital_incidence | 24.67 | 26.49 | 27.64 | 27.79 | 28.73 | 31.04 | Additional 50% Reduction | Afghanistan | AFG | 2022-01-02 | v8 | TRUE
https://raw.githubusercontent.com/mrc-ide/global-lmic-reports/master/AFG/projections.csv | 2021-04-25 | ICU_incidence | 7.47 | 8.02 | 8.36 | 8.41 | 8.7 | 9.4 | Additional 50% Reduction | Afghanistan | AFG | 2022-01-02 | v8 | TRUE
https://raw.githubusercontent.com/mrc-ide/global-lmic-reports/master/AFG/projections.csv | 2021-04-25 | prevalence | 23834.64 | 25654.99 | 26676.56 | 26875.04 | 28192.39 | 30363.83 | Additional 50% Reduction | Afghanistan | AFG | 2022-01-02 | v8 | TRUE
https://raw.githubusercontent.com/mrc-ide/global-lmic-reports/master/AFG/projections.csv | 2021-04-25 | cumulative_infections | 1149488.92 | 1190800.8 | 1220557.04 | 1225362.52 | 1248382.83 | 1352471.47 | Additional 50% Reduction | Afghanistan | AFG | 2022-01-02 | v8 | TRUE
https://raw.githubusercontent.com/mrc-ide/global-lmic-reports/master/AFG/projections.csv | 2021-04-25 | cumulative_deaths | 2356.06 | 2446.15 | 2525.03 | 2530.37 | 2578.71 | 2815.73 | Additional 50% Reduction | Afghanistan | AFG | 2022-01-02 | v8 | TRUE
https://raw.githubusercontent.com/mrc-ide/global-lmic-reports/master/AFG/projections.csv | 2021-04-25 | Rt | 1.33 | 1.38 | 1.39 | 1.39 | 1.41 | 1.45 | Additional 50% Reduction | Afghanistan | AFG | 2022-01-02 | v8 | TRUE
https://raw.githubusercontent.com/mrc-ide/global-lmic-reports/master/AFG/projections.csv | 2021-04-25 | Reff | 1.28 | 1.33 | 1.34 | 1.34 | 1.35 | 1.4 | Additional 50% Reduction | Afghanistan | AFG | 2022-01-02 | v8 | TRUE
https://raw.githubusercontent.com/mrc-ide/global-lmic-reports/master/AFG/projections.csv | 2021-04-25 | infections | 4036.67 | 4455.96 | 4611.89 | 4618.69 | 4820.75 | 5206.61 | Maintain Status Quo | Afghanistan | AFG | 2022-01-02 | v8 | TRUE
https://raw.githubusercontent.com/mrc-ide/global-lmic-reports/master/AFG/projections.csv | 2021-04-25 | deaths | 4.37 | 4.72 | 4.9 | 4.93 | 5.14 | 5.63 | Maintain Status Quo | Afghanistan | AFG | 2022-01-02 | v8 | TRUE
https://raw.githubusercontent.com/mrc-ide/global-lmic-reports/master/AFG/projections.csv | 2021-04-25 | hospital_demand | 192.25 | 207.71 | 216.28 | 218.21 | 224.68 | 245.97 | Maintain Status Quo | Afghanistan | AFG | 2022-01-02 | v8 | TRUE
https://raw.githubusercontent.com/mrc-ide/global-lmic-reports/master/AFG/projections.csv | 2021-04-25 | ICU_demand | 74.35 | 80.33 | 83.77 | 84.25 | 87.1 | 95.43 | Maintain Status Quo | Afghanistan | AFG | 2022-01-02 | v8 | TRUE
https://raw.githubusercontent.com/mrc-ide/global-lmic-reports/master/AFG/projections.csv | 2021-04-25 | hospital_incidence | 24.67 | 26.49 | 27.64 | 27.79 | 28.73 | 31.04 | Maintain Status Quo | Afghanistan | AFG | 2022-01-02 | v8 | TRUE
https://raw.githubusercontent.com/mrc-ide/global-lmic-reports/master/AFG/projections.csv | 2021-04-25 | ICU_incidence | 7.47 | 8.02 | 8.36 | 8.41 | 8.7 | 9.4 | Maintain Status Quo | Afghanistan | AFG | 2022-01-02 | v8 | TRUE
https://raw.githubusercontent.com/mrc-ide/global-lmic-reports/master/AFG/projections.csv | 2021-04-25 | prevalence | 23834.64 | 25654.99 | 26676.56 | 26875.04 | 28192.39 | 30363.83 | Maintain Status Quo | Afghanistan | AFG | 2022-01-02 | v8 | TRUE
https://raw.githubusercontent.com/mrc-ide/global-lmic-reports/master/AFG/projections.csv | 2021-04-25 | cumulative_infections | 1149488.92 | 1190800.8 | 1220557.04 | 1225362.52 | 1248382.83 | 1352471.47 | Maintain Status Quo | Afghanistan | AFG | 2022-01-02 | v8 | TRUE
https://raw.githubusercontent.com/mrc-ide/global-lmic-reports/master/AFG/projections.csv | 2021-04-25 | cumulative_deaths | 2356.06 | 2446.15 | 2525.03 | 2530.37 | 2578.71 | 2815.73 | Maintain Status Quo | Afghanistan | AFG | 2022-01-02 | v8 | TRUE
https://raw.githubusercontent.com/mrc-ide/global-lmic-reports/master/AFG/projections.csv | 2021-04-25 | Rt | 1.33 | 1.38 | 1.39 | 1.39 | 1.41 | 1.45 | Maintain Status Quo | Afghanistan | AFG | 2022-01-02 | v8 | TRUE
https://raw.githubusercontent.com/mrc-ide/global-lmic-reports/master/AFG/projections.csv | 2021-04-25 | Reff | 1.28 | 1.33 | 1.34 | 1.34 | 1.35 | 1.4 | Maintain Status Quo | Afghanistan | AFG | 2022-01-02 | v8 | TRUE
https://raw.githubusercontent.com/mrc-ide/global-lmic-reports/master/AFG/projections.csv | 2021-04-25 | infections | 4036.67 | 4455.96 | 4611.89 | 4618.69 | 4820.75 | 5206.61 | Optimistic | Afghanistan | AFG | 2022-01-02 | v8 | TRUE
https://raw.githubusercontent.com/mrc-ide/global-lmic-reports/master/AFG/projections.csv | 2021-04-25 | deaths | 4.37 | 4.72 | 4.9 | 4.93 | 5.14 | 5.63 | Optimistic | Afghanistan | AFG | 2022-01-02 | v8 | TRUE
https://raw.githubusercontent.com/mrc-ide/global-lmic-reports/master/AFG/projections.csv | 2021-04-25 | hospital_demand | 192.25 | 207.71 | 216.28 | 218.21 | 224.68 | 245.97 | Optimistic | Afghanistan | AFG | 2022-01-02 | v8 | TRUE
https://raw.githubusercontent.com/mrc-ide/global-lmic-reports/master/AFG/projections.csv | 2021-04-25 | ICU_demand | 74.35 | 80.33 | 83.77 | 84.25 | 87.1 | 95.43 | Optimistic | Afghanistan | AFG | 2022-01-02 | v8 | TRUE
https://raw.githubusercontent.com/mrc-ide/global-lmic-reports/master/AFG/projections.csv | 2021-04-25 | hospital_incidence | 24.67 | 26.49 | 27.64 | 27.79 | 28.73 | 31.04 | Optimistic | Afghanistan | AFG | 2022-01-02 | v8 | TRUE
https://raw.githubusercontent.com/mrc-ide/global-lmic-reports/master/AFG/projections.csv | 2021-04-25 | ICU_incidence | 7.47 | 8.02 | 8.36 | 8.41 | 8.7 | 9.4 | Optimistic | Afghanistan | AFG | 2022-01-02 | v8 | TRUE
https://raw.githubusercontent.com/mrc-ide/global-lmic-reports/master/AFG/projections.csv | 2021-04-25 | prevalence | 23834.64 | 25654.99 | 26676.56 | 26875.04 | 28192.39 | 30363.83 | Optimistic | Afghanistan | AFG | 2022-01-02 | v8 | TRUE
https://raw.githubusercontent.com/mrc-ide/global-lmic-reports/master/AFG/projections.csv | 2021-04-25 | cumulative_infections | 1149488.92 | 1190800.8 | 1220557.04 | 1225362.52 | 1248382.83 | 1352471.47 | Optimistic | Afghanistan | AFG | 2022-01-02 | v8 | TRUE
https://raw.githubusercontent.com/mrc-ide/global-lmic-reports/master/AFG/projections.csv | 2021-04-25 | cumulative_deaths | 2356.06 | 2446.15 | 2525.03 | 2530.37 | 2578.71 | 2815.73 | Optimistic | Afghanistan | AFG | 2022-01-02 | v8 | TRUE
https://raw.githubusercontent.com/mrc-ide/global-lmic-reports/master/AFG/projections.csv | 2021-04-25 | Rt | 1.33 | 1.38 | 1.39 | 1.39 | 1.41 | 1.45 | Optimistic | Afghanistan | AFG | 2022-01-02 | v8 | TRUE
https://raw.githubusercontent.com/mrc-ide/global-lmic-reports/master/AFG/projections.csv | 2021-04-25 | Reff | 1.28 | 1.33 | 1.34 | 1.34 | 1.35 | 1.4 | Optimistic | Afghanistan | AFG | 2022-01-02 | v8 | TRUE
https://raw.githubusercontent.com/mrc-ide/global-lmic-reports/master/AFG/projections.csv | 2021-04-25 | infections | 4036.67 | 4455.96 | 4611.89 | 4618.69 | 4820.75 | 5206.61 | Pessimistic | Afghanistan | AFG | 2022-01-02 | v8 | TRUE
https://raw.githubusercontent.com/mrc-ide/global-lmic-reports/master/AFG/projections.csv | 2021-04-25 | deaths | 4.37 | 4.72 | 4.9 | 4.93 | 5.14 | 5.63 | Pessimistic | Afghanistan | AFG | 2022-01-02 | v8 | TRUE
https://raw.githubusercontent.com/mrc-ide/global-lmic-reports/master/AFG/projections.csv | 2021-04-25 | hospital_demand | 192.25 | 207.71 | 216.28 | 218.21 | 224.68 | 245.97 | Pessimistic | Afghanistan | AFG | 2022-01-02 | v8 | TRUE
https://raw.githubusercontent.com/mrc-ide/global-lmic-reports/master/AFG/projections.csv | 2021-04-25 | ICU_demand | 74.35 | 80.33 | 83.77 | 84.25 | 87.1 | 95.43 | Pessimistic | Afghanistan | AFG | 2022-01-02 | v8 | TRUE
https://raw.githubusercontent.com/mrc-ide/global-lmic-reports/master/AFG/projections.csv | 2021-04-25 | hospital_incidence | 24.67 | 26.49 | 27.64 | 27.79 | 28.73 | 31.04 | Pessimistic | Afghanistan | AFG | 2022-01-02 | v8 | TRUE
https://raw.githubusercontent.com/mrc-ide/global-lmic-reports/master/AFG/projections.csv | 2021-04-25 | ICU_incidence | 7.47 | 8.02 | 8.36 | 8.41 | 8.7 | 9.4 | Pessimistic | Afghanistan | AFG | 2022-01-02 | v8 | TRUE
https://raw.githubusercontent.com/mrc-ide/global-lmic-reports/master/AFG/projections.csv | 2021-04-25 | prevalence | 23834.64 | 25654.99 | 26676.56 | 26875.04 | 28192.39 | 30363.83 | Pessimistic | Afghanistan | AFG | 2022-01-02 | v8 | TRUE
https://raw.githubusercontent.com/mrc-ide/global-lmic-reports/master/AFG/projections.csv | 2021-04-25 | cumulative_infections | 1149488.92 | 1190800.8 | 1220557.04 | 1225362.52 | 1248382.83 | 1352471.47 | Pessimistic | Afghanistan | AFG | 2022-01-02 | v8 | TRUE
https://raw.githubusercontent.com/mrc-ide/global-lmic-reports/master/AFG/projections.csv | 2021-04-25 | cumulative_deaths | 2356.06 | 2446.15 | 2525.03 | 2530.37 | 2578.71 | 2815.73 | Pessimistic | Afghanistan | AFG | 2022-01-02 | v8 | TRUE
https://raw.githubusercontent.com/mrc-ide/global-lmic-reports/master/AFG/projections.csv | 2021-04-25 | Rt | 1.33 | 1.38 | 1.39 | 1.39 | 1.41 | 1.45 | Pessimistic | Afghanistan | AFG | 2022-01-02 | v8 | TRUE
https://raw.githubusercontent.com/mrc-ide/global-lmic-reports/master/AFG/projections.csv | 2021-04-25 | Reff | 1.28 | 1.33 | 1.34 | 1.34 | 1.35 | 1.4 | Pessimistic | Afghanistan | AFG | 2022-01-02 | v8 | TRUE
https://raw.githubusercontent.com/mrc-ide/global-lmic-reports/master/AFG/projections.csv | 2021-04-25 | infections | 4036.67 | 4455.96 | 4611.89 | 4618.69 | 4820.75 | 5206.61 | Relax Interventions 50% | Afghanistan | AFG | 2022-01-02 | v8 | TRUE
https://raw.githubusercontent.com/mrc-ide/global-lmic-reports/master/AFG/projections.csv | 2021-04-25 | deaths | 4.37 | 4.72 | 4.9 | 4.93 | 5.14 | 5.63 | Relax Interventions 50% | Afghanistan | AFG | 2022-01-02 | v8 | TRUE
https://raw.githubusercontent.com/mrc-ide/global-lmic-reports/master/AFG/projections.csv | 2021-04-25 | hospital_demand | 192.25 | 207.71 | 216.28 | 218.21 | 224.68 | 245.97 | Relax Interventions 50% | Afghanistan | AFG | 2022-01-02 | v8 | TRUE
https://raw.githubusercontent.com/mrc-ide/global-lmic-reports/master/AFG/projections.csv | 2021-04-25 | ICU_demand | 74.35 | 80.33 | 83.77 | 84.25 | 87.1 | 95.43 | Relax Interventions 50% | Afghanistan | AFG | 2022-01-02 | v8 | TRUE
https://raw.githubusercontent.com/mrc-ide/global-lmic-reports/master/AFG/projections.csv | 2021-04-25 | hospital_incidence | 24.67 | 26.49 | 27.64 | 27.79 | 28.73 | 31.04 | Relax Interventions 50% | Afghanistan | AFG | 2022-01-02 | v8 | TRUE
https://raw.githubusercontent.com/mrc-ide/global-lmic-reports/master/AFG/projections.csv | 2021-04-25 | ICU_incidence | 7.47 | 8.02 | 8.36 | 8.41 | 8.7 | 9.4 | Relax Interventions 50% | Afghanistan | AFG | 2022-01-02 | v8 | TRUE
https://raw.githubusercontent.com/mrc-ide/global-lmic-reports/master/AFG/projections.csv | 2021-04-25 | prevalence | 23834.64 | 25654.99 | 26676.56 | 26875.04 | 28192.39 | 30363.83 | Relax Interventions 50% | Afghanistan | AFG | 2022-01-02 | v8 | TRUE
https://raw.githubusercontent.com/mrc-ide/global-lmic-reports/master/AFG/projections.csv | 2021-04-25 | cumulative_infections | 1149488.92 | 1190800.8 | 1220557.04 | 1225362.52 | 1248382.83 | 1352471.47 | Relax Interventions 50% | Afghanistan | AFG | 2022-01-02 | v8 | TRUE
https://raw.githubusercontent.com/mrc-ide/global-lmic-reports/master/AFG/projections.csv | 2021-04-25 | cumulative_deaths | 2356.06 | 2446.15 | 2525.03 | 2530.37 | 2578.71 | 2815.73 | Relax Interventions 50% | Afghanistan | AFG | 2022-01-02 | v8 | TRUE
https://raw.githubusercontent.com/mrc-ide/global-lmic-reports/master/AFG/projections.csv | 2021-04-25 | Rt | 1.33 | 1.38 | 1.39 | 1.39 | 1.41 | 1.45 | Relax Interventions 50% | Afghanistan | AFG | 2022-01-02 | v8 | TRUE
https://raw.githubusercontent.com/mrc-ide/global-lmic-reports/master/AFG/projections.csv | 2021-04-25 | Reff | 1.28 | 1.33 | 1.34 | 1.34 | 1.35 | 1.4 | Relax Interventions 50% | Afghanistan | AFG | 2022-01-02 | v8 | TRUE
https://raw.githubusercontent.com/mrc-ide/global-lmic-reports/master/AFG/projections.csv | 2021-04-25 | infections | 4110.47 | 4436.62 | 4614.06 | 4650.7 | 4838.19 | 5281.95 | Surged Additional 50% Reduction | Afghanistan | AFG | 2022-01-02 | v8 | TRUE
https://raw.githubusercontent.com/mrc-ide/global-lmic-reports/master/AFG/projections.csv | 2021-04-25 | deaths | 4.39 | 4.76 | 4.93 | 4.98 | 5.19 | 5.55 | Surged Additional 50% Reduction | Afghanistan | AFG | 2022-01-02 | v8 | TRUE
https://raw.githubusercontent.com/mrc-ide/global-lmic-reports/master/AFG/projections.csv | 2021-04-25 | hospital_demand | 194.73 | 210.94 | 218.02 | 220.12 | 230.48 | 244.62 | Surged Additional 50% Reduction | Afghanistan | AFG | 2022-01-02 | v8 | TRUE
https://raw.githubusercontent.com/mrc-ide/global-lmic-reports/master/AFG/projections.csv | 2021-04-25 | ICU_demand | 75.14 | 81.25 | 84.23 | 84.97 | 88.81 | 94.41 | Surged Additional 50% Reduction | Afghanistan | AFG | 2022-01-02 | v8 | TRUE
https://raw.githubusercontent.com/mrc-ide/global-lmic-reports/master/AFG/projections.csv | 2021-04-25 | hospital_incidence | 24.79 | 26.63 | 27.83 | 28.04 | 29.88 | 31.63 | Surged Additional 50% Reduction | Afghanistan | AFG | 2022-01-02 | v8 | TRUE
https://raw.githubusercontent.com/mrc-ide/global-lmic-reports/master/AFG/projections.csv | 2021-04-25 | ICU_incidence | 7.5 | 8.06 | 8.43 | 8.49 | 9.05 | 9.58 | Surged Additional 50% Reduction | Afghanistan | AFG | 2022-01-02 | v8 | TRUE
https://raw.githubusercontent.com/mrc-ide/global-lmic-reports/master/AFG/projections.csv | 2021-04-25 | prevalence | 23929.39 | 25763.84 | 26917.36 | 27100.85 | 28523.72 | 30945.12 | Surged Additional 50% Reduction | Afghanistan | AFG | 2022-01-02 | v8 | TRUE
https://raw.githubusercontent.com/mrc-ide/global-lmic-reports/master/AFG/projections.csv | 2021-04-25 | cumulative_infections | 1144433.82 | 1183552.52 | 1211250.56 | 1214706.8 | 1243965.04 | 1299772.37 | Surged Additional 50% Reduction | Afghanistan | AFG | 2022-01-02 | v8 | TRUE
https://raw.githubusercontent.com/mrc-ide/global-lmic-reports/master/AFG/projections.csv | 2021-04-25 | cumulative_deaths | 2340.86 | 2430.55 | 2492.82 | 2492.38 | 2555.18 | 2667.42 | Surged Additional 50% Reduction | Afghanistan | AFG | 2022-01-02 | v8 | TRUE
https://raw.githubusercontent.com/mrc-ide/global-lmic-reports/master/AFG/projections.csv | 2021-04-25 | Rt | 1.34 | 1.37 | 1.38 | 1.39 | 1.41 | 1.44 | Surged Additional 50% Reduction | Afghanistan | AFG | 2022-01-02 | v8 | TRUE
https://raw.githubusercontent.com/mrc-ide/global-lmic-reports/master/AFG/projections.csv | 2021-04-25 | Reff | 1.29 | 1.32 | 1.34 | 1.34 | 1.35 | 1.39 | Surged Additional 50% Reduction | Afghanistan | AFG | 2022-01-02 | v8 | TRUE
https://raw.githubusercontent.com/mrc-ide/global-lmic-reports/master/AFG/projections.csv | 2021-04-25 | infections | 4110.47 | 4436.62 | 4614.06 | 4650.7 | 4838.19 | 5281.95 | Surged Maintain Status Quo | Afghanistan | AFG | 2022-01-02 | v8 | TRUE
https://raw.githubusercontent.com/mrc-ide/global-lmic-reports/master/AFG/projections.csv | 2021-04-25 | deaths | 4.39 | 4.76 | 4.93 | 4.98 | 5.19 | 5.55 | Surged Maintain Status Quo | Afghanistan | AFG | 2022-01-02 | v8 | TRUE
https://raw.githubusercontent.com/mrc-ide/global-lmic-reports/master/AFG/projections.csv | 2021-04-25 | hospital_demand | 194.73 | 210.94 | 218.02 | 220.12 | 230.48 | 244.62 | Surged Maintain Status Quo | Afghanistan | AFG | 2022-01-02 | v8 | TRUE
https://raw.githubusercontent.com/mrc-ide/global-lmic-reports/master/AFG/projections.csv | 2021-04-25 | ICU_demand | 75.14 | 81.25 | 84.23 | 84.97 | 88.81 | 94.41 | Surged Maintain Status Quo | Afghanistan | AFG | 2022-01-02 | v8 | TRUE
https://raw.githubusercontent.com/mrc-ide/global-lmic-reports/master/AFG/projections.csv | 2021-04-25 | hospital_incidence | 24.79 | 26.63 | 27.83 | 28.04 | 29.88 | 31.63 | Surged Maintain Status Quo | Afghanistan | AFG | 2022-01-02 | v8 | TRUE
https://raw.githubusercontent.com/mrc-ide/global-lmic-reports/master/AFG/projections.csv | 2021-04-25 | ICU_incidence | 7.5 | 8.06 | 8.43 | 8.49 | 9.05 | 9.58 | Surged Maintain Status Quo | Afghanistan | AFG | 2022-01-02 | v8 | TRUE
https://raw.githubusercontent.com/mrc-ide/global-lmic-reports/master/AFG/projections.csv | 2021-04-25 | prevalence | 23929.39 | 25763.84 | 26917.36 | 27100.85 | 28523.72 | 30945.12 | Surged Maintain Status Quo | Afghanistan | AFG | 2022-01-02 | v8 | TRUE
https://raw.githubusercontent.com/mrc-ide/global-lmic-reports/master/AFG/projections.csv | 2021-04-25 | cumulative_infections | 1144433.82 | 1183552.52 | 1211250.56 | 1214706.8 | 1243965.04 | 1299772.37 | Surged Maintain Status Quo | Afghanistan | AFG | 2022-01-02 | v8 | TRUE
https://raw.githubusercontent.com/mrc-ide/global-lmic-reports/master/AFG/projections.csv | 2021-04-25 | cumulative_deaths | 2340.86 | 2430.55 | 2492.82 | 2492.38 | 2555.18 | 2667.42 | Surged Maintain Status Quo | Afghanistan | AFG | 2022-01-02 | v8 | TRUE
https://raw.githubusercontent.com/mrc-ide/global-lmic-reports/master/AFG/projections.csv | 2021-04-25 | Rt | 1.34 | 1.37 | 1.38 | 1.39 | 1.41 | 1.44 | Surged Maintain Status Quo | Afghanistan | AFG | 2022-01-02 | v8 | TRUE
https://raw.githubusercontent.com/mrc-ide/global-lmic-reports/master/AFG/projections.csv | 2021-04-25 | Reff | 1.29 | 1.32 | 1.34 | 1.34 | 1.35 | 1.39 | Surged Maintain Status Quo | Afghanistan | AFG | 2022-01-02 | v8 | TRUE
https://raw.githubusercontent.com/mrc-ide/global-lmic-reports/master/AFG/projections.csv | 2021-04-25 | infections | 4110.47 | 4436.62 | 4614.06 | 4650.7 | 4838.19 | 5281.95 | Surged Optimistic | Afghanistan | AFG | 2022-01-02 | v8 | TRUE
https://raw.githubusercontent.com/mrc-ide/global-lmic-reports/master/AFG/projections.csv | 2021-04-25 | deaths | 4.39 | 4.76 | 4.93 | 4.98 | 5.19 | 5.55 | Surged Optimistic | Afghanistan | AFG | 2022-01-02 | v8 | TRUE
https://raw.githubusercontent.com/mrc-ide/global-lmic-reports/master/AFG/projections.csv | 2021-04-25 | hospital_demand | 194.73 | 210.94 | 218.02 | 220.12 | 230.48 | 244.62 | Surged Optimistic | Afghanistan | AFG | 2022-01-02 | v8 | TRUE
https://raw.githubusercontent.com/mrc-ide/global-lmic-reports/master/AFG/projections.csv | 2021-04-25 | ICU_demand | 75.14 | 81.25 | 84.23 | 84.97 | 88.81 | 94.41 | Surged Optimistic | Afghanistan | AFG | 2022-01-02 | v8 | TRUE
https://raw.githubusercontent.com/mrc-ide/global-lmic-reports/master/AFG/projections.csv | 2021-04-25 | hospital_incidence | 24.79 | 26.63 | 27.83 | 28.04 | 29.88 | 31.63 | Surged Optimistic | Afghanistan | AFG | 2022-01-02 | v8 | TRUE
https://raw.githubusercontent.com/mrc-ide/global-lmic-reports/master/AFG/projections.csv | 2021-04-25 | ICU_incidence | 7.5 | 8.06 | 8.43 | 8.49 | 9.05 | 9.58 | Surged Optimistic | Afghanistan | AFG | 2022-01-02 | v8 | TRUE
https://raw.githubusercontent.com/mrc-ide/global-lmic-reports/master/AFG/projections.csv | 2021-04-25 | prevalence | 23929.39 | 25763.84 | 26917.36 | 27100.85 | 28523.72 | 30945.12 | Surged Optimistic | Afghanistan | AFG | 2022-01-02 | v8 | TRUE
https://raw.githubusercontent.com/mrc-ide/global-lmic-reports/master/AFG/projections.csv | 2021-04-25 | cumulative_infections | 1144433.82 | 1183552.52 | 1211250.56 | 1214706.8 | 1243965.04 | 1299772.37 | Surged Optimistic | Afghanistan | AFG | 2022-01-02 | v8 | TRUE
https://raw.githubusercontent.com/mrc-ide/global-lmic-reports/master/AFG/projections.csv | 2021-04-25 | cumulative_deaths | 2340.86 | 2430.55 | 2492.82 | 2492.38 | 2555.18 | 2667.42 | Surged Optimistic | Afghanistan | AFG | 2022-01-02 | v8 | TRUE
https://raw.githubusercontent.com/mrc-ide/global-lmic-reports/master/AFG/projections.csv | 2021-04-25 | Rt | 1.34 | 1.37 | 1.38 | 1.39 | 1.41 | 1.44 | Surged Optimistic | Afghanistan | AFG | 2022-01-02 | v8 | TRUE
https://raw.githubusercontent.com/mrc-ide/global-lmic-reports/master/AFG/projections.csv | 2021-04-25 | Reff | 1.29 | 1.32 | 1.34 | 1.34 | 1.35 | 1.39 | Surged Optimistic | Afghanistan | AFG | 2022-01-02 | v8 | TRUE
https://raw.githubusercontent.com/mrc-ide/global-lmic-reports/master/AFG/projections.csv | 2021-04-25 | infections | 4110.47 | 4436.62 | 4614.06 | 4650.7 | 4838.19 | 5281.95 | Surged Pessimistic | Afghanistan | AFG | 2022-01-02 | v8 | TRUE
https://raw.githubusercontent.com/mrc-ide/global-lmic-reports/master/AFG/projections.csv | 2021-04-25 | deaths | 4.39 | 4.76 | 4.93 | 4.98 | 5.19 | 5.55 | Surged Pessimistic | Afghanistan | AFG | 2022-01-02 | v8 | TRUE
https://raw.githubusercontent.com/mrc-ide/global-lmic-reports/master/AFG/projections.csv | 2021-04-25 | hospital_demand | 194.73 | 210.94 | 218.02 | 220.12 | 230.48 | 244.62 | Surged Pessimistic | Afghanistan | AFG | 2022-01-02 | v8 | TRUE
https://raw.githubusercontent.com/mrc-ide/global-lmic-reports/master/AFG/projections.csv | 2021-04-25 | ICU_demand | 75.14 | 81.25 | 84.23 | 84.97 | 88.81 | 94.41 | Surged Pessimistic | Afghanistan | AFG | 2022-01-02 | v8 | TRUE
https://raw.githubusercontent.com/mrc-ide/global-lmic-reports/master/AFG/projections.csv | 2021-04-25 | hospital_incidence | 24.79 | 26.63 | 27.83 | 28.04 | 29.88 | 31.63 | Surged Pessimistic | Afghanistan | AFG | 2022-01-02 | v8 | TRUE
https://raw.githubusercontent.com/mrc-ide/global-lmic-reports/master/AFG/projections.csv | 2021-04-25 | ICU_incidence | 7.5 | 8.06 | 8.43 | 8.49 | 9.05 | 9.58 | Surged Pessimistic | Afghanistan | AFG | 2022-01-02 | v8 | TRUE
https://raw.githubusercontent.com/mrc-ide/global-lmic-reports/master/AFG/projections.csv | 2021-04-25 | prevalence | 23929.39 | 25763.84 | 26917.36 | 27100.85 | 28523.72 | 30945.12 | Surged Pessimistic | Afghanistan | AFG | 2022-01-02 | v8 | TRUE
https://raw.githubusercontent.com/mrc-ide/global-lmic-reports/master/AFG/projections.csv | 2021-04-25 | cumulative_infections | 1144433.82 | 1183552.52 | 1211250.56 | 1214706.8 | 1243965.04 | 1299772.37 | Surged Pessimistic | Afghanistan | AFG | 2022-01-02 | v8 | TRUE
https://raw.githubusercontent.com/mrc-ide/global-lmic-reports/master/AFG/projections.csv | 2021-04-25 | cumulative_deaths | 2340.86 | 2430.55 | 2492.82 | 2492.38 | 2555.18 | 2667.42 | Surged Pessimistic | Afghanistan | AFG | 2022-01-02 | v8 | TRUE
https://raw.githubusercontent.com/mrc-ide/global-lmic-reports/master/AFG/projections.csv | 2021-04-25 | Rt | 1.34 | 1.37 | 1.38 | 1.39 | 1.41 | 1.44 | Surged Pessimistic | Afghanistan | AFG | 2022-01-02 | v8 | TRUE
https://raw.githubusercontent.com/mrc-ide/global-lmic-reports/master/AFG/projections.csv | 2021-04-25 | Reff | 1.29 | 1.32 | 1.34 | 1.34 | 1.35 | 1.39 | Surged Pessimistic | Afghanistan | AFG | 2022-01-02 | v8 | TRUE
https://raw.githubusercontent.com/mrc-ide/global-lmic-reports/master/AFG/projections.csv | 2021-04-25 | infections | 4110.47 | 4436.62 | 4614.06 | 4650.7 | 4838.19 | 5281.95 | Surged Relax Interventions 50% | Afghanistan | AFG | 2022-01-02 | v8 | TRUE
https://raw.githubusercontent.com/mrc-ide/global-lmic-reports/master/AFG/projections.csv | 2021-04-25 | deaths | 4.39 | 4.76 | 4.93 | 4.98 | 5.19 | 5.55 | Surged Relax Interventions 50% | Afghanistan | AFG | 2022-01-02 | v8 | TRUE
https://raw.githubusercontent.com/mrc-ide/global-lmic-reports/master/AFG/projections.csv | 2021-04-25 | hospital_demand | 194.73 | 210.94 | 218.02 | 220.12 | 230.48 | 244.62 | Surged Relax Interventions 50% | Afghanistan | AFG | 2022-01-02 | v8 | TRUE
https://raw.githubusercontent.com/mrc-ide/global-lmic-reports/master/AFG/projections.csv | 2021-04-25 | ICU_demand | 75.14 | 81.25 | 84.23 | 84.97 | 88.81 | 94.41 | Surged Relax Interventions 50% | Afghanistan | AFG | 2022-01-02 | v8 | TRUE
https://raw.githubusercontent.com/mrc-ide/global-lmic-reports/master/AFG/projections.csv | 2021-04-25 | hospital_incidence | 24.79 | 26.63 | 27.83 | 28.04 | 29.88 | 31.63 | Surged Relax Interventions 50% | Afghanistan | AFG | 2022-01-02 | v8 | TRUE
https://raw.githubusercontent.com/mrc-ide/global-lmic-reports/master/AFG/projections.csv | 2021-04-25 | ICU_incidence | 7.5 | 8.06 | 8.43 | 8.49 | 9.05 | 9.58 | Surged Relax Interventions 50% | Afghanistan | AFG | 2022-01-02 | v8 | TRUE
https://raw.githubusercontent.com/mrc-ide/global-lmic-reports/master/AFG/projections.csv | 2021-04-25 | prevalence | 23929.39 | 25763.84 | 26917.36 | 27100.85 | 28523.72 | 30945.12 | Surged Relax Interventions 50% | Afghanistan | AFG | 2022-01-02 | v8 | TRUE
https://raw.githubusercontent.com/mrc-ide/global-lmic-reports/master/AFG/projections.csv | 2021-04-25 | cumulative_infections | 1144433.82 | 1183552.52 | 1211250.56 | 1214706.8 | 1243965.04 | 1299772.37 | Surged Relax Interventions 50% | Afghanistan | AFG | 2022-01-02 | v8 | TRUE
https://raw.githubusercontent.com/mrc-ide/global-lmic-reports/master/AFG/projections.csv | 2021-04-25 | cumulative_deaths | 2340.86 | 2430.55 | 2492.82 | 2492.38 | 2555.18 | 2667.42 | Surged Relax Interventions 50% | Afghanistan | AFG | 2022-01-02 | v8 | TRUE
https://raw.githubusercontent.com/mrc-ide/global-lmic-reports/master/AFG/projections.csv | 2021-04-25 | Rt | 1.34 | 1.37 | 1.38 | 1.39 | 1.41 | 1.44 | Surged Relax Interventions 50% | Afghanistan | AFG | 2022-01-02 | v8 | TRUE
https://raw.githubusercontent.com/mrc-ide/global-lmic-reports/master/AFG/projections.csv | 2021-04-25 | Reff | 1.29 | 1.32 | 1.34 | 1.34 | 1.35 | 1.39 | Surged Relax Interventions 50% | Afghanistan | AFG | 2022-01-02 | v8 | TRUE
https://raw.githubusercontent.com/mrc-ide/global-lmic-reports/master/AFG/projections.csv | 2021-04-26 | infections | 4377.16 | 4780.67 | 4953.73 | 4966.77 | 5150.54 | 5651.7 | Additional 50% Reduction | Afghanistan | AFG | 2022-01-02 | v8 | TRUE
https://raw.githubusercontent.com/mrc-ide/global-lmic-reports/master/AFG/projections.csv | 2021-04-26 | deaths | 4.47 | 4.83 | 5.01 | 5.06 | 5.25 | 5.75 | Additional 50% Reduction | Afghanistan | AFG | 2022-01-02 | v8 | TRUE
https://raw.githubusercontent.com/mrc-ide/global-lmic-reports/master/AFG/projections.csv | 2021-04-26 | hospital_demand | 197.9 | 213.17 | 222.87 | 224.34 | 230.91 | 251.93 | Additional 50% Reduction | Afghanistan | AFG | 2022-01-02 | v8 | TRUE
https://raw.githubusercontent.com/mrc-ide/global-lmic-reports/master/AFG/projections.csv | 2021-04-26 | ICU_demand | 76.38 | 82.56 | 86.11 | 86.72 | 89.37 | 97.89 | Additional 50% Reduction | Afghanistan | AFG | 2022-01-02 | v8 | TRUE
https://raw.githubusercontent.com/mrc-ide/global-lmic-reports/master/AFG/projections.csv | 2021-04-26 | hospital_incidence | 25.44 | 27.36 | 28.45 | 28.65 | 29.77 | 32.09 | Additional 50% Reduction | Afghanistan | AFG | 2022-01-02 | v8 | TRUE
https://raw.githubusercontent.com/mrc-ide/global-lmic-reports/master/AFG/projections.csv | 2021-04-26 | ICU_incidence | 7.71 | 8.29 | 8.63 | 8.69 | 9.03 | 9.73 | Additional 50% Reduction | Afghanistan | AFG | 2022-01-02 | v8 | TRUE
https://raw.githubusercontent.com/mrc-ide/global-lmic-reports/master/AFG/projections.csv | 2021-04-26 | prevalence | 24922.84 | 26952.51 | 28006.15 | 28146.03 | 29388.43 | 31850.86 | Additional 50% Reduction | Afghanistan | AFG | 2022-01-02 | v8 | TRUE
https://raw.githubusercontent.com/mrc-ide/global-lmic-reports/master/AFG/projections.csv | 2021-04-26 | cumulative_infections | 1154248.4 | 1195915.38 | 1225484.67 | 1230329.3 | 1253067.82 | 1357955.79 | Additional 50% Reduction | Afghanistan | AFG | 2022-01-02 | v8 | TRUE
https://raw.githubusercontent.com/mrc-ide/global-lmic-reports/master/AFG/projections.csv | 2021-04-26 | cumulative_deaths | 2361.2 | 2451.46 | 2530.02 | 2535.43 | 2583.98 | 2821.29 | Additional 50% Reduction | Afghanistan | AFG | 2022-01-02 | v8 | TRUE
https://raw.githubusercontent.com/mrc-ide/global-lmic-reports/master/AFG/projections.csv | 2021-04-26 | Rt | 1.33 | 1.38 | 1.39 | 1.39 | 1.4 | 1.44 | Additional 50% Reduction | Afghanistan | AFG | 2022-01-02 | v8 | TRUE
https://raw.githubusercontent.com/mrc-ide/global-lmic-reports/master/AFG/projections.csv | 2021-04-26 | Reff | 1.28 | 1.33 | 1.34 | 1.34 | 1.35 | 1.39 | Additional 50% Reduction | Afghanistan | AFG | 2022-01-02 | v8 | TRUE
https://raw.githubusercontent.com/mrc-ide/global-lmic-reports/master/AFG/projections.csv | 2021-04-26 | infections | 4377.16 | 4780.67 | 4953.73 | 4966.77 | 5150.54 | 5651.7 | Maintain Status Quo | Afghanistan | AFG | 2022-01-02 | v8 | TRUE
https://raw.githubusercontent.com/mrc-ide/global-lmic-reports/master/AFG/projections.csv | 2021-04-26 | deaths | 4.47 | 4.83 | 5.01 | 5.06 | 5.25 | 5.75 | Maintain Status Quo | Afghanistan | AFG | 2022-01-02 | v8 | TRUE
https://raw.githubusercontent.com/mrc-ide/global-lmic-reports/master/AFG/projections.csv | 2021-04-26 | hospital_demand | 197.9 | 213.17 | 222.87 | 224.34 | 230.91 | 251.93 | Maintain Status Quo | Afghanistan | AFG | 2022-01-02 | v8 | TRUE
https://raw.githubusercontent.com/mrc-ide/global-lmic-reports/master/AFG/projections.csv | 2021-04-26 | ICU_demand | 76.38 | 82.56 | 86.11 | 86.72 | 89.37 | 97.89 | Maintain Status Quo | Afghanistan | AFG | 2022-01-02 | v8 | TRUE
https://raw.githubusercontent.com/mrc-ide/global-lmic-reports/master/AFG/projections.csv | 2021-04-26 | hospital_incidence | 25.44 | 27.36 | 28.45 | 28.65 | 29.77 | 32.09 | Maintain Status Quo | Afghanistan | AFG | 2022-01-02 | v8 | TRUE
https://raw.githubusercontent.com/mrc-ide/global-lmic-reports/master/AFG/projections.csv | 2021-04-26 | ICU_incidence | 7.71 | 8.29 | 8.63 | 8.69 | 9.03 | 9.73 | Maintain Status Quo | Afghanistan | AFG | 2022-01-02 | v8 | TRUE
https://raw.githubusercontent.com/mrc-ide/global-lmic-reports/master/AFG/projections.csv | 2021-04-26 | prevalence | 24922.84 | 26952.51 | 28006.15 | 28146.03 | 29388.43 | 31850.86 | Maintain Status Quo | Afghanistan | AFG | 2022-01-02 | v8 | TRUE
https://raw.githubusercontent.com/mrc-ide/global-lmic-reports/master/AFG/projections.csv | 2021-04-26 | cumulative_infections | 1154248.4 | 1195915.38 | 1225484.67 | 1230329.3 | 1253067.82 | 1357955.79 | Maintain Status Quo | Afghanistan | AFG | 2022-01-02 | v8 | TRUE
https://raw.githubusercontent.com/mrc-ide/global-lmic-reports/master/AFG/projections.csv | 2021-04-26 | cumulative_deaths | 2361.2 | 2451.46 | 2530.02 | 2535.43 | 2583.98 | 2821.29 | Maintain Status Quo | Afghanistan | AFG | 2022-01-02 | v8 | TRUE
https://raw.githubusercontent.com/mrc-ide/global-lmic-reports/master/AFG/projections.csv | 2021-04-26 | Rt | 1.33 | 1.38 | 1.39 | 1.39 | 1.4 | 1.44 | Maintain Status Quo | Afghanistan | AFG | 2022-01-02 | v8 | TRUE
https://raw.githubusercontent.com/mrc-ide/global-lmic-reports/master/AFG/projections.csv | 2021-04-26 | Reff | 1.28 | 1.33 | 1.34 | 1.34 | 1.35 | 1.39 | Maintain Status Quo | Afghanistan | AFG | 2022-01-02 | v8 | TRUE
https://raw.githubusercontent.com/mrc-ide/global-lmic-reports/master/AFG/projections.csv | 2021-04-26 | infections | 4377.16 | 4780.67 | 4953.73 | 4966.77 | 5150.54 | 5651.7 | Optimistic | Afghanistan | AFG | 2022-01-02 | v8 | TRUE
https://raw.githubusercontent.com/mrc-ide/global-lmic-reports/master/AFG/projections.csv | 2021-04-26 | deaths | 4.47 | 4.83 | 5.01 | 5.06 | 5.25 | 5.75 | Optimistic | Afghanistan | AFG | 2022-01-02 | v8 | TRUE
https://raw.githubusercontent.com/mrc-ide/global-lmic-reports/master/AFG/projections.csv | 2021-04-26 | hospital_demand | 197.9 | 213.17 | 222.87 | 224.34 | 230.91 | 251.93 | Optimistic | Afghanistan | AFG | 2022-01-02 | v8 | TRUE
https://raw.githubusercontent.com/mrc-ide/global-lmic-reports/master/AFG/projections.csv | 2021-04-26 | ICU_demand | 76.38 | 82.56 | 86.11 | 86.72 | 89.37 | 97.89 | Optimistic | Afghanistan | AFG | 2022-01-02 | v8 | TRUE
https://raw.githubusercontent.com/mrc-ide/global-lmic-reports/master/AFG/projections.csv | 2021-04-26 | hospital_incidence | 25.44 | 27.36 | 28.45 | 28.65 | 29.77 | 32.09 | Optimistic | Afghanistan | AFG | 2022-01-02 | v8 | TRUE
https://raw.githubusercontent.com/mrc-ide/global-lmic-reports/master/AFG/projections.csv | 2021-04-26 | ICU_incidence | 7.71 | 8.29 | 8.63 | 8.69 | 9.03 | 9.73 | Optimistic | Afghanistan | AFG | 2022-01-02 | v8 | TRUE
https://raw.githubusercontent.com/mrc-ide/global-lmic-reports/master/AFG/projections.csv | 2021-04-26 | prevalence | 24922.84 | 26952.51 | 28006.15 | 28146.03 | 29388.43 | 31850.86 | Optimistic | Afghanistan | AFG | 2022-01-02 | v8 | TRUE
https://raw.githubusercontent.com/mrc-ide/global-lmic-reports/master/AFG/projections.csv | 2021-04-26 | cumulative_infections | 1154248.4 | 1195915.38 | 1225484.67 | 1230329.3 | 1253067.82 | 1357955.79 | Optimistic | Afghanistan | AFG | 2022-01-02 | v8 | TRUE
https://raw.githubusercontent.com/mrc-ide/global-lmic-reports/master/AFG/projections.csv | 2021-04-26 | cumulative_deaths | 2361.2 | 2451.46 | 2530.02 | 2535.43 | 2583.98 | 2821.29 | Optimistic | Afghanistan | AFG | 2022-01-02 | v8 | TRUE
https://raw.githubusercontent.com/mrc-ide/global-lmic-reports/master/AFG/projections.csv | 2021-04-26 | Rt | 1.33 | 1.38 | 1.39 | 1.39 | 1.4 | 1.44 | Optimistic | Afghanistan | AFG | 2022-01-02 | v8 | TRUE
https://raw.githubusercontent.com/mrc-ide/global-lmic-reports/master/AFG/projections.csv | 2021-04-26 | Reff | 1.28 | 1.33 | 1.34 | 1.34 | 1.35 | 1.39 | Optimistic | Afghanistan | AFG | 2022-01-02 | v8 | TRUE
https://raw.githubusercontent.com/mrc-ide/global-lmic-reports/master/AFG/projections.csv | 2021-04-26 | infections | 4377.16 | 4780.67 | 4953.73 | 4966.77 | 5150.54 | 5651.7 | Pessimistic | Afghanistan | AFG | 2022-01-02 | v8 | TRUE
https://raw.githubusercontent.com/mrc-ide/global-lmic-reports/master/AFG/projections.csv | 2021-04-26 | deaths | 4.47 | 4.83 | 5.01 | 5.06 | 5.25 | 5.75 | Pessimistic | Afghanistan | AFG | 2022-01-02 | v8 | TRUE
https://raw.githubusercontent.com/mrc-ide/global-lmic-reports/master/AFG/projections.csv | 2021-04-26 | hospital_demand | 197.9 | 213.17 | 222.87 | 224.34 | 230.91 | 251.93 | Pessimistic | Afghanistan | AFG | 2022-01-02 | v8 | TRUE
https://raw.githubusercontent.com/mrc-ide/global-lmic-reports/master/AFG/projections.csv | 2021-04-26 | ICU_demand | 76.38 | 82.56 | 86.11 | 86.72 | 89.37 | 97.89 | Pessimistic | Afghanistan | AFG | 2022-01-02 | v8 | TRUE
https://raw.githubusercontent.com/mrc-ide/global-lmic-reports/master/AFG/projections.csv | 2021-04-26 | hospital_incidence | 25.44 | 27.36 | 28.45 | 28.65 | 29.77 | 32.09 | Pessimistic | Afghanistan | AFG | 2022-01-02 | v8 | TRUE
https://raw.githubusercontent.com/mrc-ide/global-lmic-reports/master/AFG/projections.csv | 2021-04-26 | ICU_incidence | 7.71 | 8.29 | 8.63 | 8.69 | 9.03 | 9.73 | Pessimistic | Afghanistan | AFG | 2022-01-02 | v8 | TRUE
https://raw.githubusercontent.com/mrc-ide/global-lmic-reports/master/AFG/projections.csv | 2021-04-26 | prevalence | 24922.84 | 26952.51 | 28006.15 | 28146.03 | 29388.43 | 31850.86 | Pessimistic | Afghanistan | AFG | 2022-01-02 | v8 | TRUE
https://raw.githubusercontent.com/mrc-ide/global-lmic-reports/master/AFG/projections.csv | 2021-04-26 | cumulative_infections | 1154248.4 | 1195915.38 | 1225484.67 | 1230329.3 | 1253067.82 | 1357955.79 | Pessimistic | Afghanistan | AFG | 2022-01-02 | v8 | TRUE
https://raw.githubusercontent.com/mrc-ide/global-lmic-reports/master/AFG/projections.csv | 2021-04-26 | cumulative_deaths | 2361.2 | 2451.46 | 2530.02 | 2535.43 | 2583.98 | 2821.29 | Pessimistic | Afghanistan | AFG | 2022-01-02 | v8 | TRUE
https://raw.githubusercontent.com/mrc-ide/global-lmic-reports/master/AFG/projections.csv | 2021-04-26 | Rt | 1.33 | 1.38 | 1.39 | 1.39 | 1.4 | 1.44 | Pessimistic | Afghanistan | AFG | 2022-01-02 | v8 | TRUE
https://raw.githubusercontent.com/mrc-ide/global-lmic-reports/master/AFG/projections.csv | 2021-04-26 | Reff | 1.28 | 1.33 | 1.34 | 1.34 | 1.35 | 1.39 | Pessimistic | Afghanistan | AFG | 2022-01-02 | v8 | TRUE
https://raw.githubusercontent.com/mrc-ide/global-lmic-reports/master/AFG/projections.csv | 2021-04-26 | infections | 4377.16 | 4780.67 | 4953.73 | 4966.77 | 5150.54 | 5651.7 | Relax Interventions 50% | Afghanistan | AFG | 2022-01-02 | v8 | TRUE
https://raw.githubusercontent.com/mrc-ide/global-lmic-reports/master/AFG/projections.csv | 2021-04-26 | deaths | 4.47 | 4.83 | 5.01 | 5.06 | 5.25 | 5.75 | Relax Interventions 50% | Afghanistan | AFG | 2022-01-02 | v8 | TRUE
https://raw.githubusercontent.com/mrc-ide/global-lmic-reports/master/AFG/projections.csv | 2021-04-26 | hospital_demand | 197.9 | 213.17 | 222.87 | 224.34 | 230.91 | 251.93 | Relax Interventions 50% | Afghanistan | AFG | 2022-01-02 | v8 | TRUE
https://raw.githubusercontent.com/mrc-ide/global-lmic-reports/master/AFG/projections.csv | 2021-04-26 | ICU_demand | 76.38 | 82.56 | 86.11 | 86.72 | 89.37 | 97.89 | Relax Interventions 50% | Afghanistan | AFG | 2022-01-02 | v8 | TRUE
https://raw.githubusercontent.com/mrc-ide/global-lmic-reports/master/AFG/projections.csv | 2021-04-26 | hospital_incidence | 25.44 | 27.36 | 28.45 | 28.65 | 29.77 | 32.09 | Relax Interventions 50% | Afghanistan | AFG | 2022-01-02 | v8 | TRUE
https://raw.githubusercontent.com/mrc-ide/global-lmic-reports/master/AFG/projections.csv | 2021-04-26 | ICU_incidence | 7.71 | 8.29 | 8.63 | 8.69 | 9.03 | 9.73 | Relax Interventions 50% | Afghanistan | AFG | 2022-01-02 | v8 | TRUE
https://raw.githubusercontent.com/mrc-ide/global-lmic-reports/master/AFG/projections.csv | 2021-04-26 | prevalence | 24922.84 | 26952.51 | 28006.15 | 28146.03 | 29388.43 | 31850.86 | Relax Interventions 50% | Afghanistan | AFG | 2022-01-02 | v8 | TRUE
https://raw.githubusercontent.com/mrc-ide/global-lmic-reports/master/AFG/projections.csv | 2021-04-26 | cumulative_infections | 1154248.4 | 1195915.38 | 1225484.67 | 1230329.3 | 1253067.82 | 1357955.79 | Relax Interventions 50% | Afghanistan | AFG | 2022-01-02 | v8 | TRUE
https://raw.githubusercontent.com/mrc-ide/global-lmic-reports/master/AFG/projections.csv | 2021-04-26 | cumulative_deaths | 2361.2 | 2451.46 | 2530.02 | 2535.43 | 2583.98 | 2821.29 | Relax Interventions 50% | Afghanistan | AFG | 2022-01-02 | v8 | TRUE
https://raw.githubusercontent.com/mrc-ide/global-lmic-reports/master/AFG/projections.csv | 2021-04-26 | Rt | 1.33 | 1.38 | 1.39 | 1.39 | 1.4 | 1.44 | Relax Interventions 50% | Afghanistan | AFG | 2022-01-02 | v8 | TRUE
https://raw.githubusercontent.com/mrc-ide/global-lmic-reports/master/AFG/projections.csv | 2021-04-26 | Reff | 1.28 | 1.33 | 1.34 | 1.34 | 1.35 | 1.39 | Relax Interventions 50% | Afghanistan | AFG | 2022-01-02 | v8 | TRUE
https://raw.githubusercontent.com/mrc-ide/global-lmic-reports/master/AFG/projections.csv | 2021-04-26 | infections | 4452.8 | 4784.34 | 4950.73 | 4990.43 | 5168.02 | 5577.43 | Surged Additional 50% Reduction | Afghanistan | AFG | 2022-01-02 | v8 | TRUE
https://raw.githubusercontent.com/mrc-ide/global-lmic-reports/master/AFG/projections.csv | 2021-04-26 | deaths | 4.51 | 4.88 | 5.06 | 5.1 | 5.34 | 5.68 | Surged Additional 50% Reduction | Afghanistan | AFG | 2022-01-02 | v8 | TRUE
https://raw.githubusercontent.com/mrc-ide/global-lmic-reports/master/AFG/projections.csv | 2021-04-26 | hospital_demand | 200.41 | 217.4 | 223.89 | 226.31 | 236.94 | 251.65 | Surged Additional 50% Reduction | Afghanistan | AFG | 2022-01-02 | v8 | TRUE
https://raw.githubusercontent.com/mrc-ide/global-lmic-reports/master/AFG/projections.csv | 2021-04-26 | ICU_demand | 77.42 | 83.76 | 86.72 | 87.47 | 91.42 | 97.18 | Surged Additional 50% Reduction | Afghanistan | AFG | 2022-01-02 | v8 | TRUE
https://raw.githubusercontent.com/mrc-ide/global-lmic-reports/master/AFG/projections.csv | 2021-04-26 | hospital_incidence | 25.55 | 27.47 | 28.74 | 28.91 | 30.8 | 32.73 | Surged Additional 50% Reduction | Afghanistan | AFG | 2022-01-02 | v8 | TRUE
https://raw.githubusercontent.com/mrc-ide/global-lmic-reports/master/AFG/projections.csv | 2021-04-26 | ICU_incidence | 7.75 | 8.33 | 8.71 | 8.77 | 9.34 | 9.92 | Surged Additional 50% Reduction | Afghanistan | AFG | 2022-01-02 | v8 | TRUE
https://raw.githubusercontent.com/mrc-ide/global-lmic-reports/master/AFG/projections.csv | 2021-04-26 | prevalence | 25084.75 | 27040.11 | 28186.4 | 28362.91 | 29650.22 | 32268.15 | Surged Additional 50% Reduction | Afghanistan | AFG | 2022-01-02 | v8 | TRUE
https://raw.githubusercontent.com/mrc-ide/global-lmic-reports/master/AFG/projections.csv | 2021-04-26 | cumulative_infections | 1149338.76 | 1188399.63 | 1216208.96 | 1219697.23 | 1249149.14 | 1305207.17 | Surged Additional 50% Reduction | Afghanistan | AFG | 2022-01-02 | v8 | TRUE
https://raw.githubusercontent.com/mrc-ide/global-lmic-reports/master/AFG/projections.csv | 2021-04-26 | cumulative_deaths | 2346.12 | 2435.52 | 2497.52 | 2497.48 | 2559.94 | 2672.72 | Surged Additional 50% Reduction | Afghanistan | AFG | 2022-01-02 | v8 | TRUE
https://raw.githubusercontent.com/mrc-ide/global-lmic-reports/master/AFG/projections.csv | 2021-04-26 | Rt | 1.34 | 1.37 | 1.38 | 1.39 | 1.4 | 1.44 | Surged Additional 50% Reduction | Afghanistan | AFG | 2022-01-02 | v8 | TRUE
https://raw.githubusercontent.com/mrc-ide/global-lmic-reports/master/AFG/projections.csv | 2021-04-26 | Reff | 1.29 | 1.32 | 1.33 | 1.33 | 1.35 | 1.38 | Surged Additional 50% Reduction | Afghanistan | AFG | 2022-01-02 | v8 | TRUE
https://raw.githubusercontent.com/mrc-ide/global-lmic-reports/master/AFG/projections.csv | 2021-04-26 | infections | 4452.8 | 4784.34 | 4950.73 | 4990.43 | 5168.02 | 5577.43 | Surged Maintain Status Quo | Afghanistan | AFG | 2022-01-02 | v8 | TRUE
https://raw.githubusercontent.com/mrc-ide/global-lmic-reports/master/AFG/projections.csv | 2021-04-26 | deaths | 4.51 | 4.88 | 5.06 | 5.1 | 5.34 | 5.68 | Surged Maintain Status Quo | Afghanistan | AFG | 2022-01-02 | v8 | TRUE
https://raw.githubusercontent.com/mrc-ide/global-lmic-reports/master/AFG/projections.csv | 2021-04-26 | hospital_demand | 200.41 | 217.4 | 223.89 | 226.31 | 236.94 | 251.65 | Surged Maintain Status Quo | Afghanistan | AFG | 2022-01-02 | v8 | TRUE
https://raw.githubusercontent.com/mrc-ide/global-lmic-reports/master/AFG/projections.csv | 2021-04-26 | ICU_demand | 77.42 | 83.76 | 86.72 | 87.47 | 91.42 | 97.18 | Surged Maintain Status Quo | Afghanistan | AFG | 2022-01-02 | v8 | TRUE
https://raw.githubusercontent.com/mrc-ide/global-lmic-reports/master/AFG/projections.csv | 2021-04-26 | hospital_incidence | 25.55 | 27.47 | 28.74 | 28.91 | 30.8 | 32.73 | Surged Maintain Status Quo | Afghanistan | AFG | 2022-01-02 | v8 | TRUE
https://raw.githubusercontent.com/mrc-ide/global-lmic-reports/master/AFG/projections.csv | 2021-04-26 | ICU_incidence | 7.75 | 8.33 | 8.71 | 8.77 | 9.34 | 9.92 | Surged Maintain Status Quo | Afghanistan | AFG | 2022-01-02 | v8 | TRUE
https://raw.githubusercontent.com/mrc-ide/global-lmic-reports/master/AFG/projections.csv | 2021-04-26 | prevalence | 25084.75 | 27040.11 | 28186.4 | 28362.91 | 29650.22 | 32268.15 | Surged Maintain Status Quo | Afghanistan | AFG | 2022-01-02 | v8 | TRUE
https://raw.githubusercontent.com/mrc-ide/global-lmic-reports/master/AFG/projections.csv | 2021-04-26 | cumulative_infections | 1149338.76 | 1188399.63 | 1216208.96 | 1219697.23 | 1249149.14 | 1305207.17 | Surged Maintain Status Quo | Afghanistan | AFG | 2022-01-02 | v8 | TRUE
https://raw.githubusercontent.com/mrc-ide/global-lmic-reports/master/AFG/projections.csv | 2021-04-26 | cumulative_deaths | 2346.12 | 2435.52 | 2497.52 | 2497.48 | 2559.94 | 2672.72 | Surged Maintain Status Quo | Afghanistan | AFG | 2022-01-02 | v8 | TRUE
https://raw.githubusercontent.com/mrc-ide/global-lmic-reports/master/AFG/projections.csv | 2021-04-26 | Rt | 1.34 | 1.37 | 1.38 | 1.39 | 1.4 | 1.44 | Surged Maintain Status Quo | Afghanistan | AFG | 2022-01-02 | v8 | TRUE
https://raw.githubusercontent.com/mrc-ide/global-lmic-reports/master/AFG/projections.csv | 2021-04-26 | Reff | 1.29 | 1.32 | 1.33 | 1.33 | 1.35 | 1.38 | Surged Maintain Status Quo | Afghanistan | AFG | 2022-01-02 | v8 | TRUE
https://raw.githubusercontent.com/mrc-ide/global-lmic-reports/master/AFG/projections.csv | 2021-04-26 | infections | 4452.8 | 4784.34 | 4950.73 | 4990.43 | 5168.02 | 5577.43 | Surged Optimistic | Afghanistan | AFG | 2022-01-02 | v8 | TRUE
https://raw.githubusercontent.com/mrc-ide/global-lmic-reports/master/AFG/projections.csv | 2021-04-26 | deaths | 4.51 | 4.88 | 5.06 | 5.1 | 5.34 | 5.68 | Surged Optimistic | Afghanistan | AFG | 2022-01-02 | v8 | TRUE
https://raw.githubusercontent.com/mrc-ide/global-lmic-reports/master/AFG/projections.csv | 2021-04-26 | hospital_demand | 200.41 | 217.4 | 223.89 | 226.31 | 236.94 | 251.65 | Surged Optimistic | Afghanistan | AFG | 2022-01-02 | v8 | TRUE
https://raw.githubusercontent.com/mrc-ide/global-lmic-reports/master/AFG/projections.csv | 2021-04-26 | ICU_demand | 77.42 | 83.76 | 86.72 | 87.47 | 91.42 | 97.18 | Surged Optimistic | Afghanistan | AFG | 2022-01-02 | v8 | TRUE
https://raw.githubusercontent.com/mrc-ide/global-lmic-reports/master/AFG/projections.csv | 2021-04-26 | hospital_incidence | 25.55 | 27.47 | 28.74 | 28.91 | 30.8 | 32.73 | Surged Optimistic | Afghanistan | AFG | 2022-01-02 | v8 | TRUE
https://raw.githubusercontent.com/mrc-ide/global-lmic-reports/master/AFG/projections.csv | 2021-04-26 | ICU_incidence | 7.75 | 8.33 | 8.71 | 8.77 | 9.34 | 9.92 | Surged Optimistic | Afghanistan | AFG | 2022-01-02 | v8 | TRUE
https://raw.githubusercontent.com/mrc-ide/global-lmic-reports/master/AFG/projections.csv | 2021-04-26 | prevalence | 25084.75 | 27040.11 | 28186.4 | 28362.91 | 29650.22 | 32268.15 | Surged Optimistic | Afghanistan | AFG | 2022-01-02 | v8 | TRUE
https://raw.githubusercontent.com/mrc-ide/global-lmic-reports/master/AFG/projections.csv | 2021-04-26 | cumulative_infections | 1149338.76 | 1188399.63 | 1216208.96 | 1219697.23 | 1249149.14 | 1305207.17 | Surged Optimistic | Afghanistan | AFG | 2022-01-02 | v8 | TRUE
https://raw.githubusercontent.com/mrc-ide/global-lmic-reports/master/AFG/projections.csv | 2021-04-26 | cumulative_deaths | 2346.12 | 2435.52 | 2497.52 | 2497.48 | 2559.94 | 2672.72 | Surged Optimistic | Afghanistan | AFG | 2022-01-02 | v8 | TRUE
https://raw.githubusercontent.com/mrc-ide/global-lmic-reports/master/AFG/projections.csv | 2021-04-26 | Rt | 1.34 | 1.37 | 1.38 | 1.39 | 1.4 | 1.44 | Surged Optimistic | Afghanistan | AFG | 2022-01-02 | v8 | TRUE
https://raw.githubusercontent.com/mrc-ide/global-lmic-reports/master/AFG/projections.csv | 2021-04-26 | Reff | 1.29 | 1.32 | 1.33 | 1.33 | 1.35 | 1.38 | Surged Optimistic | Afghanistan | AFG | 2022-01-02 | v8 | TRUE
https://raw.githubusercontent.com/mrc-ide/global-lmic-reports/master/AFG/projections.csv | 2021-04-26 | infections | 4452.8 | 4784.34 | 4950.73 | 4990.43 | 5168.02 | 5577.43 | Surged Pessimistic | Afghanistan | AFG | 2022-01-02 | v8 | TRUE
https://raw.githubusercontent.com/mrc-ide/global-lmic-reports/master/AFG/projections.csv | 2021-04-26 | deaths | 4.51 | 4.88 | 5.06 | 5.1 | 5.34 | 5.68 | Surged Pessimistic | Afghanistan | AFG | 2022-01-02 | v8 | TRUE
https://raw.githubusercontent.com/mrc-ide/global-lmic-reports/master/AFG/projections.csv | 2021-04-26 | hospital_demand | 200.41 | 217.4 | 223.89 | 226.31 | 236.94 | 251.65 | Surged Pessimistic | Afghanistan | AFG | 2022-01-02 | v8 | TRUE
https://raw.githubusercontent.com/mrc-ide/global-lmic-reports/master/AFG/projections.csv | 2021-04-26 | ICU_demand | 77.42 | 83.76 | 86.72 | 87.47 | 91.42 | 97.18 | Surged Pessimistic | Afghanistan | AFG | 2022-01-02 | v8 | TRUE
https://raw.githubusercontent.com/mrc-ide/global-lmic-reports/master/AFG/projections.csv | 2021-04-26 | hospital_incidence | 25.55 | 27.47 | 28.74 | 28.91 | 30.8 | 32.73 | Surged Pessimistic | Afghanistan | AFG | 2022-01-02 | v8 | TRUE
https://raw.githubusercontent.com/mrc-ide/global-lmic-reports/master/AFG/projections.csv | 2021-04-26 | ICU_incidence | 7.75 | 8.33 | 8.71 | 8.77 | 9.34 | 9.92 | Surged Pessimistic | Afghanistan | AFG | 2022-01-02 | v8 | TRUE
https://raw.githubusercontent.com/mrc-ide/global-lmic-reports/master/AFG/projections.csv | 2021-04-26 | prevalence | 25084.75 | 27040.11 | 28186.4 | 28362.91 | 29650.22 | 32268.15 | Surged Pessimistic | Afghanistan | AFG | 2022-01-02 | v8 | TRUE
https://raw.githubusercontent.com/mrc-ide/global-lmic-reports/master/AFG/projections.csv | 2021-04-26 | cumulative_infections | 1149338.76 | 1188399.63 | 1216208.96 | 1219697.23 | 1249149.14 | 1305207.17 | Surged Pessimistic | Afghanistan | AFG | 2022-01-02 | v8 | TRUE
https://raw.githubusercontent.com/mrc-ide/global-lmic-reports/master/AFG/projections.csv | 2021-04-26 | cumulative_deaths | 2346.12 | 2435.52 | 2497.52 | 2497.48 | 2559.94 | 2672.72 | Surged Pessimistic | Afghanistan | AFG | 2022-01-02 | v8 | TRUE
https://raw.githubusercontent.com/mrc-ide/global-lmic-reports/master/AFG/projections.csv | 2021-04-26 | Rt | 1.34 | 1.37 | 1.38 | 1.39 | 1.4 | 1.44 | Surged Pessimistic | Afghanistan | AFG | 2022-01-02 | v8 | TRUE
https://raw.githubusercontent.com/mrc-ide/global-lmic-reports/master/AFG/projections.csv | 2021-04-26 | Reff | 1.29 | 1.32 | 1.33 | 1.33 | 1.35 | 1.38 | Surged Pessimistic | Afghanistan | AFG | 2022-01-02 | v8 | TRUE
https://raw.githubusercontent.com/mrc-ide/global-lmic-reports/master/AFG/projections.csv | 2021-04-26 | infections | 4452.8 | 4784.34 | 4950.73 | 4990.43 | 5168.02 | 5577.43 | Surged Relax Interventions 50% | Afghanistan | AFG | 2022-01-02 | v8 | TRUE
https://raw.githubusercontent.com/mrc-ide/global-lmic-reports/master/AFG/projections.csv | 2021-04-26 | deaths | 4.51 | 4.88 | 5.06 | 5.1 | 5.34 | 5.68 | Surged Relax Interventions 50% | Afghanistan | AFG | 2022-01-02 | v8 | TRUE
https://raw.githubusercontent.com/mrc-ide/global-lmic-reports/master/AFG/projections.csv | 2021-04-26 | hospital_demand | 200.41 | 217.4 | 223.89 | 226.31 | 236.94 | 251.65 | Surged Relax Interventions 50% | Afghanistan | AFG | 2022-01-02 | v8 | TRUE
https://raw.githubusercontent.com/mrc-ide/global-lmic-reports/master/AFG/projections.csv | 2021-04-26 | ICU_demand | 77.42 | 83.76 | 86.72 | 87.47 | 91.42 | 97.18 | Surged Relax Interventions 50% | Afghanistan | AFG | 2022-01-02 | v8 | TRUE
https://raw.githubusercontent.com/mrc-ide/global-lmic-reports/master/AFG/projections.csv | 2021-04-26 | hospital_incidence | 25.55 | 27.47 | 28.74 | 28.91 | 30.8 | 32.73 | Surged Relax Interventions 50% | Afghanistan | AFG | 2022-01-02 | v8 | TRUE
https://raw.githubusercontent.com/mrc-ide/global-lmic-reports/master/AFG/projections.csv | 2021-04-26 | ICU_incidence | 7.75 | 8.33 | 8.71 | 8.77 | 9.34 | 9.92 | Surged Relax Interventions 50% | Afghanistan | AFG | 2022-01-02 | v8 | TRUE
https://raw.githubusercontent.com/mrc-ide/global-lmic-reports/master/AFG/projections.csv | 2021-04-26 | prevalence | 25084.75 | 27040.11 | 28186.4 | 28362.91 | 29650.22 | 32268.15 | Surged Relax Interventions 50% | Afghanistan | AFG | 2022-01-02 | v8 | TRUE
https://raw.githubusercontent.com/mrc-ide/global-lmic-reports/master/AFG/projections.csv | 2021-04-26 | cumulative_infections | 1149338.76 | 1188399.63 | 1216208.96 | 1219697.23 | 1249149.14 | 1305207.17 | Surged Relax Interventions 50% | Afghanistan | AFG | 2022-01-02 | v8 | TRUE
https://raw.githubusercontent.com/mrc-ide/global-lmic-reports/master/AFG/projections.csv | 2021-04-26 | cumulative_deaths | 2346.12 | 2435.52 | 2497.52 | 2497.48 | 2559.94 | 2672.72 | Surged Relax Interventions 50% | Afghanistan | AFG | 2022-01-02 | v8 | TRUE
https://raw.githubusercontent.com/mrc-ide/global-lmic-reports/master/AFG/projections.csv | 2021-04-26 | Rt | 1.34 | 1.37 | 1.38 | 1.39 | 1.4 | 1.44 | Surged Relax Interventions 50% | Afghanistan | AFG | 2022-01-02 | v8 | TRUE
https://raw.githubusercontent.com/mrc-ide/global-lmic-reports/master/AFG/projections.csv | 2021-04-26 | Reff | 1.29 | 1.32 | 1.33 | 1.33 | 1.35 | 1.38 | Surged Relax Interventions 50% | Afghanistan | AFG | 2022-01-02 | v8 | TRUE
https://raw.githubusercontent.com/mrc-ide/global-lmic-reports/master/AFG/projections.csv | 2021-04-27 | infections | 4544.19 | 4953.21 | 5140.31 | 5152.63 | 5352.96 | 5854.25 | Additional 50% Reduction | Afghanistan | AFG | 2022-01-02 | v8 | TRUE
https://raw.githubusercontent.com/mrc-ide/global-lmic-reports/master/AFG/projections.csv | 2021-04-27 | deaths | 4.57 | 4.95 | 5.16 | 5.19 | 5.36 | 5.87 | Additional 50% Reduction | Afghanistan | AFG | 2022-01-02 | v8 | TRUE
https://raw.githubusercontent.com/mrc-ide/global-lmic-reports/master/AFG/projections.csv | 2021-04-27 | hospital_demand | 203.84 | 219.4 | 229.84 | 230.77 | 237.5 | 258.19 | Additional 50% Reduction | Afghanistan | AFG | 2022-01-02 | v8 | TRUE
https://raw.githubusercontent.com/mrc-ide/global-lmic-reports/master/AFG/projections.csv | 2021-04-27 | ICU_demand | 78.75 | 84.89 | 88.56 | 89.31 | 91.95 | 100.47 | Additional 50% Reduction | Afghanistan | AFG | 2022-01-02 | v8 | TRUE
https://raw.githubusercontent.com/mrc-ide/global-lmic-reports/master/AFG/projections.csv | 2021-04-27 | hospital_incidence | 26.29 | 28.28 | 29.39 | 29.61 | 30.9 | 33.23 | Additional 50% Reduction | Afghanistan | AFG | 2022-01-02 | v8 | TRUE
https://raw.githubusercontent.com/mrc-ide/global-lmic-reports/master/AFG/projections.csv | 2021-04-27 | ICU_incidence | 7.98 | 8.59 | 8.92 | 8.99 | 9.38 | 10.09 | Additional 50% Reduction | Afghanistan | AFG | 2022-01-02 | v8 | TRUE
https://raw.githubusercontent.com/mrc-ide/global-lmic-reports/master/AFG/projections.csv | 2021-04-27 | prevalence | 25976.46 | 28317.03 | 29374.39 | 29455.46 | 30687.9 | 33352.66 | Additional 50% Reduction | Afghanistan | AFG | 2022-01-02 | v8 | TRUE
https://raw.githubusercontent.com/mrc-ide/global-lmic-reports/master/AFG/projections.csv | 2021-04-27 | cumulative_infections | 1159170.42 | 1201218.7 | 1230597.74 | 1235481.92 | 1257921.07 | 1363636.3 | Additional 50% Reduction | Afghanistan | AFG | 2022-01-02 | v8 | TRUE
https://raw.githubusercontent.com/mrc-ide/global-lmic-reports/master/AFG/projections.csv | 2021-04-27 | cumulative_deaths | 2366.41 | 2456.92 | 2535.13 | 2540.62 | 2589.37 | 2827 | Additional 50% Reduction | Afghanistan | AFG | 2022-01-02 | v8 | TRUE
https://raw.githubusercontent.com/mrc-ide/global-lmic-reports/master/AFG/projections.csv | 2021-04-27 | Rt | 1.32 | 1.37 | 1.38 | 1.38 | 1.39 | 1.43 | Additional 50% Reduction | Afghanistan | AFG | 2022-01-02 | v8 | TRUE
https://raw.githubusercontent.com/mrc-ide/global-lmic-reports/master/AFG/projections.csv | 2021-04-27 | Reff | 1.27 | 1.32 | 1.33 | 1.33 | 1.34 | 1.38 | Additional 50% Reduction | Afghanistan | AFG | 2022-01-02 | v8 | TRUE
https://raw.githubusercontent.com/mrc-ide/global-lmic-reports/master/AFG/projections.csv | 2021-04-27 | infections | 4544.19 | 4953.21 | 5140.31 | 5152.63 | 5352.96 | 5854.25 | Maintain Status Quo | Afghanistan | AFG | 2022-01-02 | v8 | TRUE
https://raw.githubusercontent.com/mrc-ide/global-lmic-reports/master/AFG/projections.csv | 2021-04-27 | deaths | 4.57 | 4.95 | 5.16 | 5.19 | 5.36 | 5.87 | Maintain Status Quo | Afghanistan | AFG | 2022-01-02 | v8 | TRUE
https://raw.githubusercontent.com/mrc-ide/global-lmic-reports/master/AFG/projections.csv | 2021-04-27 | hospital_demand | 203.84 | 219.4 | 229.84 | 230.77 | 237.5 | 258.19 | Maintain Status Quo | Afghanistan | AFG | 2022-01-02 | v8 | TRUE
https://raw.githubusercontent.com/mrc-ide/global-lmic-reports/master/AFG/projections.csv | 2021-04-27 | ICU_demand | 78.75 | 84.89 | 88.56 | 89.31 | 91.95 | 100.47 | Maintain Status Quo | Afghanistan | AFG | 2022-01-02 | v8 | TRUE
https://raw.githubusercontent.com/mrc-ide/global-lmic-reports/master/AFG/projections.csv | 2021-04-27 | hospital_incidence | 26.29 | 28.28 | 29.39 | 29.61 | 30.9 | 33.23 | Maintain Status Quo | Afghanistan | AFG | 2022-01-02 | v8 | TRUE
https://raw.githubusercontent.com/mrc-ide/global-lmic-reports/master/AFG/projections.csv | 2021-04-27 | ICU_incidence | 7.98 | 8.59 | 8.92 | 8.99 | 9.38 | 10.09 | Maintain Status Quo | Afghanistan | AFG | 2022-01-02 | v8 | TRUE
https://raw.githubusercontent.com/mrc-ide/global-lmic-reports/master/AFG/projections.csv | 2021-04-27 | prevalence | 25976.46 | 28317.03 | 29374.39 | 29455.46 | 30687.9 | 33352.66 | Maintain Status Quo | Afghanistan | AFG | 2022-01-02 | v8 | TRUE
https://raw.githubusercontent.com/mrc-ide/global-lmic-reports/master/AFG/projections.csv | 2021-04-27 | cumulative_infections | 1159170.42 | 1201218.7 | 1230597.74 | 1235481.92 | 1257921.07 | 1363636.3 | Maintain Status Quo | Afghanistan | AFG | 2022-01-02 | v8 | TRUE
https://raw.githubusercontent.com/mrc-ide/global-lmic-reports/master/AFG/projections.csv | 2021-04-27 | cumulative_deaths | 2366.41 | 2456.92 | 2535.13 | 2540.62 | 2589.37 | 2827 | Maintain Status Quo | Afghanistan | AFG | 2022-01-02 | v8 | TRUE
https://raw.githubusercontent.com/mrc-ide/global-lmic-reports/master/AFG/projections.csv | 2021-04-27 | Rt | 1.32 | 1.37 | 1.38 | 1.38 | 1.39 | 1.43 | Maintain Status Quo | Afghanistan | AFG | 2022-01-02 | v8 | TRUE
https://raw.githubusercontent.com/mrc-ide/global-lmic-reports/master/AFG/projections.csv | 2021-04-27 | Reff | 1.27 | 1.32 | 1.33 | 1.33 | 1.34 | 1.38 | Maintain Status Quo | Afghanistan | AFG | 2022-01-02 | v8 | TRUE
https://raw.githubusercontent.com/mrc-ide/global-lmic-reports/master/AFG/projections.csv | 2021-04-27 | infections | 4544.19 | 4953.21 | 5140.31 | 5152.63 | 5352.96 | 5854.25 | Optimistic | Afghanistan | AFG | 2022-01-02 | v8 | TRUE
https://raw.githubusercontent.com/mrc-ide/global-lmic-reports/master/AFG/projections.csv | 2021-04-27 | deaths | 4.57 | 4.95 | 5.16 | 5.19 | 5.36 | 5.87 | Optimistic | Afghanistan | AFG | 2022-01-02 | v8 | TRUE
https://raw.githubusercontent.com/mrc-ide/global-lmic-reports/master/AFG/projections.csv | 2021-04-27 | hospital_demand | 203.84 | 219.4 | 229.84 | 230.77 | 237.5 | 258.19 | Optimistic | Afghanistan | AFG | 2022-01-02 | v8 | TRUE
https://raw.githubusercontent.com/mrc-ide/global-lmic-reports/master/AFG/projections.csv | 2021-04-27 | ICU_demand | 78.75 | 84.89 | 88.56 | 89.31 | 91.95 | 100.47 | Optimistic | Afghanistan | AFG | 2022-01-02 | v8 | TRUE
https://raw.githubusercontent.com/mrc-ide/global-lmic-reports/master/AFG/projections.csv | 2021-04-27 | hospital_incidence | 26.29 | 28.28 | 29.39 | 29.61 | 30.9 | 33.23 | Optimistic | Afghanistan | AFG | 2022-01-02 | v8 | TRUE
https://raw.githubusercontent.com/mrc-ide/global-lmic-reports/master/AFG/projections.csv | 2021-04-27 | ICU_incidence | 7.98 | 8.59 | 8.92 | 8.99 | 9.38 | 10.09 | Optimistic | Afghanistan | AFG | 2022-01-02 | v8 | TRUE
https://raw.githubusercontent.com/mrc-ide/global-lmic-reports/master/AFG/projections.csv | 2021-04-27 | prevalence | 25976.46 | 28317.03 | 29374.39 | 29455.46 | 30687.9 | 33352.66 | Optimistic | Afghanistan | AFG | 2022-01-02 | v8 | TRUE
https://raw.githubusercontent.com/mrc-ide/global-lmic-reports/master/AFG/projections.csv | 2021-04-27 | cumulative_infections | 1159170.42 | 1201218.7 | 1230597.74 | 1235481.92 | 1257921.07 | 1363636.3 | Optimistic | Afghanistan | AFG | 2022-01-02 | v8 | TRUE
https://raw.githubusercontent.com/mrc-ide/global-lmic-reports/master/AFG/projections.csv | 2021-04-27 | cumulative_deaths | 2366.41 | 2456.92 | 2535.13 | 2540.62 | 2589.37 | 2827 | Optimistic | Afghanistan | AFG | 2022-01-02 | v8 | TRUE
https://raw.githubusercontent.com/mrc-ide/global-lmic-reports/master/AFG/projections.csv | 2021-04-27 | Rt | 1.32 | 1.37 | 1.38 | 1.38 | 1.39 | 1.43 | Optimistic | Afghanistan | AFG | 2022-01-02 | v8 | TRUE
https://raw.githubusercontent.com/mrc-ide/global-lmic-reports/master/AFG/projections.csv | 2021-04-27 | Reff | 1.27 | 1.32 | 1.33 | 1.33 | 1.34 | 1.38 | Optimistic | Afghanistan | AFG | 2022-01-02 | v8 | TRUE
https://raw.githubusercontent.com/mrc-ide/global-lmic-reports/master/AFG/projections.csv | 2021-04-27 | infections | 4544.19 | 4953.21 | 5140.31 | 5152.63 | 5352.96 | 5854.25 | Pessimistic | Afghanistan | AFG | 2022-01-02 | v8 | TRUE
https://raw.githubusercontent.com/mrc-ide/global-lmic-reports/master/AFG/projections.csv | 2021-04-27 | deaths | 4.57 | 4.95 | 5.16 | 5.19 | 5.36 | 5.87 | Pessimistic | Afghanistan | AFG | 2022-01-02 | v8 | TRUE
https://raw.githubusercontent.com/mrc-ide/global-lmic-reports/master/AFG/projections.csv | 2021-04-27 | hospital_demand | 203.84 | 219.4 | 229.84 | 230.77 | 237.5 | 258.19 | Pessimistic | Afghanistan | AFG | 2022-01-02 | v8 | TRUE
https://raw.githubusercontent.com/mrc-ide/global-lmic-reports/master/AFG/projections.csv | 2021-04-27 | ICU_demand | 78.75 | 84.89 | 88.56 | 89.31 | 91.95 | 100.47 | Pessimistic | Afghanistan | AFG | 2022-01-02 | v8 | TRUE
https://raw.githubusercontent.com/mrc-ide/global-lmic-reports/master/AFG/projections.csv | 2021-04-27 | hospital_incidence | 26.29 | 28.28 | 29.39 | 29.61 | 30.9 | 33.23 | Pessimistic | Afghanistan | AFG | 2022-01-02 | v8 | TRUE
https://raw.githubusercontent.com/mrc-ide/global-lmic-reports/master/AFG/projections.csv | 2021-04-27 | ICU_incidence | 7.98 | 8.59 | 8.92 | 8.99 | 9.38 | 10.09 | Pessimistic | Afghanistan | AFG | 2022-01-02 | v8 | TRUE
https://raw.githubusercontent.com/mrc-ide/global-lmic-reports/master/AFG/projections.csv | 2021-04-27 | prevalence | 25976.46 | 28317.03 | 29374.39 | 29455.46 | 30687.9 | 33352.66 | Pessimistic | Afghanistan | AFG | 2022-01-02 | v8 | TRUE
https://raw.githubusercontent.com/mrc-ide/global-lmic-reports/master/AFG/projections.csv | 2021-04-27 | cumulative_infections | 1159170.42 | 1201218.7 | 1230597.74 | 1235481.92 | 1257921.07 | 1363636.3 | Pessimistic | Afghanistan | AFG | 2022-01-02 | v8 | TRUE
https://raw.githubusercontent.com/mrc-ide/global-lmic-reports/master/AFG/projections.csv | 2021-04-27 | cumulative_deaths | 2366.41 | 2456.92 | 2535.13 | 2540.62 | 2589.37 | 2827 | Pessimistic | Afghanistan | AFG | 2022-01-02 | v8 | TRUE
https://raw.githubusercontent.com/mrc-ide/global-lmic-reports/master/AFG/projections.csv | 2021-04-27 | Rt | 1.32 | 1.37 | 1.38 | 1.38 | 1.39 | 1.43 | Pessimistic | Afghanistan | AFG | 2022-01-02 | v8 | TRUE
https://raw.githubusercontent.com/mrc-ide/global-lmic-reports/master/AFG/projections.csv | 2021-04-27 | Reff | 1.27 | 1.32 | 1.33 | 1.33 | 1.34 | 1.38 | Pessimistic | Afghanistan | AFG | 2022-01-02 | v8 | TRUE
https://raw.githubusercontent.com/mrc-ide/global-lmic-reports/master/AFG/projections.csv | 2021-04-27 | infections | 4544.19 | 4953.21 | 5140.31 | 5152.63 | 5352.96 | 5854.25 | Relax Interventions 50% | Afghanistan | AFG | 2022-01-02 | v8 | TRUE
https://raw.githubusercontent.com/mrc-ide/global-lmic-reports/master/AFG/projections.csv | 2021-04-27 | deaths | 4.57 | 4.95 | 5.16 | 5.19 | 5.36 | 5.87 | Relax Interventions 50% | Afghanistan | AFG | 2022-01-02 | v8 | TRUE
https://raw.githubusercontent.com/mrc-ide/global-lmic-reports/master/AFG/projections.csv | 2021-04-27 | hospital_demand | 203.84 | 219.4 | 229.84 | 230.77 | 237.5 | 258.19 | Relax Interventions 50% | Afghanistan | AFG | 2022-01-02 | v8 | TRUE
https://raw.githubusercontent.com/mrc-ide/global-lmic-reports/master/AFG/projections.csv | 2021-04-27 | ICU_demand | 78.75 | 84.89 | 88.56 | 89.31 | 91.95 | 100.47 | Relax Interventions 50% | Afghanistan | AFG | 2022-01-02 | v8 | TRUE
https://raw.githubusercontent.com/mrc-ide/global-lmic-reports/master/AFG/projections.csv | 2021-04-27 | hospital_incidence | 26.29 | 28.28 | 29.39 | 29.61 | 30.9 | 33.23 | Relax Interventions 50% | Afghanistan | AFG | 2022-01-02 | v8 | TRUE
https://raw.githubusercontent.com/mrc-ide/global-lmic-reports/master/AFG/projections.csv | 2021-04-27 | ICU_incidence | 7.98 | 8.59 | 8.92 | 8.99 | 9.38 | 10.09 | Relax Interventions 50% | Afghanistan | AFG | 2022-01-02 | v8 | TRUE
https://raw.githubusercontent.com/mrc-ide/global-lmic-reports/master/AFG/projections.csv | 2021-04-27 | prevalence | 25976.46 | 28317.03 | 29374.39 | 29455.46 | 30687.9 | 33352.66 | Relax Interventions 50% | Afghanistan | AFG | 2022-01-02 | v8 | TRUE
https://raw.githubusercontent.com/mrc-ide/global-lmic-reports/master/AFG/projections.csv | 2021-04-27 | cumulative_infections | 1159170.42 | 1201218.7 | 1230597.74 | 1235481.92 | 1257921.07 | 1363636.3 | Relax Interventions 50% | Afghanistan | AFG | 2022-01-02 | v8 | TRUE
https://raw.githubusercontent.com/mrc-ide/global-lmic-reports/master/AFG/projections.csv | 2021-04-27 | cumulative_deaths | 2366.41 | 2456.92 | 2535.13 | 2540.62 | 2589.37 | 2827 | Relax Interventions 50% | Afghanistan | AFG | 2022-01-02 | v8 | TRUE
https://raw.githubusercontent.com/mrc-ide/global-lmic-reports/master/AFG/projections.csv | 2021-04-27 | Rt | 1.32 | 1.37 | 1.38 | 1.38 | 1.39 | 1.43 | Relax Interventions 50% | Afghanistan | AFG | 2022-01-02 | v8 | TRUE
https://raw.githubusercontent.com/mrc-ide/global-lmic-reports/master/AFG/projections.csv | 2021-04-27 | Reff | 1.27 | 1.32 | 1.33 | 1.33 | 1.34 | 1.38 | Relax Interventions 50% | Afghanistan | AFG | 2022-01-02 | v8 | TRUE
https://raw.githubusercontent.com/mrc-ide/global-lmic-reports/master/AFG/projections.csv | 2021-04-27 | infections | 4609.46 | 4972.09 | 5143.42 | 5176.08 | 5360.73 | 5789.8 | Surged Additional 50% Reduction | Afghanistan | AFG | 2022-01-02 | v8 | TRUE
https://raw.githubusercontent.com/mrc-ide/global-lmic-reports/master/AFG/projections.csv | 2021-04-27 | deaths | 4.62 | 5 | 5.19 | 5.23 | 5.47 | 5.82 | Surged Additional 50% Reduction | Afghanistan | AFG | 2022-01-02 | v8 | TRUE
https://raw.githubusercontent.com/mrc-ide/global-lmic-reports/master/AFG/projections.csv | 2021-04-27 | hospital_demand | 206.36 | 223.85 | 230.9 | 232.81 | 244.16 | 259.29 | Surged Additional 50% Reduction | Afghanistan | AFG | 2022-01-02 | v8 | TRUE
https://raw.githubusercontent.com/mrc-ide/global-lmic-reports/master/AFG/projections.csv | 2021-04-27 | ICU_demand | 79.81 | 86.48 | 89.1 | 90.08 | 94.27 | 100.24 | Surged Additional 50% Reduction | Afghanistan | AFG | 2022-01-02 | v8 | TRUE
https://raw.githubusercontent.com/mrc-ide/global-lmic-reports/master/AFG/projections.csv | 2021-04-27 | hospital_incidence | 26.4 | 28.43 | 29.69 | 29.87 | 31.75 | 33.91 | Surged Additional 50% Reduction | Afghanistan | AFG | 2022-01-02 | v8 | TRUE
https://raw.githubusercontent.com/mrc-ide/global-lmic-reports/master/AFG/projections.csv | 2021-04-27 | ICU_incidence | 8.02 | 8.63 | 9.02 | 9.07 | 9.64 | 10.3 | Surged Additional 50% Reduction | Afghanistan | AFG | 2022-01-02 | v8 | TRUE
https://raw.githubusercontent.com/mrc-ide/global-lmic-reports/master/AFG/projections.csv | 2021-04-27 | prevalence | 26272.58 | 28322.03 | 29452.4 | 29663.17 | 30874.81 | 33633.66 | Surged Additional 50% Reduction | Afghanistan | AFG | 2022-01-02 | v8 | TRUE
https://raw.githubusercontent.com/mrc-ide/global-lmic-reports/master/AFG/projections.csv | 2021-04-27 | cumulative_infections | 1154416.5 | 1193441.03 | 1221338.87 | 1224873.31 | 1254503.3 | 1310844.01 | Surged Additional 50% Reduction | Afghanistan | AFG | 2022-01-02 | v8 | TRUE
https://raw.githubusercontent.com/mrc-ide/global-lmic-reports/master/AFG/projections.csv | 2021-04-27 | cumulative_deaths | 2351.48 | 2440.63 | 2502.34 | 2502.71 | 2564.8 | 2678.18 | Surged Additional 50% Reduction | Afghanistan | AFG | 2022-01-02 | v8 | TRUE
https://raw.githubusercontent.com/mrc-ide/global-lmic-reports/master/AFG/projections.csv | 2021-04-27 | Rt | 1.33 | 1.36 | 1.37 | 1.38 | 1.39 | 1.43 | Surged Additional 50% Reduction | Afghanistan | AFG | 2022-01-02 | v8 | TRUE
https://raw.githubusercontent.com/mrc-ide/global-lmic-reports/master/AFG/projections.csv | 2021-04-27 | Reff | 1.28 | 1.31 | 1.32 | 1.33 | 1.34 | 1.37 | Surged Additional 50% Reduction | Afghanistan | AFG | 2022-01-02 | v8 | TRUE
https://raw.githubusercontent.com/mrc-ide/global-lmic-reports/master/AFG/projections.csv | 2021-04-27 | infections | 4609.46 | 4972.09 | 5143.42 | 5176.08 | 5360.73 | 5789.8 | Surged Maintain Status Quo | Afghanistan | AFG | 2022-01-02 | v8 | TRUE
https://raw.githubusercontent.com/mrc-ide/global-lmic-reports/master/AFG/projections.csv | 2021-04-27 | deaths | 4.62 | 5 | 5.19 | 5.23 | 5.47 | 5.82 | Surged Maintain Status Quo | Afghanistan | AFG | 2022-01-02 | v8 | TRUE
https://raw.githubusercontent.com/mrc-ide/global-lmic-reports/master/AFG/projections.csv | 2021-04-27 | hospital_demand | 206.36 | 223.85 | 230.9 | 232.81 | 244.16 | 259.29 | Surged Maintain Status Quo | Afghanistan | AFG | 2022-01-02 | v8 | TRUE
https://raw.githubusercontent.com/mrc-ide/global-lmic-reports/master/AFG/projections.csv | 2021-04-27 | ICU_demand | 79.81 | 86.48 | 89.1 | 90.08 | 94.27 | 100.24 | Surged Maintain Status Quo | Afghanistan | AFG | 2022-01-02 | v8 | TRUE
https://raw.githubusercontent.com/mrc-ide/global-lmic-reports/master/AFG/projections.csv | 2021-04-27 | hospital_incidence | 26.4 | 28.43 | 29.69 | 29.87 | 31.75 | 33.91 | Surged Maintain Status Quo | Afghanistan | AFG | 2022-01-02 | v8 | TRUE
https://raw.githubusercontent.com/mrc-ide/global-lmic-reports/master/AFG/projections.csv | 2021-04-27 | ICU_incidence | 8.02 | 8.63 | 9.02 | 9.07 | 9.64 | 10.3 | Surged Maintain Status Quo | Afghanistan | AFG | 2022-01-02 | v8 | TRUE
https://raw.githubusercontent.com/mrc-ide/global-lmic-reports/master/AFG/projections.csv | 2021-04-27 | prevalence | 26272.58 | 28322.03 | 29452.4 | 29663.17 | 30874.81 | 33633.66 | Surged Maintain Status Quo | Afghanistan | AFG | 2022-01-02 | v8 | TRUE
https://raw.githubusercontent.com/mrc-ide/global-lmic-reports/master/AFG/projections.csv | 2021-04-27 | cumulative_infections | 1154416.5 | 1193441.03 | 1221338.87 | 1224873.31 | 1254503.3 | 1310844.01 | Surged Maintain Status Quo | Afghanistan | AFG | 2022-01-02 | v8 | TRUE
https://raw.githubusercontent.com/mrc-ide/global-lmic-reports/master/AFG/projections.csv | 2021-04-27 | cumulative_deaths | 2351.48 | 2440.63 | 2502.34 | 2502.71 | 2564.8 | 2678.18 | Surged Maintain Status Quo | Afghanistan | AFG | 2022-01-02 | v8 | TRUE
https://raw.githubusercontent.com/mrc-ide/global-lmic-reports/master/AFG/projections.csv | 2021-04-27 | Rt | 1.33 | 1.36 | 1.37 | 1.38 | 1.39 | 1.43 | Surged Maintain Status Quo | Afghanistan | AFG | 2022-01-02 | v8 | TRUE
https://raw.githubusercontent.com/mrc-ide/global-lmic-reports/master/AFG/projections.csv | 2021-04-27 | Reff | 1.28 | 1.31 | 1.32 | 1.33 | 1.34 | 1.37 | Surged Maintain Status Quo | Afghanistan | AFG | 2022-01-02 | v8 | TRUE
https://raw.githubusercontent.com/mrc-ide/global-lmic-reports/master/AFG/projections.csv | 2021-04-27 | infections | 4609.46 | 4972.09 | 5143.42 | 5176.08 | 5360.73 | 5789.8 | Surged Optimistic | Afghanistan | AFG | 2022-01-02 | v8 | TRUE
https://raw.githubusercontent.com/mrc-ide/global-lmic-reports/master/AFG/projections.csv | 2021-04-27 | deaths | 4.62 | 5 | 5.19 | 5.23 | 5.47 | 5.82 | Surged Optimistic | Afghanistan | AFG | 2022-01-02 | v8 | TRUE
https://raw.githubusercontent.com/mrc-ide/global-lmic-reports/master/AFG/projections.csv | 2021-04-27 | hospital_demand | 206.36 | 223.85 | 230.9 | 232.81 | 244.16 | 259.29 | Surged Optimistic | Afghanistan | AFG | 2022-01-02 | v8 | TRUE
https://raw.githubusercontent.com/mrc-ide/global-lmic-reports/master/AFG/projections.csv | 2021-04-27 | ICU_demand | 79.81 | 86.48 | 89.1 | 90.08 | 94.27 | 100.24 | Surged Optimistic | Afghanistan | AFG | 2022-01-02 | v8 | TRUE
https://raw.githubusercontent.com/mrc-ide/global-lmic-reports/master/AFG/projections.csv | 2021-04-27 | hospital_incidence | 26.4 | 28.43 | 29.69 | 29.87 | 31.75 | 33.91 | Surged Optimistic | Afghanistan | AFG | 2022-01-02 | v8 | TRUE
https://raw.githubusercontent.com/mrc-ide/global-lmic-reports/master/AFG/projections.csv | 2021-04-27 | ICU_incidence | 8.02 | 8.63 | 9.02 | 9.07 | 9.64 | 10.3 | Surged Optimistic | Afghanistan | AFG | 2022-01-02 | v8 | TRUE
https://raw.githubusercontent.com/mrc-ide/global-lmic-reports/master/AFG/projections.csv | 2021-04-27 | prevalence | 26272.58 | 28322.03 | 29452.4 | 29663.17 | 30874.81 | 33633.66 | Surged Optimistic | Afghanistan | AFG | 2022-01-02 | v8 | TRUE
https://raw.githubusercontent.com/mrc-ide/global-lmic-reports/master/AFG/projections.csv | 2021-04-27 | cumulative_infections | 1154416.5 | 1193441.03 | 1221338.87 | 1224873.31 | 1254503.3 | 1310844.01 | Surged Optimistic | Afghanistan | AFG | 2022-01-02 | v8 | TRUE
https://raw.githubusercontent.com/mrc-ide/global-lmic-reports/master/AFG/projections.csv | 2021-04-27 | cumulative_deaths | 2351.48 | 2440.63 | 2502.34 | 2502.71 | 2564.8 | 2678.18 | Surged Optimistic | Afghanistan | AFG | 2022-01-02 | v8 | TRUE
https://raw.githubusercontent.com/mrc-ide/global-lmic-reports/master/AFG/projections.csv | 2021-04-27 | Rt | 1.33 | 1.36 | 1.37 | 1.38 | 1.39 | 1.43 | Surged Optimistic | Afghanistan | AFG | 2022-01-02 | v8 | TRUE
https://raw.githubusercontent.com/mrc-ide/global-lmic-reports/master/AFG/projections.csv | 2021-04-27 | Reff | 1.28 | 1.31 | 1.32 | 1.33 | 1.34 | 1.37 | Surged Optimistic | Afghanistan | AFG | 2022-01-02 | v8 | TRUE
https://raw.githubusercontent.com/mrc-ide/global-lmic-reports/master/AFG/projections.csv | 2021-04-27 | infections | 4609.46 | 4972.09 | 5143.42 | 5176.08 | 5360.73 | 5789.8 | Surged Pessimistic | Afghanistan | AFG | 2022-01-02 | v8 | TRUE
https://raw.githubusercontent.com/mrc-ide/global-lmic-reports/master/AFG/projections.csv | 2021-04-27 | deaths | 4.62 | 5 | 5.19 | 5.23 | 5.47 | 5.82 | Surged Pessimistic | Afghanistan | AFG | 2022-01-02 | v8 | TRUE
https://raw.githubusercontent.com/mrc-ide/global-lmic-reports/master/AFG/projections.csv | 2021-04-27 | hospital_demand | 206.36 | 223.85 | 230.9 | 232.81 | 244.16 | 259.29 | Surged Pessimistic | Afghanistan | AFG | 2022-01-02 | v8 | TRUE
https://raw.githubusercontent.com/mrc-ide/global-lmic-reports/master/AFG/projections.csv | 2021-04-27 | ICU_demand | 79.81 | 86.48 | 89.1 | 90.08 | 94.27 | 100.24 | Surged Pessimistic | Afghanistan | AFG | 2022-01-02 | v8 | TRUE
https://raw.githubusercontent.com/mrc-ide/global-lmic-reports/master/AFG/projections.csv | 2021-04-27 | hospital_incidence | 26.4 | 28.43 | 29.69 | 29.87 | 31.75 | 33.91 | Surged Pessimistic | Afghanistan | AFG | 2022-01-02 | v8 | TRUE
https://raw.githubusercontent.com/mrc-ide/global-lmic-reports/master/AFG/projections.csv | 2021-04-27 | ICU_incidence | 8.02 | 8.63 | 9.02 | 9.07 | 9.64 | 10.3 | Surged Pessimistic | Afghanistan | AFG | 2022-01-02 | v8 | TRUE
https://raw.githubusercontent.com/mrc-ide/global-lmic-reports/master/AFG/projections.csv | 2021-04-27 | prevalence | 26272.58 | 28322.03 | 29452.4 | 29663.17 | 30874.81 | 33633.66 | Surged Pessimistic | Afghanistan | AFG | 2022-01-02 | v8 | TRUE
https://raw.githubusercontent.com/mrc-ide/global-lmic-reports/master/AFG/projections.csv | 2021-04-27 | cumulative_infections | 1154416.5 | 1193441.03 | 1221338.87 | 1224873.31 | 1254503.3 | 1310844.01 | Surged Pessimistic | Afghanistan | AFG | 2022-01-02 | v8 | TRUE
https://raw.githubusercontent.com/mrc-ide/global-lmic-reports/master/AFG/projections.csv | 2021-04-27 | cumulative_deaths | 2351.48 | 2440.63 | 2502.34 | 2502.71 | 2564.8 | 2678.18 | Surged Pessimistic | Afghanistan | AFG | 2022-01-02 | v8 | TRUE
https://raw.githubusercontent.com/mrc-ide/global-lmic-reports/master/AFG/projections.csv | 2021-04-27 | Rt | 1.33 | 1.36 | 1.37 | 1.38 | 1.39 | 1.43 | Surged Pessimistic | Afghanistan | AFG | 2022-01-02 | v8 | TRUE
https://raw.githubusercontent.com/mrc-ide/global-lmic-reports/master/AFG/projections.csv | 2021-04-27 | Reff | 1.28 | 1.31 | 1.32 | 1.33 | 1.34 | 1.37 | Surged Pessimistic | Afghanistan | AFG | 2022-01-02 | v8 | TRUE
https://raw.githubusercontent.com/mrc-ide/global-lmic-reports/master/AFG/projections.csv | 2021-04-27 | infections | 4609.46 | 4972.09 | 5143.42 | 5176.08 | 5360.73 | 5789.8 | Surged Relax Interventions 50% | Afghanistan | AFG | 2022-01-02 | v8 | TRUE
https://raw.githubusercontent.com/mrc-ide/global-lmic-reports/master/AFG/projections.csv | 2021-04-27 | deaths | 4.62 | 5 | 5.19 | 5.23 | 5.47 | 5.82 | Surged Relax Interventions 50% | Afghanistan | AFG | 2022-01-02 | v8 | TRUE
https://raw.githubusercontent.com/mrc-ide/global-lmic-reports/master/AFG/projections.csv | 2021-04-27 | hospital_demand | 206.36 | 223.85 | 230.9 | 232.81 | 244.16 | 259.29 | Surged Relax Interventions 50% | Afghanistan | AFG | 2022-01-02 | v8 | TRUE
https://raw.githubusercontent.com/mrc-ide/global-lmic-reports/master/AFG/projections.csv | 2021-04-27 | ICU_demand | 79.81 | 86.48 | 89.1 | 90.08 | 94.27 | 100.24 | Surged Relax Interventions 50% | Afghanistan | AFG | 2022-01-02 | v8 | TRUE
https://raw.githubusercontent.com/mrc-ide/global-lmic-reports/master/AFG/projections.csv | 2021-04-27 | hospital_incidence | 26.4 | 28.43 | 29.69 | 29.87 | 31.75 | 33.91 | Surged Relax Interventions 50% | Afghanistan | AFG | 2022-01-02 | v8 | TRUE
https://raw.githubusercontent.com/mrc-ide/global-lmic-reports/master/AFG/projections.csv | 2021-04-27 | ICU_incidence | 8.02 | 8.63 | 9.02 | 9.07 | 9.64 | 10.3 | Surged Relax Interventions 50% | Afghanistan | AFG | 2022-01-02 | v8 | TRUE
https://raw.githubusercontent.com/mrc-ide/global-lmic-reports/master/AFG/projections.csv | 2021-04-27 | prevalence | 26272.58 | 28322.03 | 29452.4 | 29663.17 | 30874.81 | 33633.66 | Surged Relax Interventions 50% | Afghanistan | AFG | 2022-01-02 | v8 | TRUE
https://raw.githubusercontent.com/mrc-ide/global-lmic-reports/master/AFG/projections.csv | 2021-04-27 | cumulative_infections | 1154416.5 | 1193441.03 | 1221338.87 | 1224873.31 | 1254503.3 | 1310844.01 | Surged Relax Interventions 50% | Afghanistan | AFG | 2022-01-02 | v8 | TRUE
https://raw.githubusercontent.com/mrc-ide/global-lmic-reports/master/AFG/projections.csv | 2021-04-27 | cumulative_deaths | 2351.48 | 2440.63 | 2502.34 | 2502.71 | 2564.8 | 2678.18 | Surged Relax Interventions 50% | Afghanistan | AFG | 2022-01-02 | v8 | TRUE
https://raw.githubusercontent.com/mrc-ide/global-lmic-reports/master/AFG/projections.csv | 2021-04-27 | Rt | 1.33 | 1.36 | 1.37 | 1.38 | 1.39 | 1.43 | Surged Relax Interventions 50% | Afghanistan | AFG | 2022-01-02 | v8 | TRUE
https://raw.githubusercontent.com/mrc-ide/global-lmic-reports/master/AFG/projections.csv | 2021-04-27 | Reff | 1.28 | 1.31 | 1.32 | 1.33 | 1.34 | 1.37 | Surged Relax Interventions 50% | Afghanistan | AFG | 2022-01-02 | v8 | TRUE
https://raw.githubusercontent.com/mrc-ide/global-lmic-reports/master/AFG/projections.csv | 2021-04-28 | infections | 4711.95 | 5128.92 | 5322.86 | 5335.37 | 5553.4 | 6043.57 | Additional 50% Reduction | Afghanistan | AFG | 2022-01-02 | v8 | TRUE
https://raw.githubusercontent.com/mrc-ide/global-lmic-reports/master/AFG/projections.csv | 2021-04-28 | deaths | 4.69 | 5.07 | 5.28 | 5.32 | 5.49 | 6.01 | Additional 50% Reduction | Afghanistan | AFG | 2022-01-02 | v8 | TRUE
https://raw.githubusercontent.com/mrc-ide/global-lmic-reports/master/AFG/projections.csv | 2021-04-28 | hospital_demand | 210.09 | 226.25 | 236.48 | 237.57 | 244.5 | 264.98 | Additional 50% Reduction | Afghanistan | AFG | 2022-01-02 | v8 | TRUE
https://raw.githubusercontent.com/mrc-ide/global-lmic-reports/master/AFG/projections.csv | 2021-04-28 | ICU_demand | 81.24 | 87.54 | 91.7 | 92.04 | 94.74 | 103.18 | Additional 50% Reduction | Afghanistan | AFG | 2022-01-02 | v8 | TRUE
https://raw.githubusercontent.com/mrc-ide/global-lmic-reports/master/AFG/projections.csv | 2021-04-28 | hospital_incidence | 27.22 | 29.24 | 30.41 | 30.67 | 32.08 | 34.48 | Additional 50% Reduction | Afghanistan | AFG | 2022-01-02 | v8 | TRUE
https://raw.githubusercontent.com/mrc-ide/global-lmic-reports/master/AFG/projections.csv | 2021-04-28 | ICU_incidence | 8.28 | 8.89 | 9.25 | 9.33 | 9.76 | 10.49 | Additional 50% Reduction | Afghanistan | AFG | 2022-01-02 | v8 | TRUE
https://raw.githubusercontent.com/mrc-ide/global-lmic-reports/master/AFG/projections.csv | 2021-04-28 | prevalence | 26960.88 | 29679.13 | 30716.78 | 30782.36 | 32034.1 | 34858.25 | Additional 50% Reduction | Afghanistan | AFG | 2022-01-02 | v8 | TRUE
https://raw.githubusercontent.com/mrc-ide/global-lmic-reports/master/AFG/projections.csv | 2021-04-28 | cumulative_infections | 1164254.37 | 1206658.91 | 1235863.17 | 1240817.3 | 1262938.8 | 1369499.43 | Additional 50% Reduction | Afghanistan | AFG | 2022-01-02 | v8 | TRUE
https://raw.githubusercontent.com/mrc-ide/global-lmic-reports/master/AFG/projections.csv | 2021-04-28 | cumulative_deaths | 2371.74 | 2462.53 | 2540.48 | 2545.94 | 2594.9 | 2832.85 | Additional 50% Reduction | Afghanistan | AFG | 2022-01-02 | v8 | TRUE
https://raw.githubusercontent.com/mrc-ide/global-lmic-reports/master/AFG/projections.csv | 2021-04-28 | Rt | 1.26 | 1.3 | 1.32 | 1.31 | 1.33 | 1.34 | Additional 50% Reduction | Afghanistan | AFG | 2022-01-02 | v8 | TRUE
https://raw.githubusercontent.com/mrc-ide/global-lmic-reports/master/AFG/projections.csv | 2021-04-28 | Reff | 1.21 | 1.25 | 1.27 | 1.26 | 1.28 | 1.29 | Additional 50% Reduction | Afghanistan | AFG | 2022-01-02 | v8 | TRUE
https://raw.githubusercontent.com/mrc-ide/global-lmic-reports/master/AFG/projections.csv | 2021-04-28 | infections | 4711.95 | 5128.92 | 5322.86 | 5335.37 | 5553.4 | 6043.57 | Maintain Status Quo | Afghanistan | AFG | 2022-01-02 | v8 | TRUE
https://raw.githubusercontent.com/mrc-ide/global-lmic-reports/master/AFG/projections.csv | 2021-04-28 | deaths | 4.69 | 5.07 | 5.28 | 5.32 | 5.49 | 6.01 | Maintain Status Quo | Afghanistan | AFG | 2022-01-02 | v8 | TRUE
https://raw.githubusercontent.com/mrc-ide/global-lmic-reports/master/AFG/projections.csv | 2021-04-28 | hospital_demand | 210.09 | 226.25 | 236.48 | 237.57 | 244.5 | 264.98 | Maintain Status Quo | Afghanistan | AFG | 2022-01-02 | v8 | TRUE
https://raw.githubusercontent.com/mrc-ide/global-lmic-reports/master/AFG/projections.csv | 2021-04-28 | ICU_demand | 81.24 | 87.54 | 91.7 | 92.04 | 94.74 | 103.18 | Maintain Status Quo | Afghanistan | AFG | 2022-01-02 | v8 | TRUE
https://raw.githubusercontent.com/mrc-ide/global-lmic-reports/master/AFG/projections.csv | 2021-04-28 | hospital_incidence | 27.22 | 29.24 | 30.41 | 30.67 | 32.08 | 34.48 | Maintain Status Quo | Afghanistan | AFG | 2022-01-02 | v8 | TRUE
https://raw.githubusercontent.com/mrc-ide/global-lmic-reports/master/AFG/projections.csv | 2021-04-28 | ICU_incidence | 8.28 | 8.89 | 9.25 | 9.33 | 9.76 | 10.49 | Maintain Status Quo | Afghanistan | AFG | 2022-01-02 | v8 | TRUE
https://raw.githubusercontent.com/mrc-ide/global-lmic-reports/master/AFG/projections.csv | 2021-04-28 | prevalence | 26960.88 | 29679.13 | 30716.78 | 30782.36 | 32034.1 | 34858.25 | Maintain Status Quo | Afghanistan | AFG | 2022-01-02 | v8 | TRUE
https://raw.githubusercontent.com/mrc-ide/global-lmic-reports/master/AFG/projections.csv | 2021-04-28 | cumulative_infections | 1164254.37 | 1206658.91 | 1235863.17 | 1240817.3 | 1262938.8 | 1369499.43 | Maintain Status Quo | Afghanistan | AFG | 2022-01-02 | v8 | TRUE
https://raw.githubusercontent.com/mrc-ide/global-lmic-reports/master/AFG/projections.csv | 2021-04-28 | cumulative_deaths | 2371.74 | 2462.53 | 2540.48 | 2545.94 | 2594.9 | 2832.85 | Maintain Status Quo | Afghanistan | AFG | 2022-01-02 | v8 | TRUE
https://raw.githubusercontent.com/mrc-ide/global-lmic-reports/master/AFG/projections.csv | 2021-04-28 | Rt | 1.26 | 1.3 | 1.32 | 1.31 | 1.33 | 1.34 | Maintain Status Quo | Afghanistan | AFG | 2022-01-02 | v8 | TRUE
https://raw.githubusercontent.com/mrc-ide/global-lmic-reports/master/AFG/projections.csv | 2021-04-28 | Reff | 1.21 | 1.25 | 1.27 | 1.26 | 1.28 | 1.29 | Maintain Status Quo | Afghanistan | AFG | 2022-01-02 | v8 | TRUE
https://raw.githubusercontent.com/mrc-ide/global-lmic-reports/master/AFG/projections.csv | 2021-04-28 | infections | 4711.95 | 5128.92 | 5322.86 | 5335.37 | 5553.4 | 6043.57 | Optimistic | Afghanistan | AFG | 2022-01-02 | v8 | TRUE
https://raw.githubusercontent.com/mrc-ide/global-lmic-reports/master/AFG/projections.csv | 2021-04-28 | deaths | 4.69 | 5.07 | 5.28 | 5.32 | 5.49 | 6.01 | Optimistic | Afghanistan | AFG | 2022-01-02 | v8 | TRUE
https://raw.githubusercontent.com/mrc-ide/global-lmic-reports/master/AFG/projections.csv | 2021-04-28 | hospital_demand | 210.09 | 226.25 | 236.48 | 237.57 | 244.5 | 264.98 | Optimistic | Afghanistan | AFG | 2022-01-02 | v8 | TRUE
https://raw.githubusercontent.com/mrc-ide/global-lmic-reports/master/AFG/projections.csv | 2021-04-28 | ICU_demand | 81.24 | 87.54 | 91.7 | 92.04 | 94.74 | 103.18 | Optimistic | Afghanistan | AFG | 2022-01-02 | v8 | TRUE
https://raw.githubusercontent.com/mrc-ide/global-lmic-reports/master/AFG/projections.csv | 2021-04-28 | hospital_incidence | 27.22 | 29.24 | 30.41 | 30.67 | 32.08 | 34.48 | Optimistic | Afghanistan | AFG | 2022-01-02 | v8 | TRUE
https://raw.githubusercontent.com/mrc-ide/global-lmic-reports/master/AFG/projections.csv | 2021-04-28 | ICU_incidence | 8.28 | 8.89 | 9.25 | 9.33 | 9.76 | 10.49 | Optimistic | Afghanistan | AFG | 2022-01-02 | v8 | TRUE
https://raw.githubusercontent.com/mrc-ide/global-lmic-reports/master/AFG/projections.csv | 2021-04-28 | prevalence | 26960.88 | 29679.13 | 30716.78 | 30782.36 | 32034.1 | 34858.25 | Optimistic | Afghanistan | AFG | 2022-01-02 | v8 | TRUE
https://raw.githubusercontent.com/mrc-ide/global-lmic-reports/master/AFG/projections.csv | 2021-04-28 | cumulative_infections | 1164254.37 | 1206658.91 | 1235863.17 | 1240817.3 | 1262938.8 | 1369499.43 | Optimistic | Afghanistan | AFG | 2022-01-02 | v8 | TRUE
https://raw.githubusercontent.com/mrc-ide/global-lmic-reports/master/AFG/projections.csv | 2021-04-28 | cumulative_deaths | 2371.74 | 2462.53 | 2540.48 | 2545.94 | 2594.9 | 2832.85 | Optimistic | Afghanistan | AFG | 2022-01-02 | v8 | TRUE
https://raw.githubusercontent.com/mrc-ide/global-lmic-reports/master/AFG/projections.csv | 2021-04-28 | Rt | 1.26 | 1.3 | 1.32 | 1.31 | 1.33 | 1.34 | Optimistic | Afghanistan | AFG | 2022-01-02 | v8 | TRUE
https://raw.githubusercontent.com/mrc-ide/global-lmic-reports/master/AFG/projections.csv | 2021-04-28 | Reff | 1.21 | 1.25 | 1.27 | 1.26 | 1.28 | 1.29 | Optimistic | Afghanistan | AFG | 2022-01-02 | v8 | TRUE
https://raw.githubusercontent.com/mrc-ide/global-lmic-reports/master/AFG/projections.csv | 2021-04-28 | infections | 4711.95 | 5128.92 | 5322.86 | 5335.37 | 5553.4 | 6043.57 | Pessimistic | Afghanistan | AFG | 2022-01-02 | v8 | TRUE
https://raw.githubusercontent.com/mrc-ide/global-lmic-reports/master/AFG/projections.csv | 2021-04-28 | deaths | 4.69 | 5.07 | 5.28 | 5.32 | 5.49 | 6.01 | Pessimistic | Afghanistan | AFG | 2022-01-02 | v8 | TRUE
https://raw.githubusercontent.com/mrc-ide/global-lmic-reports/master/AFG/projections.csv | 2021-04-28 | hospital_demand | 210.09 | 226.25 | 236.48 | 237.57 | 244.5 | 264.98 | Pessimistic | Afghanistan | AFG | 2022-01-02 | v8 | TRUE
https://raw.githubusercontent.com/mrc-ide/global-lmic-reports/master/AFG/projections.csv | 2021-04-28 | ICU_demand | 81.24 | 87.54 | 91.7 | 92.04 | 94.74 | 103.18 | Pessimistic | Afghanistan | AFG | 2022-01-02 | v8 | TRUE
https://raw.githubusercontent.com/mrc-ide/global-lmic-reports/master/AFG/projections.csv | 2021-04-28 | hospital_incidence | 27.22 | 29.24 | 30.41 | 30.67 | 32.08 | 34.48 | Pessimistic | Afghanistan | AFG | 2022-01-02 | v8 | TRUE
https://raw.githubusercontent.com/mrc-ide/global-lmic-reports/master/AFG/projections.csv | 2021-04-28 | ICU_incidence | 8.28 | 8.89 | 9.25 | 9.33 | 9.76 | 10.49 | Pessimistic | Afghanistan | AFG | 2022-01-02 | v8 | TRUE
https://raw.githubusercontent.com/mrc-ide/global-lmic-reports/master/AFG/projections.csv | 2021-04-28 | prevalence | 26960.88 | 29679.13 | 30716.78 | 30782.36 | 32034.1 | 34858.25 | Pessimistic | Afghanistan | AFG | 2022-01-02 | v8 | TRUE
https://raw.githubusercontent.com/mrc-ide/global-lmic-reports/master/AFG/projections.csv | 2021-04-28 | cumulative_infections | 1164254.37 | 1206658.91 | 1235863.17 | 1240817.3 | 1262938.8 | 1369499.43 | Pessimistic | Afghanistan | AFG | 2022-01-02 | v8 | TRUE
https://raw.githubusercontent.com/mrc-ide/global-lmic-reports/master/AFG/projections.csv | 2021-04-28 | cumulative_deaths | 2371.74 | 2462.53 | 2540.48 | 2545.94 | 2594.9 | 2832.85 | Pessimistic | Afghanistan | AFG | 2022-01-02 | v8 | TRUE
https://raw.githubusercontent.com/mrc-ide/global-lmic-reports/master/AFG/projections.csv | 2021-04-28 | Rt | 1.26 | 1.3 | 1.32 | 1.31 | 1.33 | 1.34 | Pessimistic | Afghanistan | AFG | 2022-01-02 | v8 | TRUE
https://raw.githubusercontent.com/mrc-ide/global-lmic-reports/master/AFG/projections.csv | 2021-04-28 | Reff | 1.21 | 1.25 | 1.27 | 1.26 | 1.28 | 1.29 | Pessimistic | Afghanistan | AFG | 2022-01-02 | v8 | TRUE
https://raw.githubusercontent.com/mrc-ide/global-lmic-reports/master/AFG/projections.csv | 2021-04-28 | infections | 4711.95 | 5128.92 | 5322.86 | 5335.37 | 5553.4 | 6043.57 | Relax Interventions 50% | Afghanistan | AFG | 2022-01-02 | v8 | TRUE
https://raw.githubusercontent.com/mrc-ide/global-lmic-reports/master/AFG/projections.csv | 2021-04-28 | deaths | 4.69 | 5.07 | 5.28 | 5.32 | 5.49 | 6.01 | Relax Interventions 50% | Afghanistan | AFG | 2022-01-02 | v8 | TRUE
https://raw.githubusercontent.com/mrc-ide/global-lmic-reports/master/AFG/projections.csv | 2021-04-28 | hospital_demand | 210.09 | 226.25 | 236.48 | 237.57 | 244.5 | 264.98 | Relax Interventions 50% | Afghanistan | AFG | 2022-01-02 | v8 | TRUE
https://raw.githubusercontent.com/mrc-ide/global-lmic-reports/master/AFG/projections.csv | 2021-04-28 | ICU_demand | 81.24 | 87.54 | 91.7 | 92.04 | 94.74 | 103.18 | Relax Interventions 50% | Afghanistan | AFG | 2022-01-02 | v8 | TRUE
https://raw.githubusercontent.com/mrc-ide/global-lmic-reports/master/AFG/projections.csv | 2021-04-28 | hospital_incidence | 27.22 | 29.24 | 30.41 | 30.67 | 32.08 | 34.48 | Relax Interventions 50% | Afghanistan | AFG | 2022-01-02 | v8 | TRUE
https://raw.githubusercontent.com/mrc-ide/global-lmic-reports/master/AFG/projections.csv | 2021-04-28 | ICU_incidence | 8.28 | 8.89 | 9.25 | 9.33 | 9.76 | 10.49 | Relax Interventions 50% | Afghanistan | AFG | 2022-01-02 | v8 | TRUE
https://raw.githubusercontent.com/mrc-ide/global-lmic-reports/master/AFG/projections.csv | 2021-04-28 | prevalence | 26960.88 | 29679.13 | 30716.78 | 30782.36 | 32034.1 | 34858.25 | Relax Interventions 50% | Afghanistan | AFG | 2022-01-02 | v8 | TRUE
https://raw.githubusercontent.com/mrc-ide/global-lmic-reports/master/AFG/projections.csv | 2021-04-28 | cumulative_infections | 1164254.37 | 1206658.91 | 1235863.17 | 1240817.3 | 1262938.8 | 1369499.43 | Relax Interventions 50% | Afghanistan | AFG | 2022-01-02 | v8 | TRUE
https://raw.githubusercontent.com/mrc-ide/global-lmic-reports/master/AFG/projections.csv | 2021-04-28 | cumulative_deaths | 2371.74 | 2462.53 | 2540.48 | 2545.94 | 2594.9 | 2832.85 | Relax Interventions 50% | Afghanistan | AFG | 2022-01-02 | v8 | TRUE
https://raw.githubusercontent.com/mrc-ide/global-lmic-reports/master/AFG/projections.csv | 2021-04-28 | Rt | 1.26 | 1.3 | 1.32 | 1.31 | 1.33 | 1.34 | Relax Interventions 50% | Afghanistan | AFG | 2022-01-02 | v8 | TRUE
https://raw.githubusercontent.com/mrc-ide/global-lmic-reports/master/AFG/projections.csv | 2021-04-28 | Reff | 1.21 | 1.25 | 1.27 | 1.26 | 1.28 | 1.29 | Relax Interventions 50% | Afghanistan | AFG | 2022-01-02 | v8 | TRUE
https://raw.githubusercontent.com/mrc-ide/global-lmic-reports/master/AFG/projections.csv | 2021-04-28 | infections | 4747.24 | 5142.43 | 5332.36 | 5359.05 | 5549.08 | 6014.64 | Surged Additional 50% Reduction | Afghanistan | AFG | 2022-01-02 | v8 | TRUE
https://raw.githubusercontent.com/mrc-ide/global-lmic-reports/master/AFG/projections.csv | 2021-04-28 | deaths | 4.75 | 5.14 | 5.32 | 5.37 | 5.61 | 5.96 | Surged Additional 50% Reduction | Afghanistan | AFG | 2022-01-02 | v8 | TRUE
https://raw.githubusercontent.com/mrc-ide/global-lmic-reports/master/AFG/projections.csv | 2021-04-28 | hospital_demand | 212.58 | 229.58 | 237.74 | 239.67 | 252.09 | 267.66 | Surged Additional 50% Reduction | Afghanistan | AFG | 2022-01-02 | v8 | TRUE
https://raw.githubusercontent.com/mrc-ide/global-lmic-reports/master/AFG/projections.csv | 2021-04-28 | ICU_demand | 82.34 | 89.4 | 92.02 | 92.83 | 97.18 | 103.37 | Surged Additional 50% Reduction | Afghanistan | AFG | 2022-01-02 | v8 | TRUE
https://raw.githubusercontent.com/mrc-ide/global-lmic-reports/master/AFG/projections.csv | 2021-04-28 | hospital_incidence | 27.36 | 29.51 | 30.7 | 30.93 | 32.79 | 35.18 | Surged Additional 50% Reduction | Afghanistan | AFG | 2022-01-02 | v8 | TRUE
https://raw.githubusercontent.com/mrc-ide/global-lmic-reports/master/AFG/projections.csv | 2021-04-28 | ICU_incidence | 8.32 | 8.97 | 9.34 | 9.41 | 9.97 | 10.7 | Surged Additional 50% Reduction | Afghanistan | AFG | 2022-01-02 | v8 | TRUE
https://raw.githubusercontent.com/mrc-ide/global-lmic-reports/master/AFG/projections.csv | 2021-04-28 | prevalence | 27470.26 | 29583.7 | 30753.5 | 30981.64 | 32182.3 | 35032.33 | Surged Additional 50% Reduction | Afghanistan | AFG | 2022-01-02 | v8 | TRUE
https://raw.githubusercontent.com/mrc-ide/global-lmic-reports/master/AFG/projections.csv | 2021-04-28 | cumulative_infections | 1159666.68 | 1198677.45 | 1226631.41 | 1230232.37 | 1260012.82 | 1316674.81 | Surged Additional 50% Reduction | Afghanistan | AFG | 2022-01-02 | v8 | TRUE
https://raw.githubusercontent.com/mrc-ide/global-lmic-reports/master/AFG/projections.csv | 2021-04-28 | cumulative_deaths | 2356.97 | 2445.86 | 2507.28 | 2508.08 | 2569.78 | 2683.79 | Surged Additional 50% Reduction | Afghanistan | AFG | 2022-01-02 | v8 | TRUE
https://raw.githubusercontent.com/mrc-ide/global-lmic-reports/master/AFG/projections.csv | 2021-04-28 | Rt | 1.26 | 1.3 | 1.31 | 1.31 | 1.33 | 1.36 | Surged Additional 50% Reduction | Afghanistan | AFG | 2022-01-02 | v8 | TRUE
https://raw.githubusercontent.com/mrc-ide/global-lmic-reports/master/AFG/projections.csv | 2021-04-28 | Reff | 1.21 | 1.25 | 1.26 | 1.26 | 1.28 | 1.31 | Surged Additional 50% Reduction | Afghanistan | AFG | 2022-01-02 | v8 | TRUE
https://raw.githubusercontent.com/mrc-ide/global-lmic-reports/master/AFG/projections.csv | 2021-04-28 | infections | 4747.24 | 5142.43 | 5332.36 | 5359.05 | 5549.08 | 6014.64 | Surged Maintain Status Quo | Afghanistan | AFG | 2022-01-02 | v8 | TRUE
https://raw.githubusercontent.com/mrc-ide/global-lmic-reports/master/AFG/projections.csv | 2021-04-28 | deaths | 4.75 | 5.14 | 5.32 | 5.37 | 5.61 | 5.96 | Surged Maintain Status Quo | Afghanistan | AFG | 2022-01-02 | v8 | TRUE
https://raw.githubusercontent.com/mrc-ide/global-lmic-reports/master/AFG/projections.csv | 2021-04-28 | hospital_demand | 212.58 | 229.58 | 237.74 | 239.67 | 252.09 | 267.66 | Surged Maintain Status Quo | Afghanistan | AFG | 2022-01-02 | v8 | TRUE
https://raw.githubusercontent.com/mrc-ide/global-lmic-reports/master/AFG/projections.csv | 2021-04-28 | ICU_demand | 82.34 | 89.4 | 92.02 | 92.83 | 97.18 | 103.37 | Surged Maintain Status Quo | Afghanistan | AFG | 2022-01-02 | v8 | TRUE
https://raw.githubusercontent.com/mrc-ide/global-lmic-reports/master/AFG/projections.csv | 2021-04-28 | hospital_incidence | 27.36 | 29.51 | 30.7 | 30.93 | 32.79 | 35.18 | Surged Maintain Status Quo | Afghanistan | AFG | 2022-01-02 | v8 | TRUE
https://raw.githubusercontent.com/mrc-ide/global-lmic-reports/master/AFG/projections.csv | 2021-04-28 | ICU_incidence | 8.32 | 8.97 | 9.34 | 9.41 | 9.97 | 10.7 | Surged Maintain Status Quo | Afghanistan | AFG | 2022-01-02 | v8 | TRUE
https://raw.githubusercontent.com/mrc-ide/global-lmic-reports/master/AFG/projections.csv | 2021-04-28 | prevalence | 27470.26 | 29583.7 | 30753.5 | 30981.64 | 32182.3 | 35032.33 | Surged Maintain Status Quo | Afghanistan | AFG | 2022-01-02 | v8 | TRUE
https://raw.githubusercontent.com/mrc-ide/global-lmic-reports/master/AFG/projections.csv | 2021-04-28 | cumulative_infections | 1159666.68 | 1198677.45 | 1226631.41 | 1230232.37 | 1260012.82 | 1316674.81 | Surged Maintain Status Quo | Afghanistan | AFG | 2022-01-02 | v8 | TRUE
https://raw.githubusercontent.com/mrc-ide/global-lmic-reports/master/AFG/projections.csv | 2021-04-28 | cumulative_deaths | 2356.97 | 2445.86 | 2507.28 | 2508.08 | 2569.78 | 2683.79 | Surged Maintain Status Quo | Afghanistan | AFG | 2022-01-02 | v8 | TRUE
https://raw.githubusercontent.com/mrc-ide/global-lmic-reports/master/AFG/projections.csv | 2021-04-28 | Rt | 1.26 | 1.3 | 1.31 | 1.31 | 1.33 | 1.36 | Surged Maintain Status Quo | Afghanistan | AFG | 2022-01-02 | v8 | TRUE
https://raw.githubusercontent.com/mrc-ide/global-lmic-reports/master/AFG/projections.csv | 2021-04-28 | Reff | 1.21 | 1.25 | 1.26 | 1.26 | 1.28 | 1.31 | Surged Maintain Status Quo | Afghanistan | AFG | 2022-01-02 | v8 | TRUE
https://raw.githubusercontent.com/mrc-ide/global-lmic-reports/master/AFG/projections.csv | 2021-04-28 | infections | 4747.24 | 5142.43 | 5332.36 | 5359.05 | 5549.08 | 6014.64 | Surged Optimistic | Afghanistan | AFG | 2022-01-02 | v8 | TRUE
https://raw.githubusercontent.com/mrc-ide/global-lmic-reports/master/AFG/projections.csv | 2021-04-28 | deaths | 4.75 | 5.14 | 5.32 | 5.37 | 5.61 | 5.96 | Surged Optimistic | Afghanistan | AFG | 2022-01-02 | v8 | TRUE
https://raw.githubusercontent.com/mrc-ide/global-lmic-reports/master/AFG/projections.csv | 2021-04-28 | hospital_demand | 212.58 | 229.58 | 237.74 | 239.67 | 252.09 | 267.66 | Surged Optimistic | Afghanistan | AFG | 2022-01-02 | v8 | TRUE
https://raw.githubusercontent.com/mrc-ide/global-lmic-reports/master/AFG/projections.csv | 2021-04-28 | ICU_demand | 82.34 | 89.4 | 92.02 | 92.83 | 97.18 | 103.37 | Surged Optimistic | Afghanistan | AFG | 2022-01-02 | v8 | TRUE
https://raw.githubusercontent.com/mrc-ide/global-lmic-reports/master/AFG/projections.csv | 2021-04-28 | hospital_incidence | 27.36 | 29.51 | 30.7 | 30.93 | 32.79 | 35.18 | Surged Optimistic | Afghanistan | AFG | 2022-01-02 | v8 | TRUE
https://raw.githubusercontent.com/mrc-ide/global-lmic-reports/master/AFG/projections.csv | 2021-04-28 | ICU_incidence | 8.32 | 8.97 | 9.34 | 9.41 | 9.97 | 10.7 | Surged Optimistic | Afghanistan | AFG | 2022-01-02 | v8 | TRUE
https://raw.githubusercontent.com/mrc-ide/global-lmic-reports/master/AFG/projections.csv | 2021-04-28 | prevalence | 27470.26 | 29583.7 | 30753.5 | 30981.64 | 32182.3 | 35032.33 | Surged Optimistic | Afghanistan | AFG | 2022-01-02 | v8 | TRUE
https://raw.githubusercontent.com/mrc-ide/global-lmic-reports/master/AFG/projections.csv | 2021-04-28 | cumulative_infections | 1159666.68 | 1198677.45 | 1226631.41 | 1230232.37 | 1260012.82 | 1316674.81 | Surged Optimistic | Afghanistan | AFG | 2022-01-02 | v8 | TRUE
https://raw.githubusercontent.com/mrc-ide/global-lmic-reports/master/AFG/projections.csv | 2021-04-28 | cumulative_deaths | 2356.97 | 2445.86 | 2507.28 | 2508.08 | 2569.78 | 2683.79 | Surged Optimistic | Afghanistan | AFG | 2022-01-02 | v8 | TRUE
https://raw.githubusercontent.com/mrc-ide/global-lmic-reports/master/AFG/projections.csv | 2021-04-28 | Rt | 1.26 | 1.3 | 1.31 | 1.31 | 1.33 | 1.36 | Surged Optimistic | Afghanistan | AFG | 2022-01-02 | v8 | TRUE
https://raw.githubusercontent.com/mrc-ide/global-lmic-reports/master/AFG/projections.csv | 2021-04-28 | Reff | 1.21 | 1.25 | 1.26 | 1.26 | 1.28 | 1.31 | Surged Optimistic | Afghanistan | AFG | 2022-01-02 | v8 | TRUE
https://raw.githubusercontent.com/mrc-ide/global-lmic-reports/master/AFG/projections.csv | 2021-04-28 | infections | 4747.24 | 5142.43 | 5332.36 | 5359.05 | 5549.08 | 6014.64 | Surged Pessimistic | Afghanistan | AFG | 2022-01-02 | v8 | TRUE
https://raw.githubusercontent.com/mrc-ide/global-lmic-reports/master/AFG/projections.csv | 2021-04-28 | deaths | 4.75 | 5.14 | 5.32 | 5.37 | 5.61 | 5.96 | Surged Pessimistic | Afghanistan | AFG | 2022-01-02 | v8 | TRUE
https://raw.githubusercontent.com/mrc-ide/global-lmic-reports/master/AFG/projections.csv | 2021-04-28 | hospital_demand | 212.58 | 229.58 | 237.74 | 239.67 | 252.09 | 267.66 | Surged Pessimistic | Afghanistan | AFG | 2022-01-02 | v8 | TRUE
https://raw.githubusercontent.com/mrc-ide/global-lmic-reports/master/AFG/projections.csv | 2021-04-28 | ICU_demand | 82.34 | 89.4 | 92.02 | 92.83 | 97.18 | 103.37 | Surged Pessimistic | Afghanistan | AFG | 2022-01-02 | v8 | TRUE
https://raw.githubusercontent.com/mrc-ide/global-lmic-reports/master/AFG/projections.csv | 2021-04-28 | hospital_incidence | 27.36 | 29.51 | 30.7 | 30.93 | 32.79 | 35.18 | Surged Pessimistic | Afghanistan | AFG | 2022-01-02 | v8 | TRUE
https://raw.githubusercontent.com/mrc-ide/global-lmic-reports/master/AFG/projections.csv | 2021-04-28 | ICU_incidence | 8.32 | 8.97 | 9.34 | 9.41 | 9.97 | 10.7 | Surged Pessimistic | Afghanistan | AFG | 2022-01-02 | v8 | TRUE
https://raw.githubusercontent.com/mrc-ide/global-lmic-reports/master/AFG/projections.csv | 2021-04-28 | prevalence | 27470.26 | 29583.7 | 30753.5 | 30981.64 | 32182.3 | 35032.33 | Surged Pessimistic | Afghanistan | AFG | 2022-01-02 | v8 | TRUE
https://raw.githubusercontent.com/mrc-ide/global-lmic-reports/master/AFG/projections.csv | 2021-04-28 | cumulative_infections | 1159666.68 | 1198677.45 | 1226631.41 | 1230232.37 | 1260012.82 | 1316674.81 | Surged Pessimistic | Afghanistan | AFG | 2022-01-02 | v8 | TRUE
https://raw.githubusercontent.com/mrc-ide/global-lmic-reports/master/AFG/projections.csv | 2021-04-28 | cumulative_deaths | 2356.97 | 2445.86 | 2507.28 | 2508.08 | 2569.78 | 2683.79 | Surged Pessimistic | Afghanistan | AFG | 2022-01-02 | v8 | TRUE
https://raw.githubusercontent.com/mrc-ide/global-lmic-reports/master/AFG/projections.csv | 2021-04-28 | Rt | 1.26 | 1.3 | 1.31 | 1.31 | 1.33 | 1.36 | Surged Pessimistic | Afghanistan | AFG | 2022-01-02 | v8 | TRUE
https://raw.githubusercontent.com/mrc-ide/global-lmic-reports/master/AFG/projections.csv | 2021-04-28 | Reff | 1.21 | 1.25 | 1.26 | 1.26 | 1.28 | 1.31 | Surged Pessimistic | Afghanistan | AFG | 2022-01-02 | v8 | TRUE
https://raw.githubusercontent.com/mrc-ide/global-lmic-reports/master/AFG/projections.csv | 2021-04-28 | infections | 4747.24 | 5142.43 | 5332.36 | 5359.05 | 5549.08 | 6014.64 | Surged Relax Interventions 50% | Afghanistan | AFG | 2022-01-02 | v8 | TRUE
https://raw.githubusercontent.com/mrc-ide/global-lmic-reports/master/AFG/projections.csv | 2021-04-28 | deaths | 4.75 | 5.14 | 5.32 | 5.37 | 5.61 | 5.96 | Surged Relax Interventions 50% | Afghanistan | AFG | 2022-01-02 | v8 | TRUE
https://raw.githubusercontent.com/mrc-ide/global-lmic-reports/master/AFG/projections.csv | 2021-04-28 | hospital_demand | 212.58 | 229.58 | 237.74 | 239.67 | 252.09 | 267.66 | Surged Relax Interventions 50% | Afghanistan | AFG | 2022-01-02 | v8 | TRUE
https://raw.githubusercontent.com/mrc-ide/global-lmic-reports/master/AFG/projections.csv | 2021-04-28 | ICU_demand | 82.34 | 89.4 | 92.02 | 92.83 | 97.18 | 103.37 | Surged Relax Interventions 50% | Afghanistan | AFG | 2022-01-02 | v8 | TRUE
https://raw.githubusercontent.com/mrc-ide/global-lmic-reports/master/AFG/projections.csv | 2021-04-28 | hospital_incidence | 27.36 | 29.51 | 30.7 | 30.93 | 32.79 | 35.18 | Surged Relax Interventions 50% | Afghanistan | AFG | 2022-01-02 | v8 | TRUE
https://raw.githubusercontent.com/mrc-ide/global-lmic-reports/master/AFG/projections.csv | 2021-04-28 | ICU_incidence | 8.32 | 8.97 | 9.34 | 9.41 | 9.97 | 10.7 | Surged Relax Interventions 50% | Afghanistan | AFG | 2022-01-02 | v8 | TRUE
https://raw.githubusercontent.com/mrc-ide/global-lmic-reports/master/AFG/projections.csv | 2021-04-28 | prevalence | 27470.26 | 29583.7 | 30753.5 | 30981.64 | 32182.3 | 35032.33 | Surged Relax Interventions 50% | Afghanistan | AFG | 2022-01-02 | v8 | TRUE
https://raw.githubusercontent.com/mrc-ide/global-lmic-reports/master/AFG/projections.csv | 2021-04-28 | cumulative_infections | 1159666.68 | 1198677.45 | 1226631.41 | 1230232.37 | 1260012.82 | 1316674.81 | Surged Relax Interventions 50% | Afghanistan | AFG | 2022-01-02 | v8 | TRUE
https://raw.githubusercontent.com/mrc-ide/global-lmic-reports/master/AFG/projections.csv | 2021-04-28 | cumulative_deaths | 2356.97 | 2445.86 | 2507.28 | 2508.08 | 2569.78 | 2683.79 | Surged Relax Interventions 50% | Afghanistan | AFG | 2022-01-02 | v8 | TRUE
https://raw.githubusercontent.com/mrc-ide/global-lmic-reports/master/AFG/projections.csv | 2021-04-28 | Rt | 1.26 | 1.3 | 1.31 | 1.31 | 1.33 | 1.36 | Surged Relax Interventions 50% | Afghanistan | AFG | 2022-01-02 | v8 | TRUE
https://raw.githubusercontent.com/mrc-ide/global-lmic-reports/master/AFG/projections.csv | 2021-04-28 | Reff | 1.21 | 1.25 | 1.26 | 1.26 | 1.28 | 1.31 | Surged Relax Interventions 50% | Afghanistan | AFG | 2022-01-02 | v8 | TRUE
https://raw.githubusercontent.com/mrc-ide/global-lmic-reports/master/AFG/projections.csv | 2021-04-29 | infections | 4632.68 | 5106.14 | 5288.65 | 5302.54 | 5578.59 | 6044.47 | Additional 50% Reduction | Afghanistan | AFG | 2022-01-02 | v8 | TRUE
https://raw.githubusercontent.com/mrc-ide/global-lmic-reports/master/AFG/projections.csv | 2021-04-29 | deaths | 4.82 | 5.19 | 5.42 | 5.46 | 5.63 | 6.14 | Additional 50% Reduction | Afghanistan | AFG | 2022-01-02 | v8 | TRUE
https://raw.githubusercontent.com/mrc-ide/global-lmic-reports/master/AFG/projections.csv | 2021-04-29 | hospital_demand | 216.74 | 233.69 | 244.01 | 244.83 | 252.4 | 273.04 | Additional 50% Reduction | Afghanistan | AFG | 2022-01-02 | v8 | TRUE
https://raw.githubusercontent.com/mrc-ide/global-lmic-reports/master/AFG/projections.csv | 2021-04-29 | ICU_demand | 83.88 | 90.45 | 94.53 | 94.93 | 97.72 | 106.13 | Additional 50% Reduction | Afghanistan | AFG | 2022-01-02 | v8 | TRUE
https://raw.githubusercontent.com/mrc-ide/global-lmic-reports/master/AFG/projections.csv | 2021-04-29 | hospital_incidence | 28.24 | 30.41 | 31.59 | 31.83 | 33.34 | 35.89 | Additional 50% Reduction | Afghanistan | AFG | 2022-01-02 | v8 | TRUE
https://raw.githubusercontent.com/mrc-ide/global-lmic-reports/master/AFG/projections.csv | 2021-04-29 | ICU_incidence | 8.6 | 9.26 | 9.62 | 9.69 | 10.16 | 10.93 | Additional 50% Reduction | Afghanistan | AFG | 2022-01-02 | v8 | TRUE
https://raw.githubusercontent.com/mrc-ide/global-lmic-reports/master/AFG/projections.csv | 2021-04-29 | prevalence | 27882.65 | 30815.23 | 31834.65 | 31898.07 | 33255.01 | 36012.79 | Additional 50% Reduction | Afghanistan | AFG | 2022-01-02 | v8 | TRUE
https://raw.githubusercontent.com/mrc-ide/global-lmic-reports/master/AFG/projections.csv | 2021-04-29 | cumulative_infections | 1169247.7 | 1211873.35 | 1240987.28 | 1246119.83 | 1267879.57 | 1375195.59 | Additional 50% Reduction | Afghanistan | AFG | 2022-01-02 | v8 | TRUE
https://raw.githubusercontent.com/mrc-ide/global-lmic-reports/master/AFG/projections.csv | 2021-04-29 | cumulative_deaths | 2377.19 | 2468.31 | 2546.11 | 2551.41 | 2600.56 | 2838.86 | Additional 50% Reduction | Afghanistan | AFG | 2022-01-02 | v8 | TRUE
https://raw.githubusercontent.com/mrc-ide/global-lmic-reports/master/AFG/projections.csv | 2021-04-29 | Rt | 1.29 | 1.33 | 1.35 | 1.34 | 1.36 | 1.38 | Additional 50% Reduction | Afghanistan | AFG | 2022-01-02 | v8 | TRUE
https://raw.githubusercontent.com/mrc-ide/global-lmic-reports/master/AFG/projections.csv | 2021-04-29 | Reff | 1.24 | 1.28 | 1.3 | 1.29 | 1.31 | 1.33 | Additional 50% Reduction | Afghanistan | AFG | 2022-01-02 | v8 | TRUE
https://raw.githubusercontent.com/mrc-ide/global-lmic-reports/master/AFG/projections.csv | 2021-04-29 | infections | 4632.68 | 5106.14 | 5288.65 | 5302.54 | 5578.59 | 6044.47 | Maintain Status Quo | Afghanistan | AFG | 2022-01-02 | v8 | TRUE
https://raw.githubusercontent.com/mrc-ide/global-lmic-reports/master/AFG/projections.csv | 2021-04-29 | deaths | 4.82 | 5.19 | 5.42 | 5.46 | 5.63 | 6.14 | Maintain Status Quo | Afghanistan | AFG | 2022-01-02 | v8 | TRUE
https://raw.githubusercontent.com/mrc-ide/global-lmic-reports/master/AFG/projections.csv | 2021-04-29 | hospital_demand | 216.74 | 233.69 | 244.01 | 244.83 | 252.4 | 273.04 | Maintain Status Quo | Afghanistan | AFG | 2022-01-02 | v8 | TRUE
https://raw.githubusercontent.com/mrc-ide/global-lmic-reports/master/AFG/projections.csv | 2021-04-29 | ICU_demand | 83.88 | 90.45 | 94.53 | 94.93 | 97.72 | 106.13 | Maintain Status Quo | Afghanistan | AFG | 2022-01-02 | v8 | TRUE
https://raw.githubusercontent.com/mrc-ide/global-lmic-reports/master/AFG/projections.csv | 2021-04-29 | hospital_incidence | 28.24 | 30.41 | 31.59 | 31.83 | 33.34 | 35.89 | Maintain Status Quo | Afghanistan | AFG | 2022-01-02 | v8 | TRUE
https://raw.githubusercontent.com/mrc-ide/global-lmic-reports/master/AFG/projections.csv | 2021-04-29 | ICU_incidence | 8.6 | 9.26 | 9.62 | 9.69 | 10.16 | 10.93 | Maintain Status Quo | Afghanistan | AFG | 2022-01-02 | v8 | TRUE
https://raw.githubusercontent.com/mrc-ide/global-lmic-reports/master/AFG/projections.csv | 2021-04-29 | prevalence | 27882.65 | 30815.23 | 31834.65 | 31898.07 | 33255.01 | 36012.79 | Maintain Status Quo | Afghanistan | AFG | 2022-01-02 | v8 | TRUE
https://raw.githubusercontent.com/mrc-ide/global-lmic-reports/master/AFG/projections.csv | 2021-04-29 | cumulative_infections | 1169247.7 | 1211873.35 | 1240987.28 | 1246119.83 | 1267879.57 | 1375195.59 | Maintain Status Quo | Afghanistan | AFG | 2022-01-02 | v8 | TRUE
https://raw.githubusercontent.com/mrc-ide/global-lmic-reports/master/AFG/projections.csv | 2021-04-29 | cumulative_deaths | 2377.19 | 2468.31 | 2546.11 | 2551.41 | 2600.56 | 2838.86 | Maintain Status Quo | Afghanistan | AFG | 2022-01-02 | v8 | TRUE
https://raw.githubusercontent.com/mrc-ide/global-lmic-reports/master/AFG/projections.csv | 2021-04-29 | Rt | 1.29 | 1.33 | 1.35 | 1.34 | 1.36 | 1.38 | Maintain Status Quo | Afghanistan | AFG | 2022-01-02 | v8 | TRUE
https://raw.githubusercontent.com/mrc-ide/global-lmic-reports/master/AFG/projections.csv | 2021-04-29 | Reff | 1.24 | 1.28 | 1.3 | 1.29 | 1.31 | 1.33 | Maintain Status Quo | Afghanistan | AFG | 2022-01-02 | v8 | TRUE
https://raw.githubusercontent.com/mrc-ide/global-lmic-reports/master/AFG/projections.csv | 2021-04-29 | infections | 4632.68 | 5106.14 | 5288.65 | 5302.54 | 5578.59 | 6044.47 | Optimistic | Afghanistan | AFG | 2022-01-02 | v8 | TRUE
https://raw.githubusercontent.com/mrc-ide/global-lmic-reports/master/AFG/projections.csv | 2021-04-29 | deaths | 4.82 | 5.19 | 5.42 | 5.46 | 5.63 | 6.14 | Optimistic | Afghanistan | AFG | 2022-01-02 | v8 | TRUE
https://raw.githubusercontent.com/mrc-ide/global-lmic-reports/master/AFG/projections.csv | 2021-04-29 | hospital_demand | 216.74 | 233.69 | 244.01 | 244.83 | 252.4 | 273.04 | Optimistic | Afghanistan | AFG | 2022-01-02 | v8 | TRUE
https://raw.githubusercontent.com/mrc-ide/global-lmic-reports/master/AFG/projections.csv | 2021-04-29 | ICU_demand | 83.88 | 90.45 | 94.53 | 94.93 | 97.72 | 106.13 | Optimistic | Afghanistan | AFG | 2022-01-02 | v8 | TRUE
https://raw.githubusercontent.com/mrc-ide/global-lmic-reports/master/AFG/projections.csv | 2021-04-29 | hospital_incidence | 28.24 | 30.41 | 31.59 | 31.83 | 33.34 | 35.89 | Optimistic | Afghanistan | AFG | 2022-01-02 | v8 | TRUE
https://raw.githubusercontent.com/mrc-ide/global-lmic-reports/master/AFG/projections.csv | 2021-04-29 | ICU_incidence | 8.6 | 9.26 | 9.62 | 9.69 | 10.16 | 10.93 | Optimistic | Afghanistan | AFG | 2022-01-02 | v8 | TRUE
https://raw.githubusercontent.com/mrc-ide/global-lmic-reports/master/AFG/projections.csv | 2021-04-29 | prevalence | 27882.65 | 30815.23 | 31834.65 | 31898.07 | 33255.01 | 36012.79 | Optimistic | Afghanistan | AFG | 2022-01-02 | v8 | TRUE
https://raw.githubusercontent.com/mrc-ide/global-lmic-reports/master/AFG/projections.csv | 2021-04-29 | cumulative_infections | 1169247.7 | 1211873.35 | 1240987.28 | 1246119.83 | 1267879.57 | 1375195.59 | Optimistic | Afghanistan | AFG | 2022-01-02 | v8 | TRUE
https://raw.githubusercontent.com/mrc-ide/global-lmic-reports/master/AFG/projections.csv | 2021-04-29 | cumulative_deaths | 2377.19 | 2468.31 | 2546.11 | 2551.41 | 2600.56 | 2838.86 | Optimistic | Afghanistan | AFG | 2022-01-02 | v8 | TRUE
https://raw.githubusercontent.com/mrc-ide/global-lmic-reports/master/AFG/projections.csv | 2021-04-29 | Rt | 1.29 | 1.33 | 1.35 | 1.34 | 1.36 | 1.38 | Optimistic | Afghanistan | AFG | 2022-01-02 | v8 | TRUE
https://raw.githubusercontent.com/mrc-ide/global-lmic-reports/master/AFG/projections.csv | 2021-04-29 | Reff | 1.24 | 1.28 | 1.3 | 1.29 | 1.31 | 1.33 | Optimistic | Afghanistan | AFG | 2022-01-02 | v8 | TRUE
https://raw.githubusercontent.com/mrc-ide/global-lmic-reports/master/AFG/projections.csv | 2021-04-29 | infections | 4632.68 | 5106.14 | 5288.65 | 5302.54 | 5578.59 | 6044.47 | Pessimistic | Afghanistan | AFG | 2022-01-02 | v8 | TRUE
https://raw.githubusercontent.com/mrc-ide/global-lmic-reports/master/AFG/projections.csv | 2021-04-29 | deaths | 4.82 | 5.19 | 5.42 | 5.46 | 5.63 | 6.14 | Pessimistic | Afghanistan | AFG | 2022-01-02 | v8 | TRUE
https://raw.githubusercontent.com/mrc-ide/global-lmic-reports/master/AFG/projections.csv | 2021-04-29 | hospital_demand | 216.74 | 233.69 | 244.01 | 244.83 | 252.4 | 273.04 | Pessimistic | Afghanistan | AFG | 2022-01-02 | v8 | TRUE
https://raw.githubusercontent.com/mrc-ide/global-lmic-reports/master/AFG/projections.csv | 2021-04-29 | ICU_demand | 83.88 | 90.45 | 94.53 | 94.93 | 97.72 | 106.13 | Pessimistic | Afghanistan | AFG | 2022-01-02 | v8 | TRUE
https://raw.githubusercontent.com/mrc-ide/global-lmic-reports/master/AFG/projections.csv | 2021-04-29 | hospital_incidence | 28.24 | 30.41 | 31.59 | 31.83 | 33.34 | 35.89 | Pessimistic | Afghanistan | AFG | 2022-01-02 | v8 | TRUE
https://raw.githubusercontent.com/mrc-ide/global-lmic-reports/master/AFG/projections.csv | 2021-04-29 | ICU_incidence | 8.6 | 9.26 | 9.62 | 9.69 | 10.16 | 10.93 | Pessimistic | Afghanistan | AFG | 2022-01-02 | v8 | TRUE
https://raw.githubusercontent.com/mrc-ide/global-lmic-reports/master/AFG/projections.csv | 2021-04-29 | prevalence | 27882.65 | 30815.23 | 31834.65 | 31898.07 | 33255.01 | 36012.79 | Pessimistic | Afghanistan | AFG | 2022-01-02 | v8 | TRUE
https://raw.githubusercontent.com/mrc-ide/global-lmic-reports/master/AFG/projections.csv | 2021-04-29 | cumulative_infections | 1169247.7 | 1211873.35 | 1240987.28 | 1246119.83 | 1267879.57 | 1375195.59 | Pessimistic | Afghanistan | AFG | 2022-01-02 | v8 | TRUE
https://raw.githubusercontent.com/mrc-ide/global-lmic-reports/master/AFG/projections.csv | 2021-04-29 | cumulative_deaths | 2377.19 | 2468.31 | 2546.11 | 2551.41 | 2600.56 | 2838.86 | Pessimistic | Afghanistan | AFG | 2022-01-02 | v8 | TRUE
https://raw.githubusercontent.com/mrc-ide/global-lmic-reports/master/AFG/projections.csv | 2021-04-29 | Rt | 1.29 | 1.33 | 1.35 | 1.34 | 1.36 | 1.38 | Pessimistic | Afghanistan | AFG | 2022-01-02 | v8 | TRUE
https://raw.githubusercontent.com/mrc-ide/global-lmic-reports/master/AFG/projections.csv | 2021-04-29 | Reff | 1.24 | 1.28 | 1.3 | 1.29 | 1.31 | 1.33 | Pessimistic | Afghanistan | AFG | 2022-01-02 | v8 | TRUE
https://raw.githubusercontent.com/mrc-ide/global-lmic-reports/master/AFG/projections.csv | 2021-04-29 | infections | 4632.68 | 5106.14 | 5288.65 | 5302.54 | 5578.59 | 6044.47 | Relax Interventions 50% | Afghanistan | AFG | 2022-01-02 | v8 | TRUE
https://raw.githubusercontent.com/mrc-ide/global-lmic-reports/master/AFG/projections.csv | 2021-04-29 | deaths | 4.82 | 5.19 | 5.42 | 5.46 | 5.63 | 6.14 | Relax Interventions 50% | Afghanistan | AFG | 2022-01-02 | v8 | TRUE
https://raw.githubusercontent.com/mrc-ide/global-lmic-reports/master/AFG/projections.csv | 2021-04-29 | hospital_demand | 216.74 | 233.69 | 244.01 | 244.83 | 252.4 | 273.04 | Relax Interventions 50% | Afghanistan | AFG | 2022-01-02 | v8 | TRUE
https://raw.githubusercontent.com/mrc-ide/global-lmic-reports/master/AFG/projections.csv | 2021-04-29 | ICU_demand | 83.88 | 90.45 | 94.53 | 94.93 | 97.72 | 106.13 | Relax Interventions 50% | Afghanistan | AFG | 2022-01-02 | v8 | TRUE
https://raw.githubusercontent.com/mrc-ide/global-lmic-reports/master/AFG/projections.csv | 2021-04-29 | hospital_incidence | 28.24 | 30.41 | 31.59 | 31.83 | 33.34 | 35.89 | Relax Interventions 50% | Afghanistan | AFG | 2022-01-02 | v8 | TRUE
https://raw.githubusercontent.com/mrc-ide/global-lmic-reports/master/AFG/projections.csv | 2021-04-29 | ICU_incidence | 8.6 | 9.26 | 9.62 | 9.69 | 10.16 | 10.93 | Relax Interventions 50% | Afghanistan | AFG | 2022-01-02 | v8 | TRUE
https://raw.githubusercontent.com/mrc-ide/global-lmic-reports/master/AFG/projections.csv | 2021-04-29 | prevalence | 27882.65 | 30815.23 | 31834.65 | 31898.07 | 33255.01 | 36012.79 | Relax Interventions 50% | Afghanistan | AFG | 2022-01-02 | v8 | TRUE
https://raw.githubusercontent.com/mrc-ide/global-lmic-reports/master/AFG/projections.csv | 2021-04-29 | cumulative_infections | 1169247.7 | 1211873.35 | 1240987.28 | 1246119.83 | 1267879.57 | 1375195.59 | Relax Interventions 50% | Afghanistan | AFG | 2022-01-02 | v8 | TRUE
https://raw.githubusercontent.com/mrc-ide/global-lmic-reports/master/AFG/projections.csv | 2021-04-29 | cumulative_deaths | 2377.19 | 2468.31 | 2546.11 | 2551.41 | 2600.56 | 2838.86 | Relax Interventions 50% | Afghanistan | AFG | 2022-01-02 | v8 | TRUE
https://raw.githubusercontent.com/mrc-ide/global-lmic-reports/master/AFG/projections.csv | 2021-04-29 | Rt | 1.29 | 1.33 | 1.35 | 1.34 | 1.36 | 1.38 | Relax Interventions 50% | Afghanistan | AFG | 2022-01-02 | v8 | TRUE
https://raw.githubusercontent.com/mrc-ide/global-lmic-reports/master/AFG/projections.csv | 2021-04-29 | Reff | 1.24 | 1.28 | 1.3 | 1.29 | 1.31 | 1.33 | Relax Interventions 50% | Afghanistan | AFG | 2022-01-02 | v8 | TRUE
https://raw.githubusercontent.com/mrc-ide/global-lmic-reports/master/AFG/projections.csv | 2021-04-29 | infections | 4605.04 | 5075.51 | 5287.98 | 5338.29 | 5528.05 | 6139.74 | Surged Additional 50% Reduction | Afghanistan | AFG | 2022-01-02 | v8 | TRUE
https://raw.githubusercontent.com/mrc-ide/global-lmic-reports/master/AFG/projections.csv | 2021-04-29 | deaths | 4.88 | 5.29 | 5.45 | 5.51 | 5.77 | 6.13 | Surged Additional 50% Reduction | Afghanistan | AFG | 2022-01-02 | v8 | TRUE
https://raw.githubusercontent.com/mrc-ide/global-lmic-reports/master/AFG/projections.csv | 2021-04-29 | hospital_demand | 219.27 | 235.43 | 244.8 | 246.98 | 260.53 | 276.65 | Surged Additional 50% Reduction | Afghanistan | AFG | 2022-01-02 | v8 | TRUE
https://raw.githubusercontent.com/mrc-ide/global-lmic-reports/master/AFG/projections.csv | 2021-04-29 | ICU_demand | 85 | 92.14 | 94.99 | 95.75 | 100.45 | 106.94 | Surged Additional 50% Reduction | Afghanistan | AFG | 2022-01-02 | v8 | TRUE
https://raw.githubusercontent.com/mrc-ide/global-lmic-reports/master/AFG/projections.csv | 2021-04-29 | hospital_incidence | 28.41 | 30.59 | 31.86 | 32.09 | 33.81 | 36.53 | Surged Additional 50% Reduction | Afghanistan | AFG | 2022-01-02 | v8 | TRUE
https://raw.githubusercontent.com/mrc-ide/global-lmic-reports/master/AFG/projections.csv | 2021-04-29 | ICU_incidence | 8.65 | 9.32 | 9.7 | 9.77 | 10.3 | 11.13 | Surged Additional 50% Reduction | Afghanistan | AFG | 2022-01-02 | v8 | TRUE
https://raw.githubusercontent.com/mrc-ide/global-lmic-reports/master/AFG/projections.csv | 2021-04-29 | prevalence | 28371.94 | 30635.32 | 31882.97 | 32101.87 | 33337.58 | 36341.89 | Surged Additional 50% Reduction | Afghanistan | AFG | 2022-01-02 | v8 | TRUE
https://raw.githubusercontent.com/mrc-ide/global-lmic-reports/master/AFG/projections.csv | 2021-04-29 | cumulative_infections | 1164863.66 | 1203886.58 | 1231877.21 | 1235570.65 | 1265315.03 | 1322360.45 | Surged Additional 50% Reduction | Afghanistan | AFG | 2022-01-02 | v8 | TRUE
https://raw.githubusercontent.com/mrc-ide/global-lmic-reports/master/AFG/projections.csv | 2021-04-29 | cumulative_deaths | 2362.58 | 2451.23 | 2512.36 | 2513.59 | 2574.88 | 2689.56 | Surged Additional 50% Reduction | Afghanistan | AFG | 2022-01-02 | v8 | TRUE
https://raw.githubusercontent.com/mrc-ide/global-lmic-reports/master/AFG/projections.csv | 2021-04-29 | Rt | 1.3 | 1.33 | 1.34 | 1.34 | 1.36 | 1.39 | Surged Additional 50% Reduction | Afghanistan | AFG | 2022-01-02 | v8 | TRUE
https://raw.githubusercontent.com/mrc-ide/global-lmic-reports/master/AFG/projections.csv | 2021-04-29 | Reff | 1.25 | 1.28 | 1.29 | 1.29 | 1.31 | 1.34 | Surged Additional 50% Reduction | Afghanistan | AFG | 2022-01-02 | v8 | TRUE
https://raw.githubusercontent.com/mrc-ide/global-lmic-reports/master/AFG/projections.csv | 2021-04-29 | infections | 4605.04 | 5075.51 | 5287.98 | 5338.29 | 5528.05 | 6139.74 | Surged Maintain Status Quo | Afghanistan | AFG | 2022-01-02 | v8 | TRUE
https://raw.githubusercontent.com/mrc-ide/global-lmic-reports/master/AFG/projections.csv | 2021-04-29 | deaths | 4.88 | 5.29 | 5.45 | 5.51 | 5.77 | 6.13 | Surged Maintain Status Quo | Afghanistan | AFG | 2022-01-02 | v8 | TRUE
https://raw.githubusercontent.com/mrc-ide/global-lmic-reports/master/AFG/projections.csv | 2021-04-29 | hospital_demand | 219.27 | 235.43 | 244.8 | 246.98 | 260.53 | 276.65 | Surged Maintain Status Quo | Afghanistan | AFG | 2022-01-02 | v8 | TRUE
https://raw.githubusercontent.com/mrc-ide/global-lmic-reports/master/AFG/projections.csv | 2021-04-29 | ICU_demand | 85 | 92.14 | 94.99 | 95.75 | 100.45 | 106.94 | Surged Maintain Status Quo | Afghanistan | AFG | 2022-01-02 | v8 | TRUE
https://raw.githubusercontent.com/mrc-ide/global-lmic-reports/master/AFG/projections.csv | 2021-04-29 | hospital_incidence | 28.41 | 30.59 | 31.86 | 32.09 | 33.81 | 36.53 | Surged Maintain Status Quo | Afghanistan | AFG | 2022-01-02 | v8 | TRUE
https://raw.githubusercontent.com/mrc-ide/global-lmic-reports/master/AFG/projections.csv | 2021-04-29 | ICU_incidence | 8.65 | 9.32 | 9.7 | 9.77 | 10.3 | 11.13 | Surged Maintain Status Quo | Afghanistan | AFG | 2022-01-02 | v8 | TRUE
https://raw.githubusercontent.com/mrc-ide/global-lmic-reports/master/AFG/projections.csv | 2021-04-29 | prevalence | 28371.94 | 30635.32 | 31882.97 | 32101.87 | 33337.58 | 36341.89 | Surged Maintain Status Quo | Afghanistan | AFG | 2022-01-02 | v8 | TRUE
https://raw.githubusercontent.com/mrc-ide/global-lmic-reports/master/AFG/projections.csv | 2021-04-29 | cumulative_infections | 1164863.66 | 1203886.58 | 1231877.21 | 1235570.65 | 1265315.03 | 1322360.45 | Surged Maintain Status Quo | Afghanistan | AFG | 2022-01-02 | v8 | TRUE
https://raw.githubusercontent.com/mrc-ide/global-lmic-reports/master/AFG/projections.csv | 2021-04-29 | cumulative_deaths | 2362.58 | 2451.23 | 2512.36 | 2513.59 | 2574.88 | 2689.56 | Surged Maintain Status Quo | Afghanistan | AFG | 2022-01-02 | v8 | TRUE
https://raw.githubusercontent.com/mrc-ide/global-lmic-reports/master/AFG/projections.csv | 2021-04-29 | Rt | 1.3 | 1.33 | 1.34 | 1.34 | 1.36 | 1.39 | Surged Maintain Status Quo | Afghanistan | AFG | 2022-01-02 | v8 | TRUE
https://raw.githubusercontent.com/mrc-ide/global-lmic-reports/master/AFG/projections.csv | 2021-04-29 | Reff | 1.25 | 1.28 | 1.29 | 1.29 | 1.31 | 1.34 | Surged Maintain Status Quo | Afghanistan | AFG | 2022-01-02 | v8 | TRUE
https://raw.githubusercontent.com/mrc-ide/global-lmic-reports/master/AFG/projections.csv | 2021-04-29 | infections | 4605.04 | 5075.51 | 5287.98 | 5338.29 | 5528.05 | 6139.74 | Surged Optimistic | Afghanistan | AFG | 2022-01-02 | v8 | TRUE
https://raw.githubusercontent.com/mrc-ide/global-lmic-reports/master/AFG/projections.csv | 2021-04-29 | deaths | 4.88 | 5.29 | 5.45 | 5.51 | 5.77 | 6.13 | Surged Optimistic | Afghanistan | AFG | 2022-01-02 | v8 | TRUE
https://raw.githubusercontent.com/mrc-ide/global-lmic-reports/master/AFG/projections.csv | 2021-04-29 | hospital_demand | 219.27 | 235.43 | 244.8 | 246.98 | 260.53 | 276.65 | Surged Optimistic | Afghanistan | AFG | 2022-01-02 | v8 | TRUE
https://raw.githubusercontent.com/mrc-ide/global-lmic-reports/master/AFG/projections.csv | 2021-04-29 | ICU_demand | 85 | 92.14 | 94.99 | 95.75 | 100.45 | 106.94 | Surged Optimistic | Afghanistan | AFG | 2022-01-02 | v8 | TRUE
https://raw.githubusercontent.com/mrc-ide/global-lmic-reports/master/AFG/projections.csv | 2021-04-29 | hospital_incidence | 28.41 | 30.59 | 31.86 | 32.09 | 33.81 | 36.53 | Surged Optimistic | Afghanistan | AFG | 2022-01-02 | v8 | TRUE
https://raw.githubusercontent.com/mrc-ide/global-lmic-reports/master/AFG/projections.csv | 2021-04-29 | ICU_incidence | 8.65 | 9.32 | 9.7 | 9.77 | 10.3 | 11.13 | Surged Optimistic | Afghanistan | AFG | 2022-01-02 | v8 | TRUE
https://raw.githubusercontent.com/mrc-ide/global-lmic-reports/master/AFG/projections.csv | 2021-04-29 | prevalence | 28371.94 | 30635.32 | 31882.97 | 32101.87 | 33337.58 | 36341.89 | Surged Optimistic | Afghanistan | AFG | 2022-01-02 | v8 | TRUE
https://raw.githubusercontent.com/mrc-ide/global-lmic-reports/master/AFG/projections.csv | 2021-04-29 | cumulative_infections | 1164863.66 | 1203886.58 | 1231877.21 | 1235570.65 | 1265315.03 | 1322360.45 | Surged Optimistic | Afghanistan | AFG | 2022-01-02 | v8 | TRUE
https://raw.githubusercontent.com/mrc-ide/global-lmic-reports/master/AFG/projections.csv | 2021-04-29 | cumulative_deaths | 2362.58 | 2451.23 | 2512.36 | 2513.59 | 2574.88 | 2689.56 | Surged Optimistic | Afghanistan | AFG | 2022-01-02 | v8 | TRUE
https://raw.githubusercontent.com/mrc-ide/global-lmic-reports/master/AFG/projections.csv | 2021-04-29 | Rt | 1.3 | 1.33 | 1.34 | 1.34 | 1.36 | 1.39 | Surged Optimistic | Afghanistan | AFG | 2022-01-02 | v8 | TRUE
https://raw.githubusercontent.com/mrc-ide/global-lmic-reports/master/AFG/projections.csv | 2021-04-29 | Reff | 1.25 | 1.28 | 1.29 | 1.29 | 1.31 | 1.34 | Surged Optimistic | Afghanistan | AFG | 2022-01-02 | v8 | TRUE
https://raw.githubusercontent.com/mrc-ide/global-lmic-reports/master/AFG/projections.csv | 2021-04-29 | infections | 4605.04 | 5075.51 | 5287.98 | 5338.29 | 5528.05 | 6139.74 | Surged Pessimistic | Afghanistan | AFG | 2022-01-02 | v8 | TRUE
https://raw.githubusercontent.com/mrc-ide/global-lmic-reports/master/AFG/projections.csv | 2021-04-29 | deaths | 4.88 | 5.29 | 5.45 | 5.51 | 5.77 | 6.13 | Surged Pessimistic | Afghanistan | AFG | 2022-01-02 | v8 | TRUE
https://raw.githubusercontent.com/mrc-ide/global-lmic-reports/master/AFG/projections.csv | 2021-04-29 | hospital_demand | 219.27 | 235.43 | 244.8 | 246.98 | 260.53 | 276.65 | Surged Pessimistic | Afghanistan | AFG | 2022-01-02 | v8 | TRUE
https://raw.githubusercontent.com/mrc-ide/global-lmic-reports/master/AFG/projections.csv | 2021-04-29 | ICU_demand | 85 | 92.14 | 94.99 | 95.75 | 100.45 | 106.94 | Surged Pessimistic | Afghanistan | AFG | 2022-01-02 | v8 | TRUE
https://raw.githubusercontent.com/mrc-ide/global-lmic-reports/master/AFG/projections.csv | 2021-04-29 | hospital_incidence | 28.41 | 30.59 | 31.86 | 32.09 | 33.81 | 36.53 | Surged Pessimistic | Afghanistan | AFG | 2022-01-02 | v8 | TRUE
https://raw.githubusercontent.com/mrc-ide/global-lmic-reports/master/AFG/projections.csv | 2021-04-29 | ICU_incidence | 8.65 | 9.32 | 9.7 | 9.77 | 10.3 | 11.13 | Surged Pessimistic | Afghanistan | AFG | 2022-01-02 | v8 | TRUE
https://raw.githubusercontent.com/mrc-ide/global-lmic-reports/master/AFG/projections.csv | 2021-04-29 | prevalence | 28371.94 | 30635.32 | 31882.97 | 32101.87 | 33337.58 | 36341.89 | Surged Pessimistic | Afghanistan | AFG | 2022-01-02 | v8 | TRUE
https://raw.githubusercontent.com/mrc-ide/global-lmic-reports/master/AFG/projections.csv | 2021-04-29 | cumulative_infections | 1164863.66 | 1203886.58 | 1231877.21 | 1235570.65 | 1265315.03 | 1322360.45 | Surged Pessimistic | Afghanistan | AFG | 2022-01-02 | v8 | TRUE
https://raw.githubusercontent.com/mrc-ide/global-lmic-reports/master/AFG/projections.csv | 2021-04-29 | cumulative_deaths | 2362.58 | 2451.23 | 2512.36 | 2513.59 | 2574.88 | 2689.56 | Surged Pessimistic | Afghanistan | AFG | 2022-01-02 | v8 | TRUE
https://raw.githubusercontent.com/mrc-ide/global-lmic-reports/master/AFG/projections.csv | 2021-04-29 | Rt | 1.3 | 1.33 | 1.34 | 1.34 | 1.36 | 1.39 | Surged Pessimistic | Afghanistan | AFG | 2022-01-02 | v8 | TRUE
https://raw.githubusercontent.com/mrc-ide/global-lmic-reports/master/AFG/projections.csv | 2021-04-29 | Reff | 1.25 | 1.28 | 1.29 | 1.29 | 1.31 | 1.34 | Surged Pessimistic | Afghanistan | AFG | 2022-01-02 | v8 | TRUE
https://raw.githubusercontent.com/mrc-ide/global-lmic-reports/master/AFG/projections.csv | 2021-04-29 | infections | 4605.04 | 5075.51 | 5287.98 | 5338.29 | 5528.05 | 6139.74 | Surged Relax Interventions 50% | Afghanistan | AFG | 2022-01-02 | v8 | TRUE
https://raw.githubusercontent.com/mrc-ide/global-lmic-reports/master/AFG/projections.csv | 2021-04-29 | deaths | 4.88 | 5.29 | 5.45 | 5.51 | 5.77 | 6.13 | Surged Relax Interventions 50% | Afghanistan | AFG | 2022-01-02 | v8 | TRUE
https://raw.githubusercontent.com/mrc-ide/global-lmic-reports/master/AFG/projections.csv | 2021-04-29 | hospital_demand | 219.27 | 235.43 | 244.8 | 246.98 | 260.53 | 276.65 | Surged Relax Interventions 50% | Afghanistan | AFG | 2022-01-02 | v8 | TRUE
https://raw.githubusercontent.com/mrc-ide/global-lmic-reports/master/AFG/projections.csv | 2021-04-29 | ICU_demand | 85 | 92.14 | 94.99 | 95.75 | 100.45 | 106.94 | Surged Relax Interventions 50% | Afghanistan | AFG | 2022-01-02 | v8 | TRUE
https://raw.githubusercontent.com/mrc-ide/global-lmic-reports/master/AFG/projections.csv | 2021-04-29 | hospital_incidence | 28.41 | 30.59 | 31.86 | 32.09 | 33.81 | 36.53 | Surged Relax Interventions 50% | Afghanistan | AFG | 2022-01-02 | v8 | TRUE
https://raw.githubusercontent.com/mrc-ide/global-lmic-reports/master/AFG/projections.csv | 2021-04-29 | ICU_incidence | 8.65 | 9.32 | 9.7 | 9.77 | 10.3 | 11.13 | Surged Relax Interventions 50% | Afghanistan | AFG | 2022-01-02 | v8 | TRUE
https://raw.githubusercontent.com/mrc-ide/global-lmic-reports/master/AFG/projections.csv | 2021-04-29 | prevalence | 28371.94 | 30635.32 | 31882.97 | 32101.87 | 33337.58 | 36341.89 | Surged Relax Interventions 50% | Afghanistan | AFG | 2022-01-02 | v8 | TRUE
https://raw.githubusercontent.com/mrc-ide/global-lmic-reports/master/AFG/projections.csv | 2021-04-29 | cumulative_infections | 1164863.66 | 1203886.58 | 1231877.21 | 1235570.65 | 1265315.03 | 1322360.45 | Surged Relax Interventions 50% | Afghanistan | AFG | 2022-01-02 | v8 | TRUE
https://raw.githubusercontent.com/mrc-ide/global-lmic-reports/master/AFG/projections.csv | 2021-04-29 | cumulative_deaths | 2362.58 | 2451.23 | 2512.36 | 2513.59 | 2574.88 | 2689.56 | Surged Relax Interventions 50% | Afghanistan | AFG | 2022-01-02 | v8 | TRUE
https://raw.githubusercontent.com/mrc-ide/global-lmic-reports/master/AFG/projections.csv | 2021-04-29 | Rt | 1.3 | 1.33 | 1.34 | 1.34 | 1.36 | 1.39 | Surged Relax Interventions 50% | Afghanistan | AFG | 2022-01-02 | v8 | TRUE
https://raw.githubusercontent.com/mrc-ide/global-lmic-reports/master/AFG/projections.csv | 2021-04-29 | Reff | 1.25 | 1.28 | 1.29 | 1.29 | 1.31 | 1.34 | Surged Relax Interventions 50% | Afghanistan | AFG | 2022-01-02 | v8 | TRUE
https://raw.githubusercontent.com/mrc-ide/global-lmic-reports/master/AFG/projections.csv | 2021-04-30 | infections | 4975.38 | 5438.46 | 5642.87 | 5661.86 | 5929.03 | 6378.03 | Additional 50% Reduction | Afghanistan | AFG | 2022-01-02 | v8 | TRUE
https://raw.githubusercontent.com/mrc-ide/global-lmic-reports/master/AFG/projections.csv | 2021-04-30 | deaths | 4.96 | 5.34 | 5.59 | 5.61 | 5.78 | 6.29 | Additional 50% Reduction | Afghanistan | AFG | 2022-01-02 | v8 | TRUE
https://raw.githubusercontent.com/mrc-ide/global-lmic-reports/master/AFG/projections.csv | 2021-04-30 | hospital_demand | 223.81 | 241.67 | 251.52 | 252.57 | 260.96 | 282.13 | Additional 50% Reduction | Afghanistan | AFG | 2022-01-02 | v8 | TRUE
https://raw.githubusercontent.com/mrc-ide/global-lmic-reports/master/AFG/projections.csv | 2021-04-30 | ICU_demand | 86.68 | 93.55 | 97.61 | 98 | 100.89 | 109.53 | Additional 50% Reduction | Afghanistan | AFG | 2022-01-02 | v8 | TRUE
https://raw.githubusercontent.com/mrc-ide/global-lmic-reports/master/AFG/projections.csv | 2021-04-30 | hospital_incidence | 29.31 | 31.66 | 32.87 | 33.05 | 34.54 | 37.4 | Additional 50% Reduction | Afghanistan | AFG | 2022-01-02 | v8 | TRUE
https://raw.githubusercontent.com/mrc-ide/global-lmic-reports/master/AFG/projections.csv | 2021-04-30 | ICU_incidence | 8.94 | 9.66 | 10.03 | 10.08 | 10.53 | 11.41 | Additional 50% Reduction | Afghanistan | AFG | 2022-01-02 | v8 | TRUE
https://raw.githubusercontent.com/mrc-ide/global-lmic-reports/master/AFG/projections.csv | 2021-04-30 | prevalence | 29073.37 | 32070.68 | 33137.77 | 33191.28 | 34635.23 | 37411.54 | Additional 50% Reduction | Afghanistan | AFG | 2022-01-02 | v8 | TRUE
https://raw.githubusercontent.com/mrc-ide/global-lmic-reports/master/AFG/projections.csv | 2021-04-30 | cumulative_infections | 1174532.95 | 1217415.37 | 1246337.75 | 1251781.69 | 1273599.85 | 1381338.46 | Additional 50% Reduction | Afghanistan | AFG | 2022-01-02 | v8 | TRUE
https://raw.githubusercontent.com/mrc-ide/global-lmic-reports/master/AFG/projections.csv | 2021-04-30 | cumulative_deaths | 2382.76 | 2474.25 | 2551.89 | 2557.02 | 2606.21 | 2845.03 | Additional 50% Reduction | Afghanistan | AFG | 2022-01-02 | v8 | TRUE
https://raw.githubusercontent.com/mrc-ide/global-lmic-reports/master/AFG/projections.csv | 2021-04-30 | Rt | 1.3 | 1.35 | 1.36 | 1.36 | 1.37 | 1.4 | Additional 50% Reduction | Afghanistan | AFG | 2022-01-02 | v8 | TRUE
https://raw.githubusercontent.com/mrc-ide/global-lmic-reports/master/AFG/projections.csv | 2021-04-30 | Reff | 1.25 | 1.3 | 1.31 | 1.31 | 1.32 | 1.35 | Additional 50% Reduction | Afghanistan | AFG | 2022-01-02 | v8 | TRUE
https://raw.githubusercontent.com/mrc-ide/global-lmic-reports/master/AFG/projections.csv | 2021-04-30 | infections | 4975.38 | 5438.46 | 5642.87 | 5661.86 | 5929.03 | 6378.03 | Maintain Status Quo | Afghanistan | AFG | 2022-01-02 | v8 | TRUE
https://raw.githubusercontent.com/mrc-ide/global-lmic-reports/master/AFG/projections.csv | 2021-04-30 | deaths | 4.96 | 5.34 | 5.59 | 5.61 | 5.78 | 6.29 | Maintain Status Quo | Afghanistan | AFG | 2022-01-02 | v8 | TRUE
https://raw.githubusercontent.com/mrc-ide/global-lmic-reports/master/AFG/projections.csv | 2021-04-30 | hospital_demand | 223.81 | 241.67 | 251.52 | 252.57 | 260.96 | 282.13 | Maintain Status Quo | Afghanistan | AFG | 2022-01-02 | v8 | TRUE
https://raw.githubusercontent.com/mrc-ide/global-lmic-reports/master/AFG/projections.csv | 2021-04-30 | ICU_demand | 86.68 | 93.55 | 97.61 | 98 | 100.89 | 109.53 | Maintain Status Quo | Afghanistan | AFG | 2022-01-02 | v8 | TRUE
https://raw.githubusercontent.com/mrc-ide/global-lmic-reports/master/AFG/projections.csv | 2021-04-30 | hospital_incidence | 29.31 | 31.66 | 32.87 | 33.05 | 34.54 | 37.4 | Maintain Status Quo | Afghanistan | AFG | 2022-01-02 | v8 | TRUE
https://raw.githubusercontent.com/mrc-ide/global-lmic-reports/master/AFG/projections.csv | 2021-04-30 | ICU_incidence | 8.94 | 9.66 | 10.03 | 10.08 | 10.53 | 11.41 | Maintain Status Quo | Afghanistan | AFG | 2022-01-02 | v8 | TRUE
https://raw.githubusercontent.com/mrc-ide/global-lmic-reports/master/AFG/projections.csv | 2021-04-30 | prevalence | 29073.37 | 32070.68 | 33137.77 | 33191.28 | 34635.23 | 37411.54 | Maintain Status Quo | Afghanistan | AFG | 2022-01-02 | v8 | TRUE
https://raw.githubusercontent.com/mrc-ide/global-lmic-reports/master/AFG/projections.csv | 2021-04-30 | cumulative_infections | 1174532.95 | 1217415.37 | 1246337.75 | 1251781.69 | 1273599.85 | 1381338.46 | Maintain Status Quo | Afghanistan | AFG | 2022-01-02 | v8 | TRUE
https://raw.githubusercontent.com/mrc-ide/global-lmic-reports/master/AFG/projections.csv | 2021-04-30 | cumulative_deaths | 2382.76 | 2474.25 | 2551.89 | 2557.02 | 2606.21 | 2845.03 | Maintain Status Quo | Afghanistan | AFG | 2022-01-02 | v8 | TRUE
https://raw.githubusercontent.com/mrc-ide/global-lmic-reports/master/AFG/projections.csv | 2021-04-30 | Rt | 1.3 | 1.35 | 1.36 | 1.36 | 1.37 | 1.4 | Maintain Status Quo | Afghanistan | AFG | 2022-01-02 | v8 | TRUE
https://raw.githubusercontent.com/mrc-ide/global-lmic-reports/master/AFG/projections.csv | 2021-04-30 | Reff | 1.25 | 1.3 | 1.31 | 1.31 | 1.32 | 1.35 | Maintain Status Quo | Afghanistan | AFG | 2022-01-02 | v8 | TRUE
https://raw.githubusercontent.com/mrc-ide/global-lmic-reports/master/AFG/projections.csv | 2021-04-30 | infections | 4975.38 | 5438.46 | 5642.87 | 5661.86 | 5929.03 | 6378.03 | Optimistic | Afghanistan | AFG | 2022-01-02 | v8 | TRUE
https://raw.githubusercontent.com/mrc-ide/global-lmic-reports/master/AFG/projections.csv | 2021-04-30 | deaths | 4.96 | 5.34 | 5.59 | 5.61 | 5.78 | 6.29 | Optimistic | Afghanistan | AFG | 2022-01-02 | v8 | TRUE
https://raw.githubusercontent.com/mrc-ide/global-lmic-reports/master/AFG/projections.csv | 2021-04-30 | hospital_demand | 223.81 | 241.67 | 251.52 | 252.57 | 260.96 | 282.13 | Optimistic | Afghanistan | AFG | 2022-01-02 | v8 | TRUE
https://raw.githubusercontent.com/mrc-ide/global-lmic-reports/master/AFG/projections.csv | 2021-04-30 | ICU_demand | 86.68 | 93.55 | 97.61 | 98 | 100.89 | 109.53 | Optimistic | Afghanistan | AFG | 2022-01-02 | v8 | TRUE
https://raw.githubusercontent.com/mrc-ide/global-lmic-reports/master/AFG/projections.csv | 2021-04-30 | hospital_incidence | 29.31 | 31.66 | 32.87 | 33.05 | 34.54 | 37.4 | Optimistic | Afghanistan | AFG | 2022-01-02 | v8 | TRUE
https://raw.githubusercontent.com/mrc-ide/global-lmic-reports/master/AFG/projections.csv | 2021-04-30 | ICU_incidence | 8.94 | 9.66 | 10.03 | 10.08 | 10.53 | 11.41 | Optimistic | Afghanistan | AFG | 2022-01-02 | v8 | TRUE
https://raw.githubusercontent.com/mrc-ide/global-lmic-reports/master/AFG/projections.csv | 2021-04-30 | prevalence | 29073.37 | 32070.68 | 33137.77 | 33191.28 | 34635.23 | 37411.54 | Optimistic | Afghanistan | AFG | 2022-01-02 | v8 | TRUE
https://raw.githubusercontent.com/mrc-ide/global-lmic-reports/master/AFG/projections.csv | 2021-04-30 | cumulative_infections | 1174532.95 | 1217415.37 | 1246337.75 | 1251781.69 | 1273599.85 | 1381338.46 | Optimistic | Afghanistan | AFG | 2022-01-02 | v8 | TRUE
https://raw.githubusercontent.com/mrc-ide/global-lmic-reports/master/AFG/projections.csv | 2021-04-30 | cumulative_deaths | 2382.76 | 2474.25 | 2551.89 | 2557.02 | 2606.21 | 2845.03 | Optimistic | Afghanistan | AFG | 2022-01-02 | v8 | TRUE
https://raw.githubusercontent.com/mrc-ide/global-lmic-reports/master/AFG/projections.csv | 2021-04-30 | Rt | 1.3 | 1.35 | 1.36 | 1.36 | 1.37 | 1.4 | Optimistic | Afghanistan | AFG | 2022-01-02 | v8 | TRUE
https://raw.githubusercontent.com/mrc-ide/global-lmic-reports/master/AFG/projections.csv | 2021-04-30 | Reff | 1.25 | 1.3 | 1.31 | 1.31 | 1.32 | 1.35 | Optimistic | Afghanistan | AFG | 2022-01-02 | v8 | TRUE
https://raw.githubusercontent.com/mrc-ide/global-lmic-reports/master/AFG/projections.csv | 2021-04-30 | infections | 4975.38 | 5438.46 | 5642.87 | 5661.86 | 5929.03 | 6378.03 | Pessimistic | Afghanistan | AFG | 2022-01-02 | v8 | TRUE
https://raw.githubusercontent.com/mrc-ide/global-lmic-reports/master/AFG/projections.csv | 2021-04-30 | deaths | 4.96 | 5.34 | 5.59 | 5.61 | 5.78 | 6.29 | Pessimistic | Afghanistan | AFG | 2022-01-02 | v8 | TRUE
https://raw.githubusercontent.com/mrc-ide/global-lmic-reports/master/AFG/projections.csv | 2021-04-30 | hospital_demand | 223.81 | 241.67 | 251.52 | 252.57 | 260.96 | 282.13 | Pessimistic | Afghanistan | AFG | 2022-01-02 | v8 | TRUE
https://raw.githubusercontent.com/mrc-ide/global-lmic-reports/master/AFG/projections.csv | 2021-04-30 | ICU_demand | 86.68 | 93.55 | 97.61 | 98 | 100.89 | 109.53 | Pessimistic | Afghanistan | AFG | 2022-01-02 | v8 | TRUE
https://raw.githubusercontent.com/mrc-ide/global-lmic-reports/master/AFG/projections.csv | 2021-04-30 | hospital_incidence | 29.31 | 31.66 | 32.87 | 33.05 | 34.54 | 37.4 | Pessimistic | Afghanistan | AFG | 2022-01-02 | v8 | TRUE
https://raw.githubusercontent.com/mrc-ide/global-lmic-reports/master/AFG/projections.csv | 2021-04-30 | ICU_incidence | 8.94 | 9.66 | 10.03 | 10.08 | 10.53 | 11.41 | Pessimistic | Afghanistan | AFG | 2022-01-02 | v8 | TRUE
https://raw.githubusercontent.com/mrc-ide/global-lmic-reports/master/AFG/projections.csv | 2021-04-30 | prevalence | 29073.37 | 32070.68 | 33137.77 | 33191.28 | 34635.23 | 37411.54 | Pessimistic | Afghanistan | AFG | 2022-01-02 | v8 | TRUE
https://raw.githubusercontent.com/mrc-ide/global-lmic-reports/master/AFG/projections.csv | 2021-04-30 | cumulative_infections | 1174532.95 | 1217415.37 | 1246337.75 | 1251781.69 | 1273599.85 | 1381338.46 | Pessimistic | Afghanistan | AFG | 2022-01-02 | v8 | TRUE
https://raw.githubusercontent.com/mrc-ide/global-lmic-reports/master/AFG/projections.csv | 2021-04-30 | cumulative_deaths | 2382.76 | 2474.25 | 2551.89 | 2557.02 | 2606.21 | 2845.03 | Pessimistic | Afghanistan | AFG | 2022-01-02 | v8 | TRUE
https://raw.githubusercontent.com/mrc-ide/global-lmic-reports/master/AFG/projections.csv | 2021-04-30 | Rt | 1.3 | 1.35 | 1.36 | 1.36 | 1.37 | 1.4 | Pessimistic | Afghanistan | AFG | 2022-01-02 | v8 | TRUE
https://raw.githubusercontent.com/mrc-ide/global-lmic-reports/master/AFG/projections.csv | 2021-04-30 | Reff | 1.25 | 1.3 | 1.31 | 1.31 | 1.32 | 1.35 | Pessimistic | Afghanistan | AFG | 2022-01-02 | v8 | TRUE
https://raw.githubusercontent.com/mrc-ide/global-lmic-reports/master/AFG/projections.csv | 2021-04-30 | infections | 4975.38 | 5438.46 | 5642.87 | 5661.86 | 5929.03 | 6378.03 | Relax Interventions 50% | Afghanistan | AFG | 2022-01-02 | v8 | TRUE
https://raw.githubusercontent.com/mrc-ide/global-lmic-reports/master/AFG/projections.csv | 2021-04-30 | deaths | 4.96 | 5.34 | 5.59 | 5.61 | 5.78 | 6.29 | Relax Interventions 50% | Afghanistan | AFG | 2022-01-02 | v8 | TRUE
https://raw.githubusercontent.com/mrc-ide/global-lmic-reports/master/AFG/projections.csv | 2021-04-30 | hospital_demand | 223.81 | 241.67 | 251.52 | 252.57 | 260.96 | 282.13 | Relax Interventions 50% | Afghanistan | AFG | 2022-01-02 | v8 | TRUE
https://raw.githubusercontent.com/mrc-ide/global-lmic-reports/master/AFG/projections.csv | 2021-04-30 | ICU_demand | 86.68 | 93.55 | 97.61 | 98 | 100.89 | 109.53 | Relax Interventions 50% | Afghanistan | AFG | 2022-01-02 | v8 | TRUE
https://raw.githubusercontent.com/mrc-ide/global-lmic-reports/master/AFG/projections.csv | 2021-04-30 | hospital_incidence | 29.31 | 31.66 | 32.87 | 33.05 | 34.54 | 37.4 | Relax Interventions 50% | Afghanistan | AFG | 2022-01-02 | v8 | TRUE
https://raw.githubusercontent.com/mrc-ide/global-lmic-reports/master/AFG/projections.csv | 2021-04-30 | ICU_incidence | 8.94 | 9.66 | 10.03 | 10.08 | 10.53 | 11.41 | Relax Interventions 50% | Afghanistan | AFG | 2022-01-02 | v8 | TRUE
https://raw.githubusercontent.com/mrc-ide/global-lmic-reports/master/AFG/projections.csv | 2021-04-30 | prevalence | 29073.37 | 32070.68 | 33137.77 | 33191.28 | 34635.23 | 37411.54 | Relax Interventions 50% | Afghanistan | AFG | 2022-01-02 | v8 | TRUE
https://raw.githubusercontent.com/mrc-ide/global-lmic-reports/master/AFG/projections.csv | 2021-04-30 | cumulative_infections | 1174532.95 | 1217415.37 | 1246337.75 | 1251781.69 | 1273599.85 | 1381338.46 | Relax Interventions 50% | Afghanistan | AFG | 2022-01-02 | v8 | TRUE
https://raw.githubusercontent.com/mrc-ide/global-lmic-reports/master/AFG/projections.csv | 2021-04-30 | cumulative_deaths | 2382.76 | 2474.25 | 2551.89 | 2557.02 | 2606.21 | 2845.03 | Relax Interventions 50% | Afghanistan | AFG | 2022-01-02 | v8 | TRUE
https://raw.githubusercontent.com/mrc-ide/global-lmic-reports/master/AFG/projections.csv | 2021-04-30 | Rt | 1.3 | 1.35 | 1.36 | 1.36 | 1.37 | 1.4 | Relax Interventions 50% | Afghanistan | AFG | 2022-01-02 | v8 | TRUE
https://raw.githubusercontent.com/mrc-ide/global-lmic-reports/master/AFG/projections.csv | 2021-04-30 | Reff | 1.25 | 1.3 | 1.31 | 1.31 | 1.32 | 1.35 | Relax Interventions 50% | Afghanistan | AFG | 2022-01-02 | v8 | TRUE
https://raw.githubusercontent.com/mrc-ide/global-lmic-reports/master/AFG/projections.csv | 2021-04-30 | infections | 4957.45 | 5440.93 | 5642.79 | 5690.38 | 5886.47 | 6464.77 | Surged Additional 50% Reduction | Afghanistan | AFG | 2022-01-02 | v8 | TRUE
https://raw.githubusercontent.com/mrc-ide/global-lmic-reports/master/AFG/projections.csv | 2021-04-30 | deaths | 5.02 | 5.45 | 5.61 | 5.66 | 5.93 | 6.31 | Surged Additional 50% Reduction | Afghanistan | AFG | 2022-01-02 | v8 | TRUE
https://raw.githubusercontent.com/mrc-ide/global-lmic-reports/master/AFG/projections.csv | 2021-04-30 | hospital_demand | 226.21 | 242.62 | 252.61 | 254.77 | 269.41 | 286.31 | Surged Additional 50% Reduction | Afghanistan | AFG | 2022-01-02 | v8 | TRUE
https://raw.githubusercontent.com/mrc-ide/global-lmic-reports/master/AFG/projections.csv | 2021-04-30 | ICU_demand | 87.83 | 94.73 | 97.95 | 98.84 | 103.93 | 110.65 | Surged Additional 50% Reduction | Afghanistan | AFG | 2022-01-02 | v8 | TRUE
https://raw.githubusercontent.com/mrc-ide/global-lmic-reports/master/AFG/projections.csv | 2021-04-30 | hospital_incidence | 29.49 | 31.76 | 33.1 | 33.31 | 34.87 | 37.86 | Surged Additional 50% Reduction | Afghanistan | AFG | 2022-01-02 | v8 | TRUE
https://raw.githubusercontent.com/mrc-ide/global-lmic-reports/master/AFG/projections.csv | 2021-04-30 | ICU_incidence | 9 | 9.69 | 10.1 | 10.16 | 10.64 | 11.55 | Surged Additional 50% Reduction | Afghanistan | AFG | 2022-01-02 | v8 | TRUE
https://raw.githubusercontent.com/mrc-ide/global-lmic-reports/master/AFG/projections.csv | 2021-04-30 | prevalence | 29426.7 | 31862.1 | 33168.6 | 33393.12 | 34665.53 | 37776.05 | Surged Additional 50% Reduction | Afghanistan | AFG | 2022-01-02 | v8 | TRUE
https://raw.githubusercontent.com/mrc-ide/global-lmic-reports/master/AFG/projections.csv | 2021-04-30 | cumulative_infections | 1170421.4 | 1209478.57 | 1237456.7 | 1241261.03 | 1271049.86 | 1328495.89 | Surged Additional 50% Reduction | Afghanistan | AFG | 2022-01-02 | v8 | TRUE
https://raw.githubusercontent.com/mrc-ide/global-lmic-reports/master/AFG/projections.csv | 2021-04-30 | cumulative_deaths | 2368.32 | 2456.75 | 2517.57 | 2519.25 | 2580.1 | 2695.51 | Surged Additional 50% Reduction | Afghanistan | AFG | 2022-01-02 | v8 | TRUE
https://raw.githubusercontent.com/mrc-ide/global-lmic-reports/master/AFG/projections.csv | 2021-04-30 | Rt | 1.31 | 1.34 | 1.35 | 1.36 | 1.38 | 1.4 | Surged Additional 50% Reduction | Afghanistan | AFG | 2022-01-02 | v8 | TRUE
https://raw.githubusercontent.com/mrc-ide/global-lmic-reports/master/AFG/projections.csv | 2021-04-30 | Reff | 1.26 | 1.29 | 1.3 | 1.3 | 1.32 | 1.35 | Surged Additional 50% Reduction | Afghanistan | AFG | 2022-01-02 | v8 | TRUE
https://raw.githubusercontent.com/mrc-ide/global-lmic-reports/master/AFG/projections.csv | 2021-04-30 | infections | 4957.45 | 5440.93 | 5642.79 | 5690.38 | 5886.47 | 6464.77 | Surged Maintain Status Quo | Afghanistan | AFG | 2022-01-02 | v8 | TRUE
https://raw.githubusercontent.com/mrc-ide/global-lmic-reports/master/AFG/projections.csv | 2021-04-30 | deaths | 5.02 | 5.45 | 5.61 | 5.66 | 5.93 | 6.31 | Surged Maintain Status Quo | Afghanistan | AFG | 2022-01-02 | v8 | TRUE
https://raw.githubusercontent.com/mrc-ide/global-lmic-reports/master/AFG/projections.csv | 2021-04-30 | hospital_demand | 226.21 | 242.62 | 252.61 | 254.77 | 269.41 | 286.31 | Surged Maintain Status Quo | Afghanistan | AFG | 2022-01-02 | v8 | TRUE
https://raw.githubusercontent.com/mrc-ide/global-lmic-reports/master/AFG/projections.csv | 2021-04-30 | ICU_demand | 87.83 | 94.73 | 97.95 | 98.84 | 103.93 | 110.65 | Surged Maintain Status Quo | Afghanistan | AFG | 2022-01-02 | v8 | TRUE
https://raw.githubusercontent.com/mrc-ide/global-lmic-reports/master/AFG/projections.csv | 2021-04-30 | hospital_incidence | 29.49 | 31.76 | 33.1 | 33.31 | 34.87 | 37.86 | Surged Maintain Status Quo | Afghanistan | AFG | 2022-01-02 | v8 | TRUE
https://raw.githubusercontent.com/mrc-ide/global-lmic-reports/master/AFG/projections.csv | 2021-04-30 | ICU_incidence | 9 | 9.69 | 10.1 | 10.16 | 10.64 | 11.55 | Surged Maintain Status Quo | Afghanistan | AFG | 2022-01-02 | v8 | TRUE
https://raw.githubusercontent.com/mrc-ide/global-lmic-reports/master/AFG/projections.csv | 2021-04-30 | prevalence | 29426.7 | 31862.1 | 33168.6 | 33393.12 | 34665.53 | 37776.05 | Surged Maintain Status Quo | Afghanistan | AFG | 2022-01-02 | v8 | TRUE
https://raw.githubusercontent.com/mrc-ide/global-lmic-reports/master/AFG/projections.csv | 2021-04-30 | cumulative_infections | 1170421.4 | 1209478.57 | 1237456.7 | 1241261.03 | 1271049.86 | 1328495.89 | Surged Maintain Status Quo | Afghanistan | AFG | 2022-01-02 | v8 | TRUE
https://raw.githubusercontent.com/mrc-ide/global-lmic-reports/master/AFG/projections.csv | 2021-04-30 | cumulative_deaths | 2368.32 | 2456.75 | 2517.57 | 2519.25 | 2580.1 | 2695.51 | Surged Maintain Status Quo | Afghanistan | AFG | 2022-01-02 | v8 | TRUE
https://raw.githubusercontent.com/mrc-ide/global-lmic-reports/master/AFG/projections.csv | 2021-04-30 | Rt | 1.31 | 1.34 | 1.35 | 1.36 | 1.38 | 1.4 | Surged Maintain Status Quo | Afghanistan | AFG | 2022-01-02 | v8 | TRUE
https://raw.githubusercontent.com/mrc-ide/global-lmic-reports/master/AFG/projections.csv | 2021-04-30 | Reff | 1.26 | 1.29 | 1.3 | 1.3 | 1.32 | 1.35 | Surged Maintain Status Quo | Afghanistan | AFG | 2022-01-02 | v8 | TRUE
https://raw.githubusercontent.com/mrc-ide/global-lmic-reports/master/AFG/projections.csv | 2021-04-30 | infections | 4957.45 | 5440.93 | 5642.79 | 5690.38 | 5886.47 | 6464.77 | Surged Optimistic | Afghanistan | AFG | 2022-01-02 | v8 | TRUE
https://raw.githubusercontent.com/mrc-ide/global-lmic-reports/master/AFG/projections.csv | 2021-04-30 | deaths | 5.02 | 5.45 | 5.61 | 5.66 | 5.93 | 6.31 | Surged Optimistic | Afghanistan | AFG | 2022-01-02 | v8 | TRUE
https://raw.githubusercontent.com/mrc-ide/global-lmic-reports/master/AFG/projections.csv | 2021-04-30 | hospital_demand | 226.21 | 242.62 | 252.61 | 254.77 | 269.41 | 286.31 | Surged Optimistic | Afghanistan | AFG | 2022-01-02 | v8 | TRUE
https://raw.githubusercontent.com/mrc-ide/global-lmic-reports/master/AFG/projections.csv | 2021-04-30 | ICU_demand | 87.83 | 94.73 | 97.95 | 98.84 | 103.93 | 110.65 | Surged Optimistic | Afghanistan | AFG | 2022-01-02 | v8 | TRUE
https://raw.githubusercontent.com/mrc-ide/global-lmic-reports/master/AFG/projections.csv | 2021-04-30 | hospital_incidence | 29.49 | 31.76 | 33.1 | 33.31 | 34.87 | 37.86 | Surged Optimistic | Afghanistan | AFG | 2022-01-02 | v8 | TRUE
https://raw.githubusercontent.com/mrc-ide/global-lmic-reports/master/AFG/projections.csv | 2021-04-30 | ICU_incidence | 9 | 9.69 | 10.1 | 10.16 | 10.64 | 11.55 | Surged Optimistic | Afghanistan | AFG | 2022-01-02 | v8 | TRUE
https://raw.githubusercontent.com/mrc-ide/global-lmic-reports/master/AFG/projections.csv | 2021-04-30 | prevalence | 29426.7 | 31862.1 | 33168.6 | 33393.12 | 34665.53 | 37776.05 | Surged Optimistic | Afghanistan | AFG | 2022-01-02 | v8 | TRUE
https://raw.githubusercontent.com/mrc-ide/global-lmic-reports/master/AFG/projections.csv | 2021-04-30 | cumulative_infections | 1170421.4 | 1209478.57 | 1237456.7 | 1241261.03 | 1271049.86 | 1328495.89 | Surged Optimistic | Afghanistan | AFG | 2022-01-02 | v8 | TRUE
https://raw.githubusercontent.com/mrc-ide/global-lmic-reports/master/AFG/projections.csv | 2021-04-30 | cumulative_deaths | 2368.32 | 2456.75 | 2517.57 | 2519.25 | 2580.1 | 2695.51 | Surged Optimistic | Afghanistan | AFG | 2022-01-02 | v8 | TRUE
https://raw.githubusercontent.com/mrc-ide/global-lmic-reports/master/AFG/projections.csv | 2021-04-30 | Rt | 1.31 | 1.34 | 1.35 | 1.36 | 1.38 | 1.4 | Surged Optimistic | Afghanistan | AFG | 2022-01-02 | v8 | TRUE
https://raw.githubusercontent.com/mrc-ide/global-lmic-reports/master/AFG/projections.csv | 2021-04-30 | Reff | 1.26 | 1.29 | 1.3 | 1.3 | 1.32 | 1.35 | Surged Optimistic | Afghanistan | AFG | 2022-01-02 | v8 | TRUE
https://raw.githubusercontent.com/mrc-ide/global-lmic-reports/master/AFG/projections.csv | 2021-04-30 | infections | 4957.45 | 5440.93 | 5642.79 | 5690.38 | 5886.47 | 6464.77 | Surged Pessimistic | Afghanistan | AFG | 2022-01-02 | v8 | TRUE
https://raw.githubusercontent.com/mrc-ide/global-lmic-reports/master/AFG/projections.csv | 2021-04-30 | deaths | 5.02 | 5.45 | 5.61 | 5.66 | 5.93 | 6.31 | Surged Pessimistic | Afghanistan | AFG | 2022-01-02 | v8 | TRUE
https://raw.githubusercontent.com/mrc-ide/global-lmic-reports/master/AFG/projections.csv | 2021-04-30 | hospital_demand | 226.21 | 242.62 | 252.61 | 254.77 | 269.41 | 286.31 | Surged Pessimistic | Afghanistan | AFG | 2022-01-02 | v8 | TRUE
https://raw.githubusercontent.com/mrc-ide/global-lmic-reports/master/AFG/projections.csv | 2021-04-30 | ICU_demand | 87.83 | 94.73 | 97.95 | 98.84 | 103.93 | 110.65 | Surged Pessimistic | Afghanistan | AFG | 2022-01-02 | v8 | TRUE
https://raw.githubusercontent.com/mrc-ide/global-lmic-reports/master/AFG/projections.csv | 2021-04-30 | hospital_incidence | 29.49 | 31.76 | 33.1 | 33.31 | 34.87 | 37.86 | Surged Pessimistic | Afghanistan | AFG | 2022-01-02 | v8 | TRUE
https://raw.githubusercontent.com/mrc-ide/global-lmic-reports/master/AFG/projections.csv | 2021-04-30 | ICU_incidence | 9 | 9.69 | 10.1 | 10.16 | 10.64 | 11.55 | Surged Pessimistic | Afghanistan | AFG | 2022-01-02 | v8 | TRUE
https://raw.githubusercontent.com/mrc-ide/global-lmic-reports/master/AFG/projections.csv | 2021-04-30 | prevalence | 29426.7 | 31862.1 | 33168.6 | 33393.12 | 34665.53 | 37776.05 | Surged Pessimistic | Afghanistan | AFG | 2022-01-02 | v8 | TRUE
https://raw.githubusercontent.com/mrc-ide/global-lmic-reports/master/AFG/projections.csv | 2021-04-30 | cumulative_infections | 1170421.4 | 1209478.57 | 1237456.7 | 1241261.03 | 1271049.86 | 1328495.89 | Surged Pessimistic | Afghanistan | AFG | 2022-01-02 | v8 | TRUE
https://raw.githubusercontent.com/mrc-ide/global-lmic-reports/master/AFG/projections.csv | 2021-04-30 | cumulative_deaths | 2368.32 | 2456.75 | 2517.57 | 2519.25 | 2580.1 | 2695.51 | Surged Pessimistic | Afghanistan | AFG | 2022-01-02 | v8 | TRUE
https://raw.githubusercontent.com/mrc-ide/global-lmic-reports/master/AFG/projections.csv | 2021-04-30 | Rt | 1.31 | 1.34 | 1.35 | 1.36 | 1.38 | 1.4 | Surged Pessimistic | Afghanistan | AFG | 2022-01-02 | v8 | TRUE
https://raw.githubusercontent.com/mrc-ide/global-lmic-reports/master/AFG/projections.csv | 2021-04-30 | Reff | 1.26 | 1.29 | 1.3 | 1.3 | 1.32 | 1.35 | Surged Pessimistic | Afghanistan | AFG | 2022-01-02 | v8 | TRUE
https://raw.githubusercontent.com/mrc-ide/global-lmic-reports/master/AFG/projections.csv | 2021-04-30 | infections | 4957.45 | 5440.93 | 5642.79 | 5690.38 | 5886.47 | 6464.77 | Surged Relax Interventions 50% | Afghanistan | AFG | 2022-01-02 | v8 | TRUE
https://raw.githubusercontent.com/mrc-ide/global-lmic-reports/master/AFG/projections.csv | 2021-04-30 | deaths | 5.02 | 5.45 | 5.61 | 5.66 | 5.93 | 6.31 | Surged Relax Interventions 50% | Afghanistan | AFG | 2022-01-02 | v8 | TRUE
https://raw.githubusercontent.com/mrc-ide/global-lmic-reports/master/AFG/projections.csv | 2021-04-30 | hospital_demand | 226.21 | 242.62 | 252.61 | 254.77 | 269.41 | 286.31 | Surged Relax Interventions 50% | Afghanistan | AFG | 2022-01-02 | v8 | TRUE
https://raw.githubusercontent.com/mrc-ide/global-lmic-reports/master/AFG/projections.csv | 2021-04-30 | ICU_demand | 87.83 | 94.73 | 97.95 | 98.84 | 103.93 | 110.65 | Surged Relax Interventions 50% | Afghanistan | AFG | 2022-01-02 | v8 | TRUE
https://raw.githubusercontent.com/mrc-ide/global-lmic-reports/master/AFG/projections.csv | 2021-04-30 | hospital_incidence | 29.49 | 31.76 | 33.1 | 33.31 | 34.87 | 37.86 | Surged Relax Interventions 50% | Afghanistan | AFG | 2022-01-02 | v8 | TRUE
https://raw.githubusercontent.com/mrc-ide/global-lmic-reports/master/AFG/projections.csv | 2021-04-30 | ICU_incidence | 9 | 9.69 | 10.1 | 10.16 | 10.64 | 11.55 | Surged Relax Interventions 50% | Afghanistan | AFG | 2022-01-02 | v8 | TRUE
https://raw.githubusercontent.com/mrc-ide/global-lmic-reports/master/AFG/projections.csv | 2021-04-30 | prevalence | 29426.7 | 31862.1 | 33168.6 | 33393.12 | 34665.53 | 37776.05 | Surged Relax Interventions 50% | Afghanistan | AFG | 2022-01-02 | v8 | TRUE
https://raw.githubusercontent.com/mrc-ide/global-lmic-reports/master/AFG/projections.csv | 2021-04-30 | cumulative_infections | 1170421.4 | 1209478.57 | 1237456.7 | 1241261.03 | 1271049.86 | 1328495.89 | Surged Relax Interventions 50% | Afghanistan | AFG | 2022-01-02 | v8 | TRUE
https://raw.githubusercontent.com/mrc-ide/global-lmic-reports/master/AFG/projections.csv | 2021-04-30 | cumulative_deaths | 2368.32 | 2456.75 | 2517.57 | 2519.25 | 2580.1 | 2695.51 | Surged Relax Interventions 50% | Afghanistan | AFG | 2022-01-02 | v8 | TRUE
https://raw.githubusercontent.com/mrc-ide/global-lmic-reports/master/AFG/projections.csv | 2021-04-30 | Rt | 1.31 | 1.34 | 1.35 | 1.36 | 1.38 | 1.4 | Surged Relax Interventions 50% | Afghanistan | AFG | 2022-01-02 | v8 | TRUE
https://raw.githubusercontent.com/mrc-ide/global-lmic-reports/master/AFG/projections.csv | 2021-04-30 | Reff | 1.26 | 1.29 | 1.3 | 1.3 | 1.32 | 1.35 | Surged Relax Interventions 50% | Afghanistan | AFG | 2022-01-02 | v8 | TRUE
https://raw.githubusercontent.com/mrc-ide/global-lmic-reports/master/AFG/projections.csv | 2021-05-01 | infections | 5241.61 | 5729.72 | 5939.54 | 5953.53 | 6225.09 | 6696.91 | Additional 50% Reduction | Afghanistan | AFG | 2022-01-02 | v8 | TRUE
https://raw.githubusercontent.com/mrc-ide/global-lmic-reports/master/AFG/projections.csv | 2021-05-01 | deaths | 5.1 | 5.5 | 5.74 | 5.77 | 5.94 | 6.45 | Additional 50% Reduction | Afghanistan | AFG | 2022-01-02 | v8 | TRUE
https://raw.githubusercontent.com/mrc-ide/global-lmic-reports/master/AFG/projections.csv | 2021-05-01 | hospital_demand | 231.32 | 249.38 | 259.48 | 260.83 | 268.99 | 291.97 | Additional 50% Reduction | Afghanistan | AFG | 2022-01-02 | v8 | TRUE
https://raw.githubusercontent.com/mrc-ide/global-lmic-reports/master/AFG/projections.csv | 2021-05-01 | ICU_demand | 89.64 | 96.73 | 100.89 | 101.25 | 104.41 | 113.23 | Additional 50% Reduction | Afghanistan | AFG | 2022-01-02 | v8 | TRUE
https://raw.githubusercontent.com/mrc-ide/global-lmic-reports/master/AFG/projections.csv | 2021-05-01 | hospital_incidence | 30.33 | 32.96 | 34.21 | 34.33 | 35.78 | 38.81 | Additional 50% Reduction | Afghanistan | AFG | 2022-01-02 | v8 | TRUE
https://raw.githubusercontent.com/mrc-ide/global-lmic-reports/master/AFG/projections.csv | 2021-05-01 | ICU_incidence | 9.27 | 10.07 | 10.45 | 10.49 | 10.93 | 11.86 | Additional 50% Reduction | Afghanistan | AFG | 2022-01-02 | v8 | TRUE
https://raw.githubusercontent.com/mrc-ide/global-lmic-reports/master/AFG/projections.csv | 2021-05-01 | prevalence | 30376.3 | 33360.73 | 34504.75 | 34593.81 | 36118.22 | 38959.7 | Additional 50% Reduction | Afghanistan | AFG | 2022-01-02 | v8 | TRUE
https://raw.githubusercontent.com/mrc-ide/global-lmic-reports/master/AFG/projections.csv | 2021-05-01 | cumulative_infections | 1180060.79 | 1223160.67 | 1251858.53 | 1257735.22 | 1280219.4 | 1387826.44 | Additional 50% Reduction | Afghanistan | AFG | 2022-01-02 | v8 | TRUE
https://raw.githubusercontent.com/mrc-ide/global-lmic-reports/master/AFG/projections.csv | 2021-05-01 | cumulative_deaths | 2388.46 | 2480.36 | 2557.83 | 2562.79 | 2612.05 | 2851.37 | Additional 50% Reduction | Afghanistan | AFG | 2022-01-02 | v8 | TRUE
https://raw.githubusercontent.com/mrc-ide/global-lmic-reports/master/AFG/projections.csv | 2021-05-01 | Rt | 1.29 | 1.34 | 1.35 | 1.35 | 1.36 | 1.39 | Additional 50% Reduction | Afghanistan | AFG | 2022-01-02 | v8 | TRUE
https://raw.githubusercontent.com/mrc-ide/global-lmic-reports/master/AFG/projections.csv | 2021-05-01 | Reff | 1.24 | 1.29 | 1.3 | 1.3 | 1.31 | 1.33 | Additional 50% Reduction | Afghanistan | AFG | 2022-01-02 | v8 | TRUE
https://raw.githubusercontent.com/mrc-ide/global-lmic-reports/master/AFG/projections.csv | 2021-05-01 | infections | 5241.61 | 5729.72 | 5939.54 | 5953.53 | 6225.09 | 6696.91 | Maintain Status Quo | Afghanistan | AFG | 2022-01-02 | v8 | TRUE
https://raw.githubusercontent.com/mrc-ide/global-lmic-reports/master/AFG/projections.csv | 2021-05-01 | deaths | 5.1 | 5.5 | 5.74 | 5.77 | 5.94 | 6.45 | Maintain Status Quo | Afghanistan | AFG | 2022-01-02 | v8 | TRUE
https://raw.githubusercontent.com/mrc-ide/global-lmic-reports/master/AFG/projections.csv | 2021-05-01 | hospital_demand | 231.32 | 249.38 | 259.48 | 260.83 | 268.99 | 291.97 | Maintain Status Quo | Afghanistan | AFG | 2022-01-02 | v8 | TRUE
https://raw.githubusercontent.com/mrc-ide/global-lmic-reports/master/AFG/projections.csv | 2021-05-01 | ICU_demand | 89.64 | 96.73 | 100.89 | 101.25 | 104.41 | 113.23 | Maintain Status Quo | Afghanistan | AFG | 2022-01-02 | v8 | TRUE
https://raw.githubusercontent.com/mrc-ide/global-lmic-reports/master/AFG/projections.csv | 2021-05-01 | hospital_incidence | 30.33 | 32.96 | 34.21 | 34.33 | 35.78 | 38.81 | Maintain Status Quo | Afghanistan | AFG | 2022-01-02 | v8 | TRUE
https://raw.githubusercontent.com/mrc-ide/global-lmic-reports/master/AFG/projections.csv | 2021-05-01 | ICU_incidence | 9.27 | 10.07 | 10.45 | 10.49 | 10.93 | 11.86 | Maintain Status Quo | Afghanistan | AFG | 2022-01-02 | v8 | TRUE
https://raw.githubusercontent.com/mrc-ide/global-lmic-reports/master/AFG/projections.csv | 2021-05-01 | prevalence | 30376.3 | 33360.73 | 34504.75 | 34593.81 | 36118.22 | 38959.7 | Maintain Status Quo | Afghanistan | AFG | 2022-01-02 | v8 | TRUE
https://raw.githubusercontent.com/mrc-ide/global-lmic-reports/master/AFG/projections.csv | 2021-05-01 | cumulative_infections | 1180060.79 | 1223160.67 | 1251858.53 | 1257735.22 | 1280219.4 | 1387826.44 | Maintain Status Quo | Afghanistan | AFG | 2022-01-02 | v8 | TRUE
https://raw.githubusercontent.com/mrc-ide/global-lmic-reports/master/AFG/projections.csv | 2021-05-01 | cumulative_deaths | 2388.46 | 2480.36 | 2557.83 | 2562.79 | 2612.05 | 2851.37 | Maintain Status Quo | Afghanistan | AFG | 2022-01-02 | v8 | TRUE
https://raw.githubusercontent.com/mrc-ide/global-lmic-reports/master/AFG/projections.csv | 2021-05-01 | Rt | 1.29 | 1.34 | 1.35 | 1.35 | 1.36 | 1.39 | Maintain Status Quo | Afghanistan | AFG | 2022-01-02 | v8 | TRUE
https://raw.githubusercontent.com/mrc-ide/global-lmic-reports/master/AFG/projections.csv | 2021-05-01 | Reff | 1.24 | 1.29 | 1.3 | 1.3 | 1.31 | 1.33 | Maintain Status Quo | Afghanistan | AFG | 2022-01-02 | v8 | TRUE
https://raw.githubusercontent.com/mrc-ide/global-lmic-reports/master/AFG/projections.csv | 2021-05-01 | infections | 5241.61 | 5729.72 | 5939.54 | 5953.53 | 6225.09 | 6696.91 | Optimistic | Afghanistan | AFG | 2022-01-02 | v8 | TRUE
https://raw.githubusercontent.com/mrc-ide/global-lmic-reports/master/AFG/projections.csv | 2021-05-01 | deaths | 5.1 | 5.5 | 5.74 | 5.77 | 5.94 | 6.45 | Optimistic | Afghanistan | AFG | 2022-01-02 | v8 | TRUE
https://raw.githubusercontent.com/mrc-ide/global-lmic-reports/master/AFG/projections.csv | 2021-05-01 | hospital_demand | 231.32 | 249.38 | 259.48 | 260.83 | 268.99 | 291.97 | Optimistic | Afghanistan | AFG | 2022-01-02 | v8 | TRUE
https://raw.githubusercontent.com/mrc-ide/global-lmic-reports/master/AFG/projections.csv | 2021-05-01 | ICU_demand | 89.64 | 96.73 | 100.89 | 101.25 | 104.41 | 113.23 | Optimistic | Afghanistan | AFG | 2022-01-02 | v8 | TRUE
https://raw.githubusercontent.com/mrc-ide/global-lmic-reports/master/AFG/projections.csv | 2021-05-01 | hospital_incidence | 30.33 | 32.96 | 34.21 | 34.33 | 35.78 | 38.81 | Optimistic | Afghanistan | AFG | 2022-01-02 | v8 | TRUE
https://raw.githubusercontent.com/mrc-ide/global-lmic-reports/master/AFG/projections.csv | 2021-05-01 | ICU_incidence | 9.27 | 10.07 | 10.45 | 10.49 | 10.93 | 11.86 | Optimistic | Afghanistan | AFG | 2022-01-02 | v8 | TRUE
https://raw.githubusercontent.com/mrc-ide/global-lmic-reports/master/AFG/projections.csv | 2021-05-01 | prevalence | 30376.3 | 33360.73 | 34504.75 | 34593.81 | 36118.22 | 38959.7 | Optimistic | Afghanistan | AFG | 2022-01-02 | v8 | TRUE
https://raw.githubusercontent.com/mrc-ide/global-lmic-reports/master/AFG/projections.csv | 2021-05-01 | cumulative_infections | 1180060.79 | 1223160.67 | 1251858.53 | 1257735.22 | 1280219.4 | 1387826.44 | Optimistic | Afghanistan | AFG | 2022-01-02 | v8 | TRUE
https://raw.githubusercontent.com/mrc-ide/global-lmic-reports/master/AFG/projections.csv | 2021-05-01 | cumulative_deaths | 2388.46 | 2480.36 | 2557.83 | 2562.79 | 2612.05 | 2851.37 | Optimistic | Afghanistan | AFG | 2022-01-02 | v8 | TRUE
https://raw.githubusercontent.com/mrc-ide/global-lmic-reports/master/AFG/projections.csv | 2021-05-01 | Rt | 1.29 | 1.34 | 1.35 | 1.35 | 1.36 | 1.39 | Optimistic | Afghanistan | AFG | 2022-01-02 | v8 | TRUE
https://raw.githubusercontent.com/mrc-ide/global-lmic-reports/master/AFG/projections.csv | 2021-05-01 | Reff | 1.24 | 1.29 | 1.3 | 1.3 | 1.31 | 1.33 | Optimistic | Afghanistan | AFG | 2022-01-02 | v8 | TRUE
https://raw.githubusercontent.com/mrc-ide/global-lmic-reports/master/AFG/projections.csv | 2021-05-01 | infections | 5241.61 | 5729.72 | 5939.54 | 5953.53 | 6225.09 | 6696.91 | Pessimistic | Afghanistan | AFG | 2022-01-02 | v8 | TRUE
https://raw.githubusercontent.com/mrc-ide/global-lmic-reports/master/AFG/projections.csv | 2021-05-01 | deaths | 5.1 | 5.5 | 5.74 | 5.77 | 5.94 | 6.45 | Pessimistic | Afghanistan | AFG | 2022-01-02 | v8 | TRUE
https://raw.githubusercontent.com/mrc-ide/global-lmic-reports/master/AFG/projections.csv | 2021-05-01 | hospital_demand | 231.32 | 249.38 | 259.48 | 260.83 | 268.99 | 291.97 | Pessimistic | Afghanistan | AFG | 2022-01-02 | v8 | TRUE
https://raw.githubusercontent.com/mrc-ide/global-lmic-reports/master/AFG/projections.csv | 2021-05-01 | ICU_demand | 89.64 | 96.73 | 100.89 | 101.25 | 104.41 | 113.23 | Pessimistic | Afghanistan | AFG | 2022-01-02 | v8 | TRUE
https://raw.githubusercontent.com/mrc-ide/global-lmic-reports/master/AFG/projections.csv | 2021-05-01 | hospital_incidence | 30.33 | 32.96 | 34.21 | 34.33 | 35.78 | 38.81 | Pessimistic | Afghanistan | AFG | 2022-01-02 | v8 | TRUE
https://raw.githubusercontent.com/mrc-ide/global-lmic-reports/master/AFG/projections.csv | 2021-05-01 | ICU_incidence | 9.27 | 10.07 | 10.45 | 10.49 | 10.93 | 11.86 | Pessimistic | Afghanistan | AFG | 2022-01-02 | v8 | TRUE
https://raw.githubusercontent.com/mrc-ide/global-lmic-reports/master/AFG/projections.csv | 2021-05-01 | prevalence | 30376.3 | 33360.73 | 34504.75 | 34593.81 | 36118.22 | 38959.7 | Pessimistic | Afghanistan | AFG | 2022-01-02 | v8 | TRUE
https://raw.githubusercontent.com/mrc-ide/global-lmic-reports/master/AFG/projections.csv | 2021-05-01 | cumulative_infections | 1180060.79 | 1223160.67 | 1251858.53 | 1257735.22 | 1280219.4 | 1387826.44 | Pessimistic | Afghanistan | AFG | 2022-01-02 | v8 | TRUE
https://raw.githubusercontent.com/mrc-ide/global-lmic-reports/master/AFG/projections.csv | 2021-05-01 | cumulative_deaths | 2388.46 | 2480.36 | 2557.83 | 2562.79 | 2612.05 | 2851.37 | Pessimistic | Afghanistan | AFG | 2022-01-02 | v8 | TRUE
https://raw.githubusercontent.com/mrc-ide/global-lmic-reports/master/AFG/projections.csv | 2021-05-01 | Rt | 1.29 | 1.34 | 1.35 | 1.35 | 1.36 | 1.39 | Pessimistic | Afghanistan | AFG | 2022-01-02 | v8 | TRUE
https://raw.githubusercontent.com/mrc-ide/global-lmic-reports/master/AFG/projections.csv | 2021-05-01 | Reff | 1.24 | 1.29 | 1.3 | 1.3 | 1.31 | 1.33 | Pessimistic | Afghanistan | AFG | 2022-01-02 | v8 | TRUE
https://raw.githubusercontent.com/mrc-ide/global-lmic-reports/master/AFG/projections.csv | 2021-05-01 | infections | 5241.61 | 5729.72 | 5939.54 | 5953.53 | 6225.09 | 6696.91 | Relax Interventions 50% | Afghanistan | AFG | 2022-01-02 | v8 | TRUE
https://raw.githubusercontent.com/mrc-ide/global-lmic-reports/master/AFG/projections.csv | 2021-05-01 | deaths | 5.1 | 5.5 | 5.74 | 5.77 | 5.94 | 6.45 | Relax Interventions 50% | Afghanistan | AFG | 2022-01-02 | v8 | TRUE
https://raw.githubusercontent.com/mrc-ide/global-lmic-reports/master/AFG/projections.csv | 2021-05-01 | hospital_demand | 231.32 | 249.38 | 259.48 | 260.83 | 268.99 | 291.97 | Relax Interventions 50% | Afghanistan | AFG | 2022-01-02 | v8 | TRUE
https://raw.githubusercontent.com/mrc-ide/global-lmic-reports/master/AFG/projections.csv | 2021-05-01 | ICU_demand | 89.64 | 96.73 | 100.89 | 101.25 | 104.41 | 113.23 | Relax Interventions 50% | Afghanistan | AFG | 2022-01-02 | v8 | TRUE
https://raw.githubusercontent.com/mrc-ide/global-lmic-reports/master/AFG/projections.csv | 2021-05-01 | hospital_incidence | 30.33 | 32.96 | 34.21 | 34.33 | 35.78 | 38.81 | Relax Interventions 50% | Afghanistan | AFG | 2022-01-02 | v8 | TRUE
https://raw.githubusercontent.com/mrc-ide/global-lmic-reports/master/AFG/projections.csv | 2021-05-01 | ICU_incidence | 9.27 | 10.07 | 10.45 | 10.49 | 10.93 | 11.86 | Relax Interventions 50% | Afghanistan | AFG | 2022-01-02 | v8 | TRUE
https://raw.githubusercontent.com/mrc-ide/global-lmic-reports/master/AFG/projections.csv | 2021-05-01 | prevalence | 30376.3 | 33360.73 | 34504.75 | 34593.81 | 36118.22 | 38959.7 | Relax Interventions 50% | Afghanistan | AFG | 2022-01-02 | v8 | TRUE
https://raw.githubusercontent.com/mrc-ide/global-lmic-reports/master/AFG/projections.csv | 2021-05-01 | cumulative_infections | 1180060.79 | 1223160.67 | 1251858.53 | 1257735.22 | 1280219.4 | 1387826.44 | Relax Interventions 50% | Afghanistan | AFG | 2022-01-02 | v8 | TRUE
https://raw.githubusercontent.com/mrc-ide/global-lmic-reports/master/AFG/projections.csv | 2021-05-01 | cumulative_deaths | 2388.46 | 2480.36 | 2557.83 | 2562.79 | 2612.05 | 2851.37 | Relax Interventions 50% | Afghanistan | AFG | 2022-01-02 | v8 | TRUE
https://raw.githubusercontent.com/mrc-ide/global-lmic-reports/master/AFG/projections.csv | 2021-05-01 | Rt | 1.29 | 1.34 | 1.35 | 1.35 | 1.36 | 1.39 | Relax Interventions 50% | Afghanistan | AFG | 2022-01-02 | v8 | TRUE
https://raw.githubusercontent.com/mrc-ide/global-lmic-reports/master/AFG/projections.csv | 2021-05-01 | Reff | 1.24 | 1.29 | 1.3 | 1.3 | 1.31 | 1.33 | Relax Interventions 50% | Afghanistan | AFG | 2022-01-02 | v8 | TRUE
https://raw.githubusercontent.com/mrc-ide/global-lmic-reports/master/AFG/projections.csv | 2021-05-01 | infections | 5218.17 | 5716.59 | 5920.92 | 5977.53 | 6204.37 | 6760.4 | Surged Additional 50% Reduction | Afghanistan | AFG | 2022-01-02 | v8 | TRUE
https://raw.githubusercontent.com/mrc-ide/global-lmic-reports/master/AFG/projections.csv | 2021-05-01 | deaths | 5.17 | 5.59 | 5.78 | 5.82 | 6.11 | 6.5 | Surged Additional 50% Reduction | Afghanistan | AFG | 2022-01-02 | v8 | TRUE
https://raw.githubusercontent.com/mrc-ide/global-lmic-reports/master/AFG/projections.csv | 2021-05-01 | hospital_demand | 233.54 | 250.41 | 260.53 | 263.06 | 278.73 | 296.67 | Surged Additional 50% Reduction | Afghanistan | AFG | 2022-01-02 | v8 | TRUE
https://raw.githubusercontent.com/mrc-ide/global-lmic-reports/master/AFG/projections.csv | 2021-05-01 | ICU_demand | 90.86 | 97.56 | 101.12 | 102.11 | 107.62 | 114.52 | Surged Additional 50% Reduction | Afghanistan | AFG | 2022-01-02 | v8 | TRUE
https://raw.githubusercontent.com/mrc-ide/global-lmic-reports/master/AFG/projections.csv | 2021-05-01 | hospital_incidence | 30.62 | 32.99 | 34.35 | 34.58 | 36.02 | 39.26 | Surged Additional 50% Reduction | Afghanistan | AFG | 2022-01-02 | v8 | TRUE
https://raw.githubusercontent.com/mrc-ide/global-lmic-reports/master/AFG/projections.csv | 2021-05-01 | ICU_incidence | 9.35 | 10.08 | 10.49 | 10.57 | 11 | 11.99 | Surged Additional 50% Reduction | Afghanistan | AFG | 2022-01-02 | v8 | TRUE
https://raw.githubusercontent.com/mrc-ide/global-lmic-reports/master/AFG/projections.csv | 2021-05-01 | prevalence | 30590.03 | 33222.83 | 34550.97 | 34789.65 | 36109.76 | 39363.33 | Surged Additional 50% Reduction | Afghanistan | AFG | 2022-01-02 | v8 | TRUE
https://raw.githubusercontent.com/mrc-ide/global-lmic-reports/master/AFG/projections.csv | 2021-05-01 | cumulative_infections | 1176263.47 | 1215380.52 | 1243589.3 | 1247238.56 | 1277108.41 | 1334130.9 | Surged Additional 50% Reduction | Afghanistan | AFG | 2022-01-02 | v8 | TRUE
https://raw.githubusercontent.com/mrc-ide/global-lmic-reports/master/AFG/projections.csv | 2021-05-01 | cumulative_deaths | 2374.19 | 2462.43 | 2522.94 | 2525.08 | 2585.47 | 2701.64 | Surged Additional 50% Reduction | Afghanistan | AFG | 2022-01-02 | v8 | TRUE
https://raw.githubusercontent.com/mrc-ide/global-lmic-reports/master/AFG/projections.csv | 2021-05-01 | Rt | 1.3 | 1.33 | 1.35 | 1.35 | 1.37 | 1.39 | Surged Additional 50% Reduction | Afghanistan | AFG | 2022-01-02 | v8 | TRUE
https://raw.githubusercontent.com/mrc-ide/global-lmic-reports/master/AFG/projections.csv | 2021-05-01 | Reff | 1.25 | 1.28 | 1.29 | 1.29 | 1.31 | 1.34 | Surged Additional 50% Reduction | Afghanistan | AFG | 2022-01-02 | v8 | TRUE
https://raw.githubusercontent.com/mrc-ide/global-lmic-reports/master/AFG/projections.csv | 2021-05-01 | infections | 5218.17 | 5716.59 | 5920.92 | 5977.53 | 6204.37 | 6760.4 | Surged Maintain Status Quo | Afghanistan | AFG | 2022-01-02 | v8 | TRUE
https://raw.githubusercontent.com/mrc-ide/global-lmic-reports/master/AFG/projections.csv | 2021-05-01 | deaths | 5.17 | 5.59 | 5.78 | 5.82 | 6.11 | 6.5 | Surged Maintain Status Quo | Afghanistan | AFG | 2022-01-02 | v8 | TRUE
https://raw.githubusercontent.com/mrc-ide/global-lmic-reports/master/AFG/projections.csv | 2021-05-01 | hospital_demand | 233.54 | 250.41 | 260.53 | 263.06 | 278.73 | 296.67 | Surged Maintain Status Quo | Afghanistan | AFG | 2022-01-02 | v8 | TRUE
https://raw.githubusercontent.com/mrc-ide/global-lmic-reports/master/AFG/projections.csv | 2021-05-01 | ICU_demand | 90.86 | 97.56 | 101.12 | 102.11 | 107.62 | 114.52 | Surged Maintain Status Quo | Afghanistan | AFG | 2022-01-02 | v8 | TRUE
https://raw.githubusercontent.com/mrc-ide/global-lmic-reports/master/AFG/projections.csv | 2021-05-01 | hospital_incidence | 30.62 | 32.99 | 34.35 | 34.58 | 36.02 | 39.26 | Surged Maintain Status Quo | Afghanistan | AFG | 2022-01-02 | v8 | TRUE
https://raw.githubusercontent.com/mrc-ide/global-lmic-reports/master/AFG/projections.csv | 2021-05-01 | ICU_incidence | 9.35 | 10.08 | 10.49 | 10.57 | 11 | 11.99 | Surged Maintain Status Quo | Afghanistan | AFG | 2022-01-02 | v8 | TRUE
https://raw.githubusercontent.com/mrc-ide/global-lmic-reports/master/AFG/projections.csv | 2021-05-01 | prevalence | 30590.03 | 33222.83 | 34550.97 | 34789.65 | 36109.76 | 39363.33 | Surged Maintain Status Quo | Afghanistan | AFG | 2022-01-02 | v8 | TRUE
https://raw.githubusercontent.com/mrc-ide/global-lmic-reports/master/AFG/projections.csv | 2021-05-01 | cumulative_infections | 1176263.47 | 1215380.52 | 1243589.3 | 1247238.56 | 1277108.41 | 1334130.9 | Surged Maintain Status Quo | Afghanistan | AFG | 2022-01-02 | v8 | TRUE
https://raw.githubusercontent.com/mrc-ide/global-lmic-reports/master/AFG/projections.csv | 2021-05-01 | cumulative_deaths | 2374.19 | 2462.43 | 2522.94 | 2525.08 | 2585.47 | 2701.64 | Surged Maintain Status Quo | Afghanistan | AFG | 2022-01-02 | v8 | TRUE
https://raw.githubusercontent.com/mrc-ide/global-lmic-reports/master/AFG/projections.csv | 2021-05-01 | Rt | 1.3 | 1.33 | 1.35 | 1.35 | 1.37 | 1.39 | Surged Maintain Status Quo | Afghanistan | AFG | 2022-01-02 | v8 | TRUE
https://raw.githubusercontent.com/mrc-ide/global-lmic-reports/master/AFG/projections.csv | 2021-05-01 | Reff | 1.25 | 1.28 | 1.29 | 1.29 | 1.31 | 1.34 | Surged Maintain Status Quo | Afghanistan | AFG | 2022-01-02 | v8 | TRUE
https://raw.githubusercontent.com/mrc-ide/global-lmic-reports/master/AFG/projections.csv | 2021-05-01 | infections | 5218.17 | 5716.59 | 5920.92 | 5977.53 | 6204.37 | 6760.4 | Surged Optimistic | Afghanistan | AFG | 2022-01-02 | v8 | TRUE
https://raw.githubusercontent.com/mrc-ide/global-lmic-reports/master/AFG/projections.csv | 2021-05-01 | deaths | 5.17 | 5.59 | 5.78 | 5.82 | 6.11 | 6.5 | Surged Optimistic | Afghanistan | AFG | 2022-01-02 | v8 | TRUE
https://raw.githubusercontent.com/mrc-ide/global-lmic-reports/master/AFG/projections.csv | 2021-05-01 | hospital_demand | 233.54 | 250.41 | 260.53 | 263.06 | 278.73 | 296.67 | Surged Optimistic | Afghanistan | AFG | 2022-01-02 | v8 | TRUE
https://raw.githubusercontent.com/mrc-ide/global-lmic-reports/master/AFG/projections.csv | 2021-05-01 | ICU_demand | 90.86 | 97.56 | 101.12 | 102.11 | 107.62 | 114.52 | Surged Optimistic | Afghanistan | AFG | 2022-01-02 | v8 | TRUE
https://raw.githubusercontent.com/mrc-ide/global-lmic-reports/master/AFG/projections.csv | 2021-05-01 | hospital_incidence | 30.62 | 32.99 | 34.35 | 34.58 | 36.02 | 39.26 | Surged Optimistic | Afghanistan | AFG | 2022-01-02 | v8 | TRUE
https://raw.githubusercontent.com/mrc-ide/global-lmic-reports/master/AFG/projections.csv | 2021-05-01 | ICU_incidence | 9.35 | 10.08 | 10.49 | 10.57 | 11 | 11.99 | Surged Optimistic | Afghanistan | AFG | 2022-01-02 | v8 | TRUE
https://raw.githubusercontent.com/mrc-ide/global-lmic-reports/master/AFG/projections.csv | 2021-05-01 | prevalence | 30590.03 | 33222.83 | 34550.97 | 34789.65 | 36109.76 | 39363.33 | Surged Optimistic | Afghanistan | AFG | 2022-01-02 | v8 | TRUE
https://raw.githubusercontent.com/mrc-ide/global-lmic-reports/master/AFG/projections.csv | 2021-05-01 | cumulative_infections | 1176263.47 | 1215380.52 | 1243589.3 | 1247238.56 | 1277108.41 | 1334130.9 | Surged Optimistic | Afghanistan | AFG | 2022-01-02 | v8 | TRUE
https://raw.githubusercontent.com/mrc-ide/global-lmic-reports/master/AFG/projections.csv | 2021-05-01 | cumulative_deaths | 2374.19 | 2462.43 | 2522.94 | 2525.08 | 2585.47 | 2701.64 | Surged Optimistic | Afghanistan | AFG | 2022-01-02 | v8 | TRUE
https://raw.githubusercontent.com/mrc-ide/global-lmic-reports/master/AFG/projections.csv | 2021-05-01 | Rt | 1.3 | 1.33 | 1.35 | 1.35 | 1.37 | 1.39 | Surged Optimistic | Afghanistan | AFG | 2022-01-02 | v8 | TRUE
https://raw.githubusercontent.com/mrc-ide/global-lmic-reports/master/AFG/projections.csv | 2021-05-01 | Reff | 1.25 | 1.28 | 1.29 | 1.29 | 1.31 | 1.34 | Surged Optimistic | Afghanistan | AFG | 2022-01-02 | v8 | TRUE
https://raw.githubusercontent.com/mrc-ide/global-lmic-reports/master/AFG/projections.csv | 2021-05-01 | infections | 5218.17 | 5716.59 | 5920.92 | 5977.53 | 6204.37 | 6760.4 | Surged Pessimistic | Afghanistan | AFG | 2022-01-02 | v8 | TRUE
https://raw.githubusercontent.com/mrc-ide/global-lmic-reports/master/AFG/projections.csv | 2021-05-01 | deaths | 5.17 | 5.59 | 5.78 | 5.82 | 6.11 | 6.5 | Surged Pessimistic | Afghanistan | AFG | 2022-01-02 | v8 | TRUE
https://raw.githubusercontent.com/mrc-ide/global-lmic-reports/master/AFG/projections.csv | 2021-05-01 | hospital_demand | 233.54 | 250.41 | 260.53 | 263.06 | 278.73 | 296.67 | Surged Pessimistic | Afghanistan | AFG | 2022-01-02 | v8 | TRUE
https://raw.githubusercontent.com/mrc-ide/global-lmic-reports/master/AFG/projections.csv | 2021-05-01 | ICU_demand | 90.86 | 97.56 | 101.12 | 102.11 | 107.62 | 114.52 | Surged Pessimistic | Afghanistan | AFG | 2022-01-02 | v8 | TRUE
https://raw.githubusercontent.com/mrc-ide/global-lmic-reports/master/AFG/projections.csv | 2021-05-01 | hospital_incidence | 30.62 | 32.99 | 34.35 | 34.58 | 36.02 | 39.26 | Surged Pessimistic | Afghanistan | AFG | 2022-01-02 | v8 | TRUE
https://raw.githubusercontent.com/mrc-ide/global-lmic-reports/master/AFG/projections.csv | 2021-05-01 | ICU_incidence | 9.35 | 10.08 | 10.49 | 10.57 | 11 | 11.99 | Surged Pessimistic | Afghanistan | AFG | 2022-01-02 | v8 | TRUE
https://raw.githubusercontent.com/mrc-ide/global-lmic-reports/master/AFG/projections.csv | 2021-05-01 | prevalence | 30590.03 | 33222.83 | 34550.97 | 34789.65 | 36109.76 | 39363.33 | Surged Pessimistic | Afghanistan | AFG | 2022-01-02 | v8 | TRUE
https://raw.githubusercontent.com/mrc-ide/global-lmic-reports/master/AFG/projections.csv | 2021-05-01 | cumulative_infections | 1176263.47 | 1215380.52 | 1243589.3 | 1247238.56 | 1277108.41 | 1334130.9 | Surged Pessimistic | Afghanistan | AFG | 2022-01-02 | v8 | TRUE
https://raw.githubusercontent.com/mrc-ide/global-lmic-reports/master/AFG/projections.csv | 2021-05-01 | cumulative_deaths | 2374.19 | 2462.43 | 2522.94 | 2525.08 | 2585.47 | 2701.64 | Surged Pessimistic | Afghanistan | AFG | 2022-01-02 | v8 | TRUE
https://raw.githubusercontent.com/mrc-ide/global-lmic-reports/master/AFG/projections.csv | 2021-05-01 | Rt | 1.3 | 1.33 | 1.35 | 1.35 | 1.37 | 1.39 | Surged Pessimistic | Afghanistan | AFG | 2022-01-02 | v8 | TRUE
https://raw.githubusercontent.com/mrc-ide/global-lmic-reports/master/AFG/projections.csv | 2021-05-01 | Reff | 1.25 | 1.28 | 1.29 | 1.29 | 1.31 | 1.34 | Surged Pessimistic | Afghanistan | AFG | 2022-01-02 | v8 | TRUE
https://raw.githubusercontent.com/mrc-ide/global-lmic-reports/master/AFG/projections.csv | 2021-05-01 | infections | 5218.17 | 5716.59 | 5920.92 | 5977.53 | 6204.37 | 6760.4 | Surged Relax Interventions 50% | Afghanistan | AFG | 2022-01-02 | v8 | TRUE
https://raw.githubusercontent.com/mrc-ide/global-lmic-reports/master/AFG/projections.csv | 2021-05-01 | deaths | 5.17 | 5.59 | 5.78 | 5.82 | 6.11 | 6.5 | Surged Relax Interventions 50% | Afghanistan | AFG | 2022-01-02 | v8 | TRUE
https://raw.githubusercontent.com/mrc-ide/global-lmic-reports/master/AFG/projections.csv | 2021-05-01 | hospital_demand | 233.54 | 250.41 | 260.53 | 263.06 | 278.73 | 296.67 | Surged Relax Interventions 50% | Afghanistan | AFG | 2022-01-02 | v8 | TRUE
https://raw.githubusercontent.com/mrc-ide/global-lmic-reports/master/AFG/projections.csv | 2021-05-01 | ICU_demand | 90.86 | 97.56 | 101.12 | 102.11 | 107.62 | 114.52 | Surged Relax Interventions 50% | Afghanistan | AFG | 2022-01-02 | v8 | TRUE
https://raw.githubusercontent.com/mrc-ide/global-lmic-reports/master/AFG/projections.csv | 2021-05-01 | hospital_incidence | 30.62 | 32.99 | 34.35 | 34.58 | 36.02 | 39.26 | Surged Relax Interventions 50% | Afghanistan | AFG | 2022-01-02 | v8 | TRUE
https://raw.githubusercontent.com/mrc-ide/global-lmic-reports/master/AFG/projections.csv | 2021-05-01 | ICU_incidence | 9.35 | 10.08 | 10.49 | 10.57 | 11 | 11.99 | Surged Relax Interventions 50% | Afghanistan | AFG | 2022-01-02 | v8 | TRUE
https://raw.githubusercontent.com/mrc-ide/global-lmic-reports/master/AFG/projections.csv | 2021-05-01 | prevalence | 30590.03 | 33222.83 | 34550.97 | 34789.65 | 36109.76 | 39363.33 | Surged Relax Interventions 50% | Afghanistan | AFG | 2022-01-02 | v8 | TRUE
https://raw.githubusercontent.com/mrc-ide/global-lmic-reports/master/AFG/projections.csv | 2021-05-01 | cumulative_infections | 1176263.47 | 1215380.52 | 1243589.3 | 1247238.56 | 1277108.41 | 1334130.9 | Surged Relax Interventions 50% | Afghanistan | AFG | 2022-01-02 | v8 | TRUE
https://raw.githubusercontent.com/mrc-ide/global-lmic-reports/master/AFG/projections.csv | 2021-05-01 | cumulative_deaths | 2374.19 | 2462.43 | 2522.94 | 2525.08 | 2585.47 | 2701.64 | Surged Relax Interventions 50% | Afghanistan | AFG | 2022-01-02 | v8 | TRUE
https://raw.githubusercontent.com/mrc-ide/global-lmic-reports/master/AFG/projections.csv | 2021-05-01 | Rt | 1.3 | 1.33 | 1.35 | 1.35 | 1.37 | 1.39 | Surged Relax Interventions 50% | Afghanistan | AFG | 2022-01-02 | v8 | TRUE
https://raw.githubusercontent.com/mrc-ide/global-lmic-reports/master/AFG/projections.csv | 2021-05-01 | Reff | 1.25 | 1.28 | 1.29 | 1.29 | 1.31 | 1.34 | Surged Relax Interventions 50% | Afghanistan | AFG | 2022-01-02 | v8 | TRUE
https://raw.githubusercontent.com/mrc-ide/global-lmic-reports/master/AFG/projections.csv | 2021-05-02 | infections | 5416.29 | 5916.12 | 6146 | 6158.3 | 6451.78 | 6931.94 | Additional 50% Reduction | Afghanistan | AFG | 2022-01-02 | v8 | TRUE
https://raw.githubusercontent.com/mrc-ide/global-lmic-reports/master/AFG/projections.csv | 2021-05-02 | deaths | 5.25 | 5.67 | 5.92 | 5.94 | 6.12 | 6.63 | Additional 50% Reduction | Afghanistan | AFG | 2022-01-02 | v8 | TRUE
https://raw.githubusercontent.com/mrc-ide/global-lmic-reports/master/AFG/projections.csv | 2021-05-02 | hospital_demand | 239.11 | 257.75 | 268.19 | 269.59 | 278.09 | 302.48 | Additional 50% Reduction | Afghanistan | AFG | 2022-01-02 | v8 | TRUE
https://raw.githubusercontent.com/mrc-ide/global-lmic-reports/master/AFG/projections.csv | 2021-05-02 | ICU_demand | 92.76 | 100.23 | 104.3 | 104.7 | 108.03 | 117.29 | Additional 50% Reduction | Afghanistan | AFG | 2022-01-02 | v8 | TRUE
https://raw.githubusercontent.com/mrc-ide/global-lmic-reports/master/AFG/projections.csv | 2021-05-02 | hospital_incidence | 31.24 | 34.31 | 35.57 | 35.64 | 37.13 | 40.25 | Additional 50% Reduction | Afghanistan | AFG | 2022-01-02 | v8 | TRUE
https://raw.githubusercontent.com/mrc-ide/global-lmic-reports/master/AFG/projections.csv | 2021-05-02 | ICU_incidence | 9.56 | 10.5 | 10.88 | 10.91 | 11.36 | 12.32 | Additional 50% Reduction | Afghanistan | AFG | 2022-01-02 | v8 | TRUE
https://raw.githubusercontent.com/mrc-ide/global-lmic-reports/master/AFG/projections.csv | 2021-05-02 | prevalence | 31686.33 | 34676.18 | 35928.97 | 36013.38 | 37628.35 | 40553.61 | Additional 50% Reduction | Afghanistan | AFG | 2022-01-02 | v8 | TRUE
https://raw.githubusercontent.com/mrc-ide/global-lmic-reports/master/AFG/projections.csv | 2021-05-02 | cumulative_infections | 1185766.59 | 1229038.2 | 1257721.18 | 1263893.53 | 1287128.4 | 1394511.34 | Additional 50% Reduction | Afghanistan | AFG | 2022-01-02 | v8 | TRUE
https://raw.githubusercontent.com/mrc-ide/global-lmic-reports/master/AFG/projections.csv | 2021-05-02 | cumulative_deaths | 2394.3 | 2486.66 | 2563.94 | 2568.73 | 2618.05 | 2857.89 | Additional 50% Reduction | Afghanistan | AFG | 2022-01-02 | v8 | TRUE
https://raw.githubusercontent.com/mrc-ide/global-lmic-reports/master/AFG/projections.csv | 2021-05-02 | Rt | 1.33 | 1.38 | 1.39 | 1.39 | 1.4 | 1.44 | Additional 50% Reduction | Afghanistan | AFG | 2022-01-02 | v8 | TRUE
https://raw.githubusercontent.com/mrc-ide/global-lmic-reports/master/AFG/projections.csv | 2021-05-02 | Reff | 1.28 | 1.32 | 1.34 | 1.34 | 1.35 | 1.39 | Additional 50% Reduction | Afghanistan | AFG | 2022-01-02 | v8 | TRUE
https://raw.githubusercontent.com/mrc-ide/global-lmic-reports/master/AFG/projections.csv | 2021-05-02 | infections | 5416.29 | 5916.12 | 6146 | 6158.3 | 6451.78 | 6931.94 | Maintain Status Quo | Afghanistan | AFG | 2022-01-02 | v8 | TRUE
https://raw.githubusercontent.com/mrc-ide/global-lmic-reports/master/AFG/projections.csv | 2021-05-02 | deaths | 5.25 | 5.67 | 5.92 | 5.94 | 6.12 | 6.63 | Maintain Status Quo | Afghanistan | AFG | 2022-01-02 | v8 | TRUE
https://raw.githubusercontent.com/mrc-ide/global-lmic-reports/master/AFG/projections.csv | 2021-05-02 | hospital_demand | 239.11 | 257.75 | 268.19 | 269.59 | 278.09 | 302.48 | Maintain Status Quo | Afghanistan | AFG | 2022-01-02 | v8 | TRUE
https://raw.githubusercontent.com/mrc-ide/global-lmic-reports/master/AFG/projections.csv | 2021-05-02 | ICU_demand | 92.76 | 100.23 | 104.3 | 104.7 | 108.03 | 117.29 | Maintain Status Quo | Afghanistan | AFG | 2022-01-02 | v8 | TRUE
https://raw.githubusercontent.com/mrc-ide/global-lmic-reports/master/AFG/projections.csv | 2021-05-02 | hospital_incidence | 31.24 | 34.31 | 35.57 | 35.64 | 37.13 | 40.25 | Maintain Status Quo | Afghanistan | AFG | 2022-01-02 | v8 | TRUE
https://raw.githubusercontent.com/mrc-ide/global-lmic-reports/master/AFG/projections.csv | 2021-05-02 | ICU_incidence | 9.56 | 10.5 | 10.88 | 10.91 | 11.36 | 12.32 | Maintain Status Quo | Afghanistan | AFG | 2022-01-02 | v8 | TRUE
https://raw.githubusercontent.com/mrc-ide/global-lmic-reports/master/AFG/projections.csv | 2021-05-02 | prevalence | 31686.33 | 34676.18 | 35928.97 | 36013.38 | 37628.35 | 40553.61 | Maintain Status Quo | Afghanistan | AFG | 2022-01-02 | v8 | TRUE
https://raw.githubusercontent.com/mrc-ide/global-lmic-reports/master/AFG/projections.csv | 2021-05-02 | cumulative_infections | 1185766.59 | 1229038.2 | 1257721.18 | 1263893.53 | 1287128.4 | 1394511.34 | Maintain Status Quo | Afghanistan | AFG | 2022-01-02 | v8 | TRUE
https://raw.githubusercontent.com/mrc-ide/global-lmic-reports/master/AFG/projections.csv | 2021-05-02 | cumulative_deaths | 2394.3 | 2486.66 | 2563.94 | 2568.73 | 2618.05 | 2857.89 | Maintain Status Quo | Afghanistan | AFG | 2022-01-02 | v8 | TRUE
https://raw.githubusercontent.com/mrc-ide/global-lmic-reports/master/AFG/projections.csv | 2021-05-02 | Rt | 1.33 | 1.38 | 1.39 | 1.39 | 1.4 | 1.44 | Maintain Status Quo | Afghanistan | AFG | 2022-01-02 | v8 | TRUE
https://raw.githubusercontent.com/mrc-ide/global-lmic-reports/master/AFG/projections.csv | 2021-05-02 | Reff | 1.28 | 1.32 | 1.34 | 1.34 | 1.35 | 1.39 | Maintain Status Quo | Afghanistan | AFG | 2022-01-02 | v8 | TRUE
https://raw.githubusercontent.com/mrc-ide/global-lmic-reports/master/AFG/projections.csv | 2021-05-02 | infections | 5416.29 | 5916.12 | 6146 | 6158.3 | 6451.78 | 6931.94 | Optimistic | Afghanistan | AFG | 2022-01-02 | v8 | TRUE
https://raw.githubusercontent.com/mrc-ide/global-lmic-reports/master/AFG/projections.csv | 2021-05-02 | deaths | 5.25 | 5.67 | 5.92 | 5.94 | 6.12 | 6.63 | Optimistic | Afghanistan | AFG | 2022-01-02 | v8 | TRUE
https://raw.githubusercontent.com/mrc-ide/global-lmic-reports/master/AFG/projections.csv | 2021-05-02 | hospital_demand | 239.11 | 257.75 | 268.19 | 269.59 | 278.09 | 302.48 | Optimistic | Afghanistan | AFG | 2022-01-02 | v8 | TRUE
https://raw.githubusercontent.com/mrc-ide/global-lmic-reports/master/AFG/projections.csv | 2021-05-02 | ICU_demand | 92.76 | 100.23 | 104.3 | 104.7 | 108.03 | 117.29 | Optimistic | Afghanistan | AFG | 2022-01-02 | v8 | TRUE
https://raw.githubusercontent.com/mrc-ide/global-lmic-reports/master/AFG/projections.csv | 2021-05-02 | hospital_incidence | 31.24 | 34.31 | 35.57 | 35.64 | 37.13 | 40.25 | Optimistic | Afghanistan | AFG | 2022-01-02 | v8 | TRUE
https://raw.githubusercontent.com/mrc-ide/global-lmic-reports/master/AFG/projections.csv | 2021-05-02 | ICU_incidence | 9.56 | 10.5 | 10.88 | 10.91 | 11.36 | 12.32 | Optimistic | Afghanistan | AFG | 2022-01-02 | v8 | TRUE
https://raw.githubusercontent.com/mrc-ide/global-lmic-reports/master/AFG/projections.csv | 2021-05-02 | prevalence | 31686.33 | 34676.18 | 35928.97 | 36013.38 | 37628.35 | 40553.61 | Optimistic | Afghanistan | AFG | 2022-01-02 | v8 | TRUE
https://raw.githubusercontent.com/mrc-ide/global-lmic-reports/master/AFG/projections.csv | 2021-05-02 | cumulative_infections | 1185766.59 | 1229038.2 | 1257721.18 | 1263893.53 | 1287128.4 | 1394511.34 | Optimistic | Afghanistan | AFG | 2022-01-02 | v8 | TRUE
https://raw.githubusercontent.com/mrc-ide/global-lmic-reports/master/AFG/projections.csv | 2021-05-02 | cumulative_deaths | 2394.3 | 2486.66 | 2563.94 | 2568.73 | 2618.05 | 2857.89 | Optimistic | Afghanistan | AFG | 2022-01-02 | v8 | TRUE
https://raw.githubusercontent.com/mrc-ide/global-lmic-reports/master/AFG/projections.csv | 2021-05-02 | Rt | 1.33 | 1.38 | 1.39 | 1.39 | 1.4 | 1.44 | Optimistic | Afghanistan | AFG | 2022-01-02 | v8 | TRUE
https://raw.githubusercontent.com/mrc-ide/global-lmic-reports/master/AFG/projections.csv | 2021-05-02 | Reff | 1.28 | 1.32 | 1.34 | 1.34 | 1.35 | 1.39 | Optimistic | Afghanistan | AFG | 2022-01-02 | v8 | TRUE
https://raw.githubusercontent.com/mrc-ide/global-lmic-reports/master/AFG/projections.csv | 2021-05-02 | infections | 5416.29 | 5916.12 | 6146 | 6158.3 | 6451.78 | 6931.94 | Pessimistic | Afghanistan | AFG | 2022-01-02 | v8 | TRUE
https://raw.githubusercontent.com/mrc-ide/global-lmic-reports/master/AFG/projections.csv | 2021-05-02 | deaths | 5.25 | 5.67 | 5.92 | 5.94 | 6.12 | 6.63 | Pessimistic | Afghanistan | AFG | 2022-01-02 | v8 | TRUE
https://raw.githubusercontent.com/mrc-ide/global-lmic-reports/master/AFG/projections.csv | 2021-05-02 | hospital_demand | 239.11 | 257.75 | 268.19 | 269.59 | 278.09 | 302.48 | Pessimistic | Afghanistan | AFG | 2022-01-02 | v8 | TRUE
https://raw.githubusercontent.com/mrc-ide/global-lmic-reports/master/AFG/projections.csv | 2021-05-02 | ICU_demand | 92.76 | 100.23 | 104.3 | 104.7 | 108.03 | 117.29 | Pessimistic | Afghanistan | AFG | 2022-01-02 | v8 | TRUE
https://raw.githubusercontent.com/mrc-ide/global-lmic-reports/master/AFG/projections.csv | 2021-05-02 | hospital_incidence | 31.24 | 34.31 | 35.57 | 35.64 | 37.13 | 40.25 | Pessimistic | Afghanistan | AFG | 2022-01-02 | v8 | TRUE
https://raw.githubusercontent.com/mrc-ide/global-lmic-reports/master/AFG/projections.csv | 2021-05-02 | ICU_incidence | 9.56 | 10.5 | 10.88 | 10.91 | 11.36 | 12.32 | Pessimistic | Afghanistan | AFG | 2022-01-02 | v8 | TRUE
https://raw.githubusercontent.com/mrc-ide/global-lmic-reports/master/AFG/projections.csv | 2021-05-02 | prevalence | 31686.33 | 34676.18 | 35928.97 | 36013.38 | 37628.35 | 40553.61 | Pessimistic | Afghanistan | AFG | 2022-01-02 | v8 | TRUE
https://raw.githubusercontent.com/mrc-ide/global-lmic-reports/master/AFG/projections.csv | 2021-05-02 | cumulative_infections | 1185766.59 | 1229038.2 | 1257721.18 | 1263893.53 | 1287128.4 | 1394511.34 | Pessimistic | Afghanistan | AFG | 2022-01-02 | v8 | TRUE
https://raw.githubusercontent.com/mrc-ide/global-lmic-reports/master/AFG/projections.csv | 2021-05-02 | cumulative_deaths | 2394.3 | 2486.66 | 2563.94 | 2568.73 | 2618.05 | 2857.89 | Pessimistic | Afghanistan | AFG | 2022-01-02 | v8 | TRUE
https://raw.githubusercontent.com/mrc-ide/global-lmic-reports/master/AFG/projections.csv | 2021-05-02 | Rt | 1.33 | 1.38 | 1.39 | 1.39 | 1.4 | 1.44 | Pessimistic | Afghanistan | AFG | 2022-01-02 | v8 | TRUE
https://raw.githubusercontent.com/mrc-ide/global-lmic-reports/master/AFG/projections.csv | 2021-05-02 | Reff | 1.28 | 1.32 | 1.34 | 1.34 | 1.35 | 1.39 | Pessimistic | Afghanistan | AFG | 2022-01-02 | v8 | TRUE
https://raw.githubusercontent.com/mrc-ide/global-lmic-reports/master/AFG/projections.csv | 2021-05-02 | infections | 5416.29 | 5916.12 | 6146 | 6158.3 | 6451.78 | 6931.94 | Relax Interventions 50% | Afghanistan | AFG | 2022-01-02 | v8 | TRUE
https://raw.githubusercontent.com/mrc-ide/global-lmic-reports/master/AFG/projections.csv | 2021-05-02 | deaths | 5.25 | 5.67 | 5.92 | 5.94 | 6.12 | 6.63 | Relax Interventions 50% | Afghanistan | AFG | 2022-01-02 | v8 | TRUE
https://raw.githubusercontent.com/mrc-ide/global-lmic-reports/master/AFG/projections.csv | 2021-05-02 | hospital_demand | 239.11 | 257.75 | 268.19 | 269.59 | 278.09 | 302.48 | Relax Interventions 50% | Afghanistan | AFG | 2022-01-02 | v8 | TRUE
https://raw.githubusercontent.com/mrc-ide/global-lmic-reports/master/AFG/projections.csv | 2021-05-02 | ICU_demand | 92.76 | 100.23 | 104.3 | 104.7 | 108.03 | 117.29 | Relax Interventions 50% | Afghanistan | AFG | 2022-01-02 | v8 | TRUE
https://raw.githubusercontent.com/mrc-ide/global-lmic-reports/master/AFG/projections.csv | 2021-05-02 | hospital_incidence | 31.24 | 34.31 | 35.57 | 35.64 | 37.13 | 40.25 | Relax Interventions 50% | Afghanistan | AFG | 2022-01-02 | v8 | TRUE
https://raw.githubusercontent.com/mrc-ide/global-lmic-reports/master/AFG/projections.csv | 2021-05-02 | ICU_incidence | 9.56 | 10.5 | 10.88 | 10.91 | 11.36 | 12.32 | Relax Interventions 50% | Afghanistan | AFG | 2022-01-02 | v8 | TRUE
https://raw.githubusercontent.com/mrc-ide/global-lmic-reports/master/AFG/projections.csv | 2021-05-02 | prevalence | 31686.33 | 34676.18 | 35928.97 | 36013.38 | 37628.35 | 40553.61 | Relax Interventions 50% | Afghanistan | AFG | 2022-01-02 | v8 | TRUE
https://raw.githubusercontent.com/mrc-ide/global-lmic-reports/master/AFG/projections.csv | 2021-05-02 | cumulative_infections | 1185766.59 | 1229038.2 | 1257721.18 | 1263893.53 | 1287128.4 | 1394511.34 | Relax Interventions 50% | Afghanistan | AFG | 2022-01-02 | v8 | TRUE
https://raw.githubusercontent.com/mrc-ide/global-lmic-reports/master/AFG/projections.csv | 2021-05-02 | cumulative_deaths | 2394.3 | 2486.66 | 2563.94 | 2568.73 | 2618.05 | 2857.89 | Relax Interventions 50% | Afghanistan | AFG | 2022-01-02 | v8 | TRUE
https://raw.githubusercontent.com/mrc-ide/global-lmic-reports/master/AFG/projections.csv | 2021-05-02 | Rt | 1.33 | 1.38 | 1.39 | 1.39 | 1.4 | 1.44 | Relax Interventions 50% | Afghanistan | AFG | 2022-01-02 | v8 | TRUE
https://raw.githubusercontent.com/mrc-ide/global-lmic-reports/master/AFG/projections.csv | 2021-05-02 | Reff | 1.28 | 1.32 | 1.34 | 1.34 | 1.35 | 1.39 | Relax Interventions 50% | Afghanistan | AFG | 2022-01-02 | v8 | TRUE
https://raw.githubusercontent.com/mrc-ide/global-lmic-reports/master/AFG/projections.csv | 2021-05-02 | infections | 5372.84 | 5924.17 | 6131.27 | 6184.31 | 6432.22 | 7019.39 | Surged Additional 50% Reduction | Afghanistan | AFG | 2022-01-02 | v8 | TRUE
https://raw.githubusercontent.com/mrc-ide/global-lmic-reports/master/AFG/projections.csv | 2021-05-02 | deaths | 5.32 | 5.73 | 5.93 | 5.99 | 6.3 | 6.71 | Surged Additional 50% Reduction | Afghanistan | AFG | 2022-01-02 | v8 | TRUE
https://raw.githubusercontent.com/mrc-ide/global-lmic-reports/master/AFG/projections.csv | 2021-05-02 | hospital_demand | 241.38 | 258.86 | 269.51 | 271.85 | 288.26 | 306.89 | Surged Additional 50% Reduction | Afghanistan | AFG | 2022-01-02 | v8 | TRUE
https://raw.githubusercontent.com/mrc-ide/global-lmic-reports/master/AFG/projections.csv | 2021-05-02 | ICU_demand | 93.92 | 100.93 | 104.45 | 105.57 | 111.47 | 118.53 | Surged Additional 50% Reduction | Afghanistan | AFG | 2022-01-02 | v8 | TRUE
https://raw.githubusercontent.com/mrc-ide/global-lmic-reports/master/AFG/projections.csv | 2021-05-02 | hospital_incidence | 31.78 | 34.27 | 35.64 | 35.89 | 37.32 | 40.7 | Surged Additional 50% Reduction | Afghanistan | AFG | 2022-01-02 | v8 | TRUE
https://raw.githubusercontent.com/mrc-ide/global-lmic-reports/master/AFG/projections.csv | 2021-05-02 | ICU_incidence | 9.72 | 10.49 | 10.91 | 10.98 | 11.42 | 12.45 | Surged Additional 50% Reduction | Afghanistan | AFG | 2022-01-02 | v8 | TRUE
https://raw.githubusercontent.com/mrc-ide/global-lmic-reports/master/AFG/projections.csv | 2021-05-02 | prevalence | 31752.96 | 34649.71 | 35994.57 | 36205.67 | 37607.29 | 40993.82 | Surged Additional 50% Reduction | Afghanistan | AFG | 2022-01-02 | v8 | TRUE
https://raw.githubusercontent.com/mrc-ide/global-lmic-reports/master/AFG/projections.csv | 2021-05-02 | cumulative_infections | 1182298.65 | 1221503.54 | 1250090.13 | 1253422.87 | 1283329.48 | 1339510.86 | Surged Additional 50% Reduction | Afghanistan | AFG | 2022-01-02 | v8 | TRUE
https://raw.githubusercontent.com/mrc-ide/global-lmic-reports/master/AFG/projections.csv | 2021-05-02 | cumulative_deaths | 2380.22 | 2468.27 | 2528.47 | 2531.07 | 2590.98 | 2707.95 | Surged Additional 50% Reduction | Afghanistan | AFG | 2022-01-02 | v8 | TRUE
https://raw.githubusercontent.com/mrc-ide/global-lmic-reports/master/AFG/projections.csv | 2021-05-02 | Rt | 1.34 | 1.37 | 1.38 | 1.39 | 1.4 | 1.44 | Surged Additional 50% Reduction | Afghanistan | AFG | 2022-01-02 | v8 | TRUE
https://raw.githubusercontent.com/mrc-ide/global-lmic-reports/master/AFG/projections.csv | 2021-05-02 | Reff | 1.29 | 1.31 | 1.33 | 1.33 | 1.35 | 1.38 | Surged Additional 50% Reduction | Afghanistan | AFG | 2022-01-02 | v8 | TRUE
https://raw.githubusercontent.com/mrc-ide/global-lmic-reports/master/AFG/projections.csv | 2021-05-02 | infections | 5372.84 | 5924.17 | 6131.27 | 6184.31 | 6432.22 | 7019.39 | Surged Maintain Status Quo | Afghanistan | AFG | 2022-01-02 | v8 | TRUE
https://raw.githubusercontent.com/mrc-ide/global-lmic-reports/master/AFG/projections.csv | 2021-05-02 | deaths | 5.32 | 5.73 | 5.93 | 5.99 | 6.3 | 6.71 | Surged Maintain Status Quo | Afghanistan | AFG | 2022-01-02 | v8 | TRUE
https://raw.githubusercontent.com/mrc-ide/global-lmic-reports/master/AFG/projections.csv | 2021-05-02 | hospital_demand | 241.38 | 258.86 | 269.51 | 271.85 | 288.26 | 306.89 | Surged Maintain Status Quo | Afghanistan | AFG | 2022-01-02 | v8 | TRUE
https://raw.githubusercontent.com/mrc-ide/global-lmic-reports/master/AFG/projections.csv | 2021-05-02 | ICU_demand | 93.92 | 100.93 | 104.45 | 105.57 | 111.47 | 118.53 | Surged Maintain Status Quo | Afghanistan | AFG | 2022-01-02 | v8 | TRUE
https://raw.githubusercontent.com/mrc-ide/global-lmic-reports/master/AFG/projections.csv | 2021-05-02 | hospital_incidence | 31.78 | 34.27 | 35.64 | 35.89 | 37.32 | 40.7 | Surged Maintain Status Quo | Afghanistan | AFG | 2022-01-02 | v8 | TRUE
https://raw.githubusercontent.com/mrc-ide/global-lmic-reports/master/AFG/projections.csv | 2021-05-02 | ICU_incidence | 9.72 | 10.49 | 10.91 | 10.98 | 11.42 | 12.45 | Surged Maintain Status Quo | Afghanistan | AFG | 2022-01-02 | v8 | TRUE
https://raw.githubusercontent.com/mrc-ide/global-lmic-reports/master/AFG/projections.csv | 2021-05-02 | prevalence | 31752.96 | 34649.71 | 35994.57 | 36205.67 | 37607.29 | 40993.82 | Surged Maintain Status Quo | Afghanistan | AFG | 2022-01-02 | v8 | TRUE
https://raw.githubusercontent.com/mrc-ide/global-lmic-reports/master/AFG/projections.csv | 2021-05-02 | cumulative_infections | 1182298.65 | 1221503.54 | 1250090.13 | 1253422.87 | 1283329.48 | 1339510.86 | Surged Maintain Status Quo | Afghanistan | AFG | 2022-01-02 | v8 | TRUE
https://raw.githubusercontent.com/mrc-ide/global-lmic-reports/master/AFG/projections.csv | 2021-05-02 | cumulative_deaths | 2380.22 | 2468.27 | 2528.47 | 2531.07 | 2590.98 | 2707.95 | Surged Maintain Status Quo | Afghanistan | AFG | 2022-01-02 | v8 | TRUE
https://raw.githubusercontent.com/mrc-ide/global-lmic-reports/master/AFG/projections.csv | 2021-05-02 | Rt | 1.34 | 1.37 | 1.38 | 1.39 | 1.4 | 1.44 | Surged Maintain Status Quo | Afghanistan | AFG | 2022-01-02 | v8 | TRUE
https://raw.githubusercontent.com/mrc-ide/global-lmic-reports/master/AFG/projections.csv | 2021-05-02 | Reff | 1.29 | 1.31 | 1.33 | 1.33 | 1.35 | 1.38 | Surged Maintain Status Quo | Afghanistan | AFG | 2022-01-02 | v8 | TRUE
https://raw.githubusercontent.com/mrc-ide/global-lmic-reports/master/AFG/projections.csv | 2021-05-02 | infections | 5372.84 | 5924.17 | 6131.27 | 6184.31 | 6432.22 | 7019.39 | Surged Optimistic | Afghanistan | AFG | 2022-01-02 | v8 | TRUE
https://raw.githubusercontent.com/mrc-ide/global-lmic-reports/master/AFG/projections.csv | 2021-05-02 | deaths | 5.32 | 5.73 | 5.93 | 5.99 | 6.3 | 6.71 | Surged Optimistic | Afghanistan | AFG | 2022-01-02 | v8 | TRUE
https://raw.githubusercontent.com/mrc-ide/global-lmic-reports/master/AFG/projections.csv | 2021-05-02 | hospital_demand | 241.38 | 258.86 | 269.51 | 271.85 | 288.26 | 306.89 | Surged Optimistic | Afghanistan | AFG | 2022-01-02 | v8 | TRUE
https://raw.githubusercontent.com/mrc-ide/global-lmic-reports/master/AFG/projections.csv | 2021-05-02 | ICU_demand | 93.92 | 100.93 | 104.45 | 105.57 | 111.47 | 118.53 | Surged Optimistic | Afghanistan | AFG | 2022-01-02 | v8 | TRUE
https://raw.githubusercontent.com/mrc-ide/global-lmic-reports/master/AFG/projections.csv | 2021-05-02 | hospital_incidence | 31.78 | 34.27 | 35.64 | 35.89 | 37.32 | 40.7 | Surged Optimistic | Afghanistan | AFG | 2022-01-02 | v8 | TRUE
https://raw.githubusercontent.com/mrc-ide/global-lmic-reports/master/AFG/projections.csv | 2021-05-02 | ICU_incidence | 9.72 | 10.49 | 10.91 | 10.98 | 11.42 | 12.45 | Surged Optimistic | Afghanistan | AFG | 2022-01-02 | v8 | TRUE
https://raw.githubusercontent.com/mrc-ide/global-lmic-reports/master/AFG/projections.csv | 2021-05-02 | prevalence | 31752.96 | 34649.71 | 35994.57 | 36205.67 | 37607.29 | 40993.82 | Surged Optimistic | Afghanistan | AFG | 2022-01-02 | v8 | TRUE
https://raw.githubusercontent.com/mrc-ide/global-lmic-reports/master/AFG/projections.csv | 2021-05-02 | cumulative_infections | 1182298.65 | 1221503.54 | 1250090.13 | 1253422.87 | 1283329.48 | 1339510.86 | Surged Optimistic | Afghanistan | AFG | 2022-01-02 | v8 | TRUE
https://raw.githubusercontent.com/mrc-ide/global-lmic-reports/master/AFG/projections.csv | 2021-05-02 | cumulative_deaths | 2380.22 | 2468.27 | 2528.47 | 2531.07 | 2590.98 | 2707.95 | Surged Optimistic | Afghanistan | AFG | 2022-01-02 | v8 | TRUE
https://raw.githubusercontent.com/mrc-ide/global-lmic-reports/master/AFG/projections.csv | 2021-05-02 | Rt | 1.34 | 1.37 | 1.38 | 1.39 | 1.4 | 1.44 | Surged Optimistic | Afghanistan | AFG | 2022-01-02 | v8 | TRUE
https://raw.githubusercontent.com/mrc-ide/global-lmic-reports/master/AFG/projections.csv | 2021-05-02 | Reff | 1.29 | 1.31 | 1.33 | 1.33 | 1.35 | 1.38 | Surged Optimistic | Afghanistan | AFG | 2022-01-02 | v8 | TRUE
https://raw.githubusercontent.com/mrc-ide/global-lmic-reports/master/AFG/projections.csv | 2021-05-02 | infections | 5372.84 | 5924.17 | 6131.27 | 6184.31 | 6432.22 | 7019.39 | Surged Pessimistic | Afghanistan | AFG | 2022-01-02 | v8 | TRUE
https://raw.githubusercontent.com/mrc-ide/global-lmic-reports/master/AFG/projections.csv | 2021-05-02 | deaths | 5.32 | 5.73 | 5.93 | 5.99 | 6.3 | 6.71 | Surged Pessimistic | Afghanistan | AFG | 2022-01-02 | v8 | TRUE
https://raw.githubusercontent.com/mrc-ide/global-lmic-reports/master/AFG/projections.csv | 2021-05-02 | hospital_demand | 241.38 | 258.86 | 269.51 | 271.85 | 288.26 | 306.89 | Surged Pessimistic | Afghanistan | AFG | 2022-01-02 | v8 | TRUE
https://raw.githubusercontent.com/mrc-ide/global-lmic-reports/master/AFG/projections.csv | 2021-05-02 | ICU_demand | 93.92 | 100.93 | 104.45 | 105.57 | 111.47 | 118.53 | Surged Pessimistic | Afghanistan | AFG | 2022-01-02 | v8 | TRUE
https://raw.githubusercontent.com/mrc-ide/global-lmic-reports/master/AFG/projections.csv | 2021-05-02 | hospital_incidence | 31.78 | 34.27 | 35.64 | 35.89 | 37.32 | 40.7 | Surged Pessimistic | Afghanistan | AFG | 2022-01-02 | v8 | TRUE
https://raw.githubusercontent.com/mrc-ide/global-lmic-reports/master/AFG/projections.csv | 2021-05-02 | ICU_incidence | 9.72 | 10.49 | 10.91 | 10.98 | 11.42 | 12.45 | Surged Pessimistic | Afghanistan | AFG | 2022-01-02 | v8 | TRUE
https://raw.githubusercontent.com/mrc-ide/global-lmic-reports/master/AFG/projections.csv | 2021-05-02 | prevalence | 31752.96 | 34649.71 | 35994.57 | 36205.67 | 37607.29 | 40993.82 | Surged Pessimistic | Afghanistan | AFG | 2022-01-02 | v8 | TRUE
https://raw.githubusercontent.com/mrc-ide/global-lmic-reports/master/AFG/projections.csv | 2021-05-02 | cumulative_infections | 1182298.65 | 1221503.54 | 1250090.13 | 1253422.87 | 1283329.48 | 1339510.86 | Surged Pessimistic | Afghanistan | AFG | 2022-01-02 | v8 | TRUE
https://raw.githubusercontent.com/mrc-ide/global-lmic-reports/master/AFG/projections.csv | 2021-05-02 | cumulative_deaths | 2380.22 | 2468.27 | 2528.47 | 2531.07 | 2590.98 | 2707.95 | Surged Pessimistic | Afghanistan | AFG | 2022-01-02 | v8 | TRUE
https://raw.githubusercontent.com/mrc-ide/global-lmic-reports/master/AFG/projections.csv | 2021-05-02 | Rt | 1.34 | 1.37 | 1.38 | 1.39 | 1.4 | 1.44 | Surged Pessimistic | Afghanistan | AFG | 2022-01-02 | v8 | TRUE
https://raw.githubusercontent.com/mrc-ide/global-lmic-reports/master/AFG/projections.csv | 2021-05-02 | Reff | 1.29 | 1.31 | 1.33 | 1.33 | 1.35 | 1.38 | Surged Pessimistic | Afghanistan | AFG | 2022-01-02 | v8 | TRUE
https://raw.githubusercontent.com/mrc-ide/global-lmic-reports/master/AFG/projections.csv | 2021-05-02 | infections | 5372.84 | 5924.17 | 6131.27 | 6184.31 | 6432.22 | 7019.39 | Surged Relax Interventions 50% | Afghanistan | AFG | 2022-01-02 | v8 | TRUE
https://raw.githubusercontent.com/mrc-ide/global-lmic-reports/master/AFG/projections.csv | 2021-05-02 | deaths | 5.32 | 5.73 | 5.93 | 5.99 | 6.3 | 6.71 | Surged Relax Interventions 50% | Afghanistan | AFG | 2022-01-02 | v8 | TRUE
https://raw.githubusercontent.com/mrc-ide/global-lmic-reports/master/AFG/projections.csv | 2021-05-02 | hospital_demand | 241.38 | 258.86 | 269.51 | 271.85 | 288.26 | 306.89 | Surged Relax Interventions 50% | Afghanistan | AFG | 2022-01-02 | v8 | TRUE
https://raw.githubusercontent.com/mrc-ide/global-lmic-reports/master/AFG/projections.csv | 2021-05-02 | ICU_demand | 93.92 | 100.93 | 104.45 | 105.57 | 111.47 | 118.53 | Surged Relax Interventions 50% | Afghanistan | AFG | 2022-01-02 | v8 | TRUE
https://raw.githubusercontent.com/mrc-ide/global-lmic-reports/master/AFG/projections.csv | 2021-05-02 | hospital_incidence | 31.78 | 34.27 | 35.64 | 35.89 | 37.32 | 40.7 | Surged Relax Interventions 50% | Afghanistan | AFG | 2022-01-02 | v8 | TRUE
https://raw.githubusercontent.com/mrc-ide/global-lmic-reports/master/AFG/projections.csv | 2021-05-02 | ICU_incidence | 9.72 | 10.49 | 10.91 | 10.98 | 11.42 | 12.45 | Surged Relax Interventions 50% | Afghanistan | AFG | 2022-01-02 | v8 | TRUE
https://raw.githubusercontent.com/mrc-ide/global-lmic-reports/master/AFG/projections.csv | 2021-05-02 | prevalence | 31752.96 | 34649.71 | 35994.57 | 36205.67 | 37607.29 | 40993.82 | Surged Relax Interventions 50% | Afghanistan | AFG | 2022-01-02 | v8 | TRUE
https://raw.githubusercontent.com/mrc-ide/global-lmic-reports/master/AFG/projections.csv | 2021-05-02 | cumulative_infections | 1182298.65 | 1221503.54 | 1250090.13 | 1253422.87 | 1283329.48 | 1339510.86 | Surged Relax Interventions 50% | Afghanistan | AFG | 2022-01-02 | v8 | TRUE
https://raw.githubusercontent.com/mrc-ide/global-lmic-reports/master/AFG/projections.csv | 2021-05-02 | cumulative_deaths | 2380.22 | 2468.27 | 2528.47 | 2531.07 | 2590.98 | 2707.95 | Surged Relax Interventions 50% | Afghanistan | AFG | 2022-01-02 | v8 | TRUE
https://raw.githubusercontent.com/mrc-ide/global-lmic-reports/master/AFG/projections.csv | 2021-05-02 | Rt | 1.34 | 1.37 | 1.38 | 1.39 | 1.4 | 1.44 | Surged Relax Interventions 50% | Afghanistan | AFG | 2022-01-02 | v8 | TRUE
https://raw.githubusercontent.com/mrc-ide/global-lmic-reports/master/AFG/projections.csv | 2021-05-02 | Reff | 1.29 | 1.31 | 1.33 | 1.33 | 1.35 | 1.38 | Surged Relax Interventions 50% | Afghanistan | AFG | 2022-01-02 | v8 | TRUE
https://raw.githubusercontent.com/mrc-ide/global-lmic-reports/master/AFG/projections.csv | 2021-05-03 | infections | 5822.7 | 6317.1 | 6589.42 | 6602.93 | 6881.9 | 7459.39 | Additional 50% Reduction | Afghanistan | AFG | 2022-01-02 | v8 | TRUE
https://raw.githubusercontent.com/mrc-ide/global-lmic-reports/master/AFG/projections.csv | 2021-05-03 | deaths | 5.42 | 5.84 | 6.09 | 6.12 | 6.31 | 6.83 | Additional 50% Reduction | Afghanistan | AFG | 2022-01-02 | v8 | TRUE
https://raw.githubusercontent.com/mrc-ide/global-lmic-reports/master/AFG/projections.csv | 2021-05-03 | hospital_demand | 247.27 | 266.9 | 277.13 | 278.85 | 288.6 | 313.66 | Additional 50% Reduction | Afghanistan | AFG | 2022-01-02 | v8 | TRUE
https://raw.githubusercontent.com/mrc-ide/global-lmic-reports/master/AFG/projections.csv | 2021-05-03 | ICU_demand | 96.04 | 103.87 | 107.91 | 108.34 | 111.64 | 121.62 | Additional 50% Reduction | Afghanistan | AFG | 2022-01-02 | v8 | TRUE
https://raw.githubusercontent.com/mrc-ide/global-lmic-reports/master/AFG/projections.csv | 2021-05-03 | hospital_incidence | 32.33 | 35.7 | 36.95 | 37 | 38.57 | 41.74 | Additional 50% Reduction | Afghanistan | AFG | 2022-01-02 | v8 | TRUE
https://raw.githubusercontent.com/mrc-ide/global-lmic-reports/master/AFG/projections.csv | 2021-05-03 | ICU_incidence | 9.91 | 10.94 | 11.32 | 11.34 | 11.82 | 12.79 | Additional 50% Reduction | Afghanistan | AFG | 2022-01-02 | v8 | TRUE
https://raw.githubusercontent.com/mrc-ide/global-lmic-reports/master/AFG/projections.csv | 2021-05-03 | prevalence | 33195.03 | 36182.12 | 37567.65 | 37681.67 | 39352.9 | 42404.21 | Additional 50% Reduction | Afghanistan | AFG | 2022-01-02 | v8 | TRUE
https://raw.githubusercontent.com/mrc-ide/global-lmic-reports/master/AFG/projections.csv | 2021-05-03 | cumulative_infections | 1191933.55 | 1235308.07 | 1264036.24 | 1270496.45 | 1294442.54 | 1401765 | Additional 50% Reduction | Afghanistan | AFG | 2022-01-02 | v8 | TRUE
https://raw.githubusercontent.com/mrc-ide/global-lmic-reports/master/AFG/projections.csv | 2021-05-03 | cumulative_deaths | 2400.3 | 2493.15 | 2570.22 | 2574.85 | 2624.06 | 2864.6 | Additional 50% Reduction | Afghanistan | AFG | 2022-01-02 | v8 | TRUE
https://raw.githubusercontent.com/mrc-ide/global-lmic-reports/master/AFG/projections.csv | 2021-05-03 | Rt | 1.34 | 1.39 | 1.41 | 1.41 | 1.42 | 1.46 | Additional 50% Reduction | Afghanistan | AFG | 2022-01-02 | v8 | TRUE
https://raw.githubusercontent.com/mrc-ide/global-lmic-reports/master/AFG/projections.csv | 2021-05-03 | Reff | 1.29 | 1.33 | 1.35 | 1.35 | 1.36 | 1.41 | Additional 50% Reduction | Afghanistan | AFG | 2022-01-02 | v8 | TRUE
https://raw.githubusercontent.com/mrc-ide/global-lmic-reports/master/AFG/projections.csv | 2021-05-03 | infections | 5822.7 | 6317.1 | 6589.42 | 6602.93 | 6881.9 | 7459.39 | Maintain Status Quo | Afghanistan | AFG | 2022-01-02 | v8 | TRUE
https://raw.githubusercontent.com/mrc-ide/global-lmic-reports/master/AFG/projections.csv | 2021-05-03 | deaths | 5.42 | 5.84 | 6.09 | 6.12 | 6.31 | 6.83 | Maintain Status Quo | Afghanistan | AFG | 2022-01-02 | v8 | TRUE
https://raw.githubusercontent.com/mrc-ide/global-lmic-reports/master/AFG/projections.csv | 2021-05-03 | hospital_demand | 247.27 | 266.9 | 277.13 | 278.85 | 288.6 | 313.66 | Maintain Status Quo | Afghanistan | AFG | 2022-01-02 | v8 | TRUE
https://raw.githubusercontent.com/mrc-ide/global-lmic-reports/master/AFG/projections.csv | 2021-05-03 | ICU_demand | 96.04 | 103.87 | 107.91 | 108.34 | 111.64 | 121.62 | Maintain Status Quo | Afghanistan | AFG | 2022-01-02 | v8 | TRUE
https://raw.githubusercontent.com/mrc-ide/global-lmic-reports/master/AFG/projections.csv | 2021-05-03 | hospital_incidence | 32.33 | 35.7 | 36.95 | 37 | 38.57 | 41.74 | Maintain Status Quo | Afghanistan | AFG | 2022-01-02 | v8 | TRUE
https://raw.githubusercontent.com/mrc-ide/global-lmic-reports/master/AFG/projections.csv | 2021-05-03 | ICU_incidence | 9.91 | 10.94 | 11.32 | 11.34 | 11.82 | 12.79 | Maintain Status Quo | Afghanistan | AFG | 2022-01-02 | v8 | TRUE
https://raw.githubusercontent.com/mrc-ide/global-lmic-reports/master/AFG/projections.csv | 2021-05-03 | prevalence | 33195.03 | 36182.12 | 37567.65 | 37681.67 | 39352.9 | 42404.21 | Maintain Status Quo | Afghanistan | AFG | 2022-01-02 | v8 | TRUE
https://raw.githubusercontent.com/mrc-ide/global-lmic-reports/master/AFG/projections.csv | 2021-05-03 | cumulative_infections | 1191933.55 | 1235308.07 | 1264036.24 | 1270496.45 | 1294442.54 | 1401765 | Maintain Status Quo | Afghanistan | AFG | 2022-01-02 | v8 | TRUE
https://raw.githubusercontent.com/mrc-ide/global-lmic-reports/master/AFG/projections.csv | 2021-05-03 | cumulative_deaths | 2400.3 | 2493.15 | 2570.22 | 2574.85 | 2624.06 | 2864.6 | Maintain Status Quo | Afghanistan | AFG | 2022-01-02 | v8 | TRUE
https://raw.githubusercontent.com/mrc-ide/global-lmic-reports/master/AFG/projections.csv | 2021-05-03 | Rt | 1.34 | 1.39 | 1.41 | 1.41 | 1.42 | 1.46 | Maintain Status Quo | Afghanistan | AFG | 2022-01-02 | v8 | TRUE
https://raw.githubusercontent.com/mrc-ide/global-lmic-reports/master/AFG/projections.csv | 2021-05-03 | Reff | 1.29 | 1.33 | 1.35 | 1.35 | 1.36 | 1.41 | Maintain Status Quo | Afghanistan | AFG | 2022-01-02 | v8 | TRUE
https://raw.githubusercontent.com/mrc-ide/global-lmic-reports/master/AFG/projections.csv | 2021-05-03 | infections | 5822.7 | 6317.1 | 6589.42 | 6602.93 | 6881.9 | 7459.39 | Optimistic | Afghanistan | AFG | 2022-01-02 | v8 | TRUE
https://raw.githubusercontent.com/mrc-ide/global-lmic-reports/master/AFG/projections.csv | 2021-05-03 | deaths | 5.42 | 5.84 | 6.09 | 6.12 | 6.31 | 6.83 | Optimistic | Afghanistan | AFG | 2022-01-02 | v8 | TRUE
https://raw.githubusercontent.com/mrc-ide/global-lmic-reports/master/AFG/projections.csv | 2021-05-03 | hospital_demand | 247.27 | 266.9 | 277.13 | 278.85 | 288.6 | 313.66 | Optimistic | Afghanistan | AFG | 2022-01-02 | v8 | TRUE
https://raw.githubusercontent.com/mrc-ide/global-lmic-reports/master/AFG/projections.csv | 2021-05-03 | ICU_demand | 96.04 | 103.87 | 107.91 | 108.34 | 111.64 | 121.62 | Optimistic | Afghanistan | AFG | 2022-01-02 | v8 | TRUE
https://raw.githubusercontent.com/mrc-ide/global-lmic-reports/master/AFG/projections.csv | 2021-05-03 | hospital_incidence | 32.33 | 35.7 | 36.95 | 37 | 38.57 | 41.74 | Optimistic | Afghanistan | AFG | 2022-01-02 | v8 | TRUE
https://raw.githubusercontent.com/mrc-ide/global-lmic-reports/master/AFG/projections.csv | 2021-05-03 | ICU_incidence | 9.91 | 10.94 | 11.32 | 11.34 | 11.82 | 12.79 | Optimistic | Afghanistan | AFG | 2022-01-02 | v8 | TRUE
https://raw.githubusercontent.com/mrc-ide/global-lmic-reports/master/AFG/projections.csv | 2021-05-03 | prevalence | 33195.03 | 36182.12 | 37567.65 | 37681.67 | 39352.9 | 42404.21 | Optimistic | Afghanistan | AFG | 2022-01-02 | v8 | TRUE
https://raw.githubusercontent.com/mrc-ide/global-lmic-reports/master/AFG/projections.csv | 2021-05-03 | cumulative_infections | 1191933.55 | 1235308.07 | 1264036.24 | 1270496.45 | 1294442.54 | 1401765 | Optimistic | Afghanistan | AFG | 2022-01-02 | v8 | TRUE
https://raw.githubusercontent.com/mrc-ide/global-lmic-reports/master/AFG/projections.csv | 2021-05-03 | cumulative_deaths | 2400.3 | 2493.15 | 2570.22 | 2574.85 | 2624.06 | 2864.6 | Optimistic | Afghanistan | AFG | 2022-01-02 | v8 | TRUE
https://raw.githubusercontent.com/mrc-ide/global-lmic-reports/master/AFG/projections.csv | 2021-05-03 | Rt | 1.34 | 1.39 | 1.41 | 1.41 | 1.42 | 1.46 | Optimistic | Afghanistan | AFG | 2022-01-02 | v8 | TRUE
https://raw.githubusercontent.com/mrc-ide/global-lmic-reports/master/AFG/projections.csv | 2021-05-03 | Reff | 1.29 | 1.33 | 1.35 | 1.35 | 1.36 | 1.41 | Optimistic | Afghanistan | AFG | 2022-01-02 | v8 | TRUE
https://raw.githubusercontent.com/mrc-ide/global-lmic-reports/master/AFG/projections.csv | 2021-05-03 | infections | 5822.7 | 6317.1 | 6589.42 | 6602.93 | 6881.9 | 7459.39 | Pessimistic | Afghanistan | AFG | 2022-01-02 | v8 | TRUE
https://raw.githubusercontent.com/mrc-ide/global-lmic-reports/master/AFG/projections.csv | 2021-05-03 | deaths | 5.42 | 5.84 | 6.09 | 6.12 | 6.31 | 6.83 | Pessimistic | Afghanistan | AFG | 2022-01-02 | v8 | TRUE
https://raw.githubusercontent.com/mrc-ide/global-lmic-reports/master/AFG/projections.csv | 2021-05-03 | hospital_demand | 247.27 | 266.9 | 277.13 | 278.85 | 288.6 | 313.66 | Pessimistic | Afghanistan | AFG | 2022-01-02 | v8 | TRUE
https://raw.githubusercontent.com/mrc-ide/global-lmic-reports/master/AFG/projections.csv | 2021-05-03 | ICU_demand | 96.04 | 103.87 | 107.91 | 108.34 | 111.64 | 121.62 | Pessimistic | Afghanistan | AFG | 2022-01-02 | v8 | TRUE
https://raw.githubusercontent.com/mrc-ide/global-lmic-reports/master/AFG/projections.csv | 2021-05-03 | hospital_incidence | 32.33 | 35.7 | 36.95 | 37 | 38.57 | 41.74 | Pessimistic | Afghanistan | AFG | 2022-01-02 | v8 | TRUE
https://raw.githubusercontent.com/mrc-ide/global-lmic-reports/master/AFG/projections.csv | 2021-05-03 | ICU_incidence | 9.91 | 10.94 | 11.32 | 11.34 | 11.82 | 12.79 | Pessimistic | Afghanistan | AFG | 2022-01-02 | v8 | TRUE
https://raw.githubusercontent.com/mrc-ide/global-lmic-reports/master/AFG/projections.csv | 2021-05-03 | prevalence | 33195.03 | 36182.12 | 37567.65 | 37681.67 | 39352.9 | 42404.21 | Pessimistic | Afghanistan | AFG | 2022-01-02 | v8 | TRUE
https://raw.githubusercontent.com/mrc-ide/global-lmic-reports/master/AFG/projections.csv | 2021-05-03 | cumulative_infections | 1191933.55 | 1235308.07 | 1264036.24 | 1270496.45 | 1294442.54 | 1401765 | Pessimistic | Afghanistan | AFG | 2022-01-02 | v8 | TRUE
https://raw.githubusercontent.com/mrc-ide/global-lmic-reports/master/AFG/projections.csv | 2021-05-03 | cumulative_deaths | 2400.3 | 2493.15 | 2570.22 | 2574.85 | 2624.06 | 2864.6 | Pessimistic | Afghanistan | AFG | 2022-01-02 | v8 | TRUE
https://raw.githubusercontent.com/mrc-ide/global-lmic-reports/master/AFG/projections.csv | 2021-05-03 | Rt | 1.34 | 1.39 | 1.41 | 1.41 | 1.42 | 1.46 | Pessimistic | Afghanistan | AFG | 2022-01-02 | v8 | TRUE
https://raw.githubusercontent.com/mrc-ide/global-lmic-reports/master/AFG/projections.csv | 2021-05-03 | Reff | 1.29 | 1.33 | 1.35 | 1.35 | 1.36 | 1.41 | Pessimistic | Afghanistan | AFG | 2022-01-02 | v8 | TRUE
https://raw.githubusercontent.com/mrc-ide/global-lmic-reports/master/AFG/projections.csv | 2021-05-03 | infections | 5822.7 | 6317.1 | 6589.42 | 6602.93 | 6881.9 | 7459.39 | Relax Interventions 50% | Afghanistan | AFG | 2022-01-02 | v8 | TRUE
https://raw.githubusercontent.com/mrc-ide/global-lmic-reports/master/AFG/projections.csv | 2021-05-03 | deaths | 5.42 | 5.84 | 6.09 | 6.12 | 6.31 | 6.83 | Relax Interventions 50% | Afghanistan | AFG | 2022-01-02 | v8 | TRUE
https://raw.githubusercontent.com/mrc-ide/global-lmic-reports/master/AFG/projections.csv | 2021-05-03 | hospital_demand | 247.27 | 266.9 | 277.13 | 278.85 | 288.6 | 313.66 | Relax Interventions 50% | Afghanistan | AFG | 2022-01-02 | v8 | TRUE
https://raw.githubusercontent.com/mrc-ide/global-lmic-reports/master/AFG/projections.csv | 2021-05-03 | ICU_demand | 96.04 | 103.87 | 107.91 | 108.34 | 111.64 | 121.62 | Relax Interventions 50% | Afghanistan | AFG | 2022-01-02 | v8 | TRUE
https://raw.githubusercontent.com/mrc-ide/global-lmic-reports/master/AFG/projections.csv | 2021-05-03 | hospital_incidence | 32.33 | 35.7 | 36.95 | 37 | 38.57 | 41.74 | Relax Interventions 50% | Afghanistan | AFG | 2022-01-02 | v8 | TRUE
https://raw.githubusercontent.com/mrc-ide/global-lmic-reports/master/AFG/projections.csv | 2021-05-03 | ICU_incidence | 9.91 | 10.94 | 11.32 | 11.34 | 11.82 | 12.79 | Relax Interventions 50% | Afghanistan | AFG | 2022-01-02 | v8 | TRUE
https://raw.githubusercontent.com/mrc-ide/global-lmic-reports/master/AFG/projections.csv | 2021-05-03 | prevalence | 33195.03 | 36182.12 | 37567.65 | 37681.67 | 39352.9 | 42404.21 | Relax Interventions 50% | Afghanistan | AFG | 2022-01-02 | v8 | TRUE
https://raw.githubusercontent.com/mrc-ide/global-lmic-reports/master/AFG/projections.csv | 2021-05-03 | cumulative_infections | 1191933.55 | 1235308.07 | 1264036.24 | 1270496.45 | 1294442.54 | 1401765 | Relax Interventions 50% | Afghanistan | AFG | 2022-01-02 | v8 | TRUE
https://raw.githubusercontent.com/mrc-ide/global-lmic-reports/master/AFG/projections.csv | 2021-05-03 | cumulative_deaths | 2400.3 | 2493.15 | 2570.22 | 2574.85 | 2624.06 | 2864.6 | Relax Interventions 50% | Afghanistan | AFG | 2022-01-02 | v8 | TRUE
https://raw.githubusercontent.com/mrc-ide/global-lmic-reports/master/AFG/projections.csv | 2021-05-03 | Rt | 1.34 | 1.39 | 1.41 | 1.41 | 1.42 | 1.46 | Relax Interventions 50% | Afghanistan | AFG | 2022-01-02 | v8 | TRUE
https://raw.githubusercontent.com/mrc-ide/global-lmic-reports/master/AFG/projections.csv | 2021-05-03 | Reff | 1.29 | 1.33 | 1.35 | 1.35 | 1.36 | 1.41 | Relax Interventions 50% | Afghanistan | AFG | 2022-01-02 | v8 | TRUE
https://raw.githubusercontent.com/mrc-ide/global-lmic-reports/master/AFG/projections.csv | 2021-05-03 | infections | 5821.92 | 6346.48 | 6547.94 | 6616.54 | 6899.53 | 7432.22 | Surged Additional 50% Reduction | Afghanistan | AFG | 2022-01-02 | v8 | TRUE
https://raw.githubusercontent.com/mrc-ide/global-lmic-reports/master/AFG/projections.csv | 2021-05-03 | deaths | 5.48 | 5.89 | 6.11 | 6.17 | 6.51 | 6.93 | Surged Additional 50% Reduction | Afghanistan | AFG | 2022-01-02 | v8 | TRUE
https://raw.githubusercontent.com/mrc-ide/global-lmic-reports/master/AFG/projections.csv | 2021-05-03 | hospital_demand | 249.72 | 267.91 | 279.1 | 281.12 | 297.57 | 317.29 | Surged Additional 50% Reduction | Afghanistan | AFG | 2022-01-02 | v8 | TRUE
https://raw.githubusercontent.com/mrc-ide/global-lmic-reports/master/AFG/projections.csv | 2021-05-03 | ICU_demand | 97.17 | 104.47 | 108.11 | 109.23 | 115.51 | 122.71 | Surged Additional 50% Reduction | Afghanistan | AFG | 2022-01-02 | v8 | TRUE
https://raw.githubusercontent.com/mrc-ide/global-lmic-reports/master/AFG/projections.csv | 2021-05-03 | hospital_incidence | 32.94 | 35.54 | 36.99 | 37.24 | 38.68 | 42.18 | Surged Additional 50% Reduction | Afghanistan | AFG | 2022-01-02 | v8 | TRUE
https://raw.githubusercontent.com/mrc-ide/global-lmic-reports/master/AFG/projections.csv | 2021-05-03 | ICU_incidence | 10.09 | 10.89 | 11.33 | 11.41 | 11.85 | 12.93 | Surged Additional 50% Reduction | Afghanistan | AFG | 2022-01-02 | v8 | TRUE
https://raw.githubusercontent.com/mrc-ide/global-lmic-reports/master/AFG/projections.csv | 2021-05-03 | prevalence | 33203.52 | 36261.76 | 37540.79 | 37858.56 | 39314.83 | 42779.49 | Surged Additional 50% Reduction | Afghanistan | AFG | 2022-01-02 | v8 | TRUE
https://raw.githubusercontent.com/mrc-ide/global-lmic-reports/master/AFG/projections.csv | 2021-05-03 | cumulative_infections | 1188774.1 | 1228099.07 | 1256962.93 | 1260039.41 | 1290155.9 | 1345350.69 | Surged Additional 50% Reduction | Afghanistan | AFG | 2022-01-02 | v8 | TRUE
https://raw.githubusercontent.com/mrc-ide/global-lmic-reports/master/AFG/projections.csv | 2021-05-03 | cumulative_deaths | 2386.29 | 2474.29 | 2534.17 | 2537.24 | 2596.66 | 2714.47 | Surged Additional 50% Reduction | Afghanistan | AFG | 2022-01-02 | v8 | TRUE
https://raw.githubusercontent.com/mrc-ide/global-lmic-reports/master/AFG/projections.csv | 2021-05-03 | Rt | 1.35 | 1.38 | 1.4 | 1.4 | 1.42 | 1.46 | Surged Additional 50% Reduction | Afghanistan | AFG | 2022-01-02 | v8 | TRUE
https://raw.githubusercontent.com/mrc-ide/global-lmic-reports/master/AFG/projections.csv | 2021-05-03 | Reff | 1.29 | 1.32 | 1.34 | 1.34 | 1.36 | 1.4 | Surged Additional 50% Reduction | Afghanistan | AFG | 2022-01-02 | v8 | TRUE
https://raw.githubusercontent.com/mrc-ide/global-lmic-reports/master/AFG/projections.csv | 2021-05-03 | infections | 5821.92 | 6346.48 | 6547.94 | 6616.54 | 6899.53 | 7432.22 | Surged Maintain Status Quo | Afghanistan | AFG | 2022-01-02 | v8 | TRUE
https://raw.githubusercontent.com/mrc-ide/global-lmic-reports/master/AFG/projections.csv | 2021-05-03 | deaths | 5.48 | 5.89 | 6.11 | 6.17 | 6.51 | 6.93 | Surged Maintain Status Quo | Afghanistan | AFG | 2022-01-02 | v8 | TRUE
https://raw.githubusercontent.com/mrc-ide/global-lmic-reports/master/AFG/projections.csv | 2021-05-03 | hospital_demand | 249.72 | 267.91 | 279.1 | 281.12 | 297.57 | 317.29 | Surged Maintain Status Quo | Afghanistan | AFG | 2022-01-02 | v8 | TRUE
https://raw.githubusercontent.com/mrc-ide/global-lmic-reports/master/AFG/projections.csv | 2021-05-03 | ICU_demand | 97.17 | 104.47 | 108.11 | 109.23 | 115.51 | 122.71 | Surged Maintain Status Quo | Afghanistan | AFG | 2022-01-02 | v8 | TRUE
https://raw.githubusercontent.com/mrc-ide/global-lmic-reports/master/AFG/projections.csv | 2021-05-03 | hospital_incidence | 32.94 | 35.54 | 36.99 | 37.24 | 38.68 | 42.18 | Surged Maintain Status Quo | Afghanistan | AFG | 2022-01-02 | v8 | TRUE
https://raw.githubusercontent.com/mrc-ide/global-lmic-reports/master/AFG/projections.csv | 2021-05-03 | ICU_incidence | 10.09 | 10.89 | 11.33 | 11.41 | 11.85 | 12.93 | Surged Maintain Status Quo | Afghanistan | AFG | 2022-01-02 | v8 | TRUE
https://raw.githubusercontent.com/mrc-ide/global-lmic-reports/master/AFG/projections.csv | 2021-05-03 | prevalence | 33203.52 | 36261.76 | 37540.79 | 37858.56 | 39314.83 | 42779.49 | Surged Maintain Status Quo | Afghanistan | AFG | 2022-01-02 | v8 | TRUE
https://raw.githubusercontent.com/mrc-ide/global-lmic-reports/master/AFG/projections.csv | 2021-05-03 | cumulative_infections | 1188774.1 | 1228099.07 | 1256962.93 | 1260039.41 | 1290155.9 | 1345350.69 | Surged Maintain Status Quo | Afghanistan | AFG | 2022-01-02 | v8 | TRUE
https://raw.githubusercontent.com/mrc-ide/global-lmic-reports/master/AFG/projections.csv | 2021-05-03 | cumulative_deaths | 2386.29 | 2474.29 | 2534.17 | 2537.24 | 2596.66 | 2714.47 | Surged Maintain Status Quo | Afghanistan | AFG | 2022-01-02 | v8 | TRUE
https://raw.githubusercontent.com/mrc-ide/global-lmic-reports/master/AFG/projections.csv | 2021-05-03 | Rt | 1.35 | 1.38 | 1.4 | 1.4 | 1.42 | 1.46 | Surged Maintain Status Quo | Afghanistan | AFG | 2022-01-02 | v8 | TRUE
https://raw.githubusercontent.com/mrc-ide/global-lmic-reports/master/AFG/projections.csv | 2021-05-03 | Reff | 1.29 | 1.32 | 1.34 | 1.34 | 1.36 | 1.4 | Surged Maintain Status Quo | Afghanistan | AFG | 2022-01-02 | v8 | TRUE
https://raw.githubusercontent.com/mrc-ide/global-lmic-reports/master/AFG/projections.csv | 2021-05-03 | infections | 5821.92 | 6346.48 | 6547.94 | 6616.54 | 6899.53 | 7432.22 | Surged Optimistic | Afghanistan | AFG | 2022-01-02 | v8 | TRUE
https://raw.githubusercontent.com/mrc-ide/global-lmic-reports/master/AFG/projections.csv | 2021-05-03 | deaths | 5.48 | 5.89 | 6.11 | 6.17 | 6.51 | 6.93 | Surged Optimistic | Afghanistan | AFG | 2022-01-02 | v8 | TRUE
https://raw.githubusercontent.com/mrc-ide/global-lmic-reports/master/AFG/projections.csv | 2021-05-03 | hospital_demand | 249.72 | 267.91 | 279.1 | 281.12 | 297.57 | 317.29 | Surged Optimistic | Afghanistan | AFG | 2022-01-02 | v8 | TRUE
https://raw.githubusercontent.com/mrc-ide/global-lmic-reports/master/AFG/projections.csv | 2021-05-03 | ICU_demand | 97.17 | 104.47 | 108.11 | 109.23 | 115.51 | 122.71 | Surged Optimistic | Afghanistan | AFG | 2022-01-02 | v8 | TRUE
https://raw.githubusercontent.com/mrc-ide/global-lmic-reports/master/AFG/projections.csv | 2021-05-03 | hospital_incidence | 32.94 | 35.54 | 36.99 | 37.24 | 38.68 | 42.18 | Surged Optimistic | Afghanistan | AFG | 2022-01-02 | v8 | TRUE
https://raw.githubusercontent.com/mrc-ide/global-lmic-reports/master/AFG/projections.csv | 2021-05-03 | ICU_incidence | 10.09 | 10.89 | 11.33 | 11.41 | 11.85 | 12.93 | Surged Optimistic | Afghanistan | AFG | 2022-01-02 | v8 | TRUE
https://raw.githubusercontent.com/mrc-ide/global-lmic-reports/master/AFG/projections.csv | 2021-05-03 | prevalence | 33203.52 | 36261.76 | 37540.79 | 37858.56 | 39314.83 | 42779.49 | Surged Optimistic | Afghanistan | AFG | 2022-01-02 | v8 | TRUE
https://raw.githubusercontent.com/mrc-ide/global-lmic-reports/master/AFG/projections.csv | 2021-05-03 | cumulative_infections | 1188774.1 | 1228099.07 | 1256962.93 | 1260039.41 | 1290155.9 | 1345350.69 | Surged Optimistic | Afghanistan | AFG | 2022-01-02 | v8 | TRUE
https://raw.githubusercontent.com/mrc-ide/global-lmic-reports/master/AFG/projections.csv | 2021-05-03 | cumulative_deaths | 2386.29 | 2474.29 | 2534.17 | 2537.24 | 2596.66 | 2714.47 | Surged Optimistic | Afghanistan | AFG | 2022-01-02 | v8 | TRUE
https://raw.githubusercontent.com/mrc-ide/global-lmic-reports/master/AFG/projections.csv | 2021-05-03 | Rt | 1.35 | 1.38 | 1.4 | 1.4 | 1.42 | 1.46 | Surged Optimistic | Afghanistan | AFG | 2022-01-02 | v8 | TRUE
https://raw.githubusercontent.com/mrc-ide/global-lmic-reports/master/AFG/projections.csv | 2021-05-03 | Reff | 1.29 | 1.32 | 1.34 | 1.34 | 1.36 | 1.4 | Surged Optimistic | Afghanistan | AFG | 2022-01-02 | v8 | TRUE
https://raw.githubusercontent.com/mrc-ide/global-lmic-reports/master/AFG/projections.csv | 2021-05-03 | infections | 5821.92 | 6346.48 | 6547.94 | 6616.54 | 6899.53 | 7432.22 | Surged Pessimistic | Afghanistan | AFG | 2022-01-02 | v8 | TRUE
https://raw.githubusercontent.com/mrc-ide/global-lmic-reports/master/AFG/projections.csv | 2021-05-03 | deaths | 5.48 | 5.89 | 6.11 | 6.17 | 6.51 | 6.93 | Surged Pessimistic | Afghanistan | AFG | 2022-01-02 | v8 | TRUE
https://raw.githubusercontent.com/mrc-ide/global-lmic-reports/master/AFG/projections.csv | 2021-05-03 | hospital_demand | 249.72 | 267.91 | 279.1 | 281.12 | 297.57 | 317.29 | Surged Pessimistic | Afghanistan | AFG | 2022-01-02 | v8 | TRUE
https://raw.githubusercontent.com/mrc-ide/global-lmic-reports/master/AFG/projections.csv | 2021-05-03 | ICU_demand | 97.17 | 104.47 | 108.11 | 109.23 | 115.51 | 122.71 | Surged Pessimistic | Afghanistan | AFG | 2022-01-02 | v8 | TRUE
https://raw.githubusercontent.com/mrc-ide/global-lmic-reports/master/AFG/projections.csv | 2021-05-03 | hospital_incidence | 32.94 | 35.54 | 36.99 | 37.24 | 38.68 | 42.18 | Surged Pessimistic | Afghanistan | AFG | 2022-01-02 | v8 | TRUE
https://raw.githubusercontent.com/mrc-ide/global-lmic-reports/master/AFG/projections.csv | 2021-05-03 | ICU_incidence | 10.09 | 10.89 | 11.33 | 11.41 | 11.85 | 12.93 | Surged Pessimistic | Afghanistan | AFG | 2022-01-02 | v8 | TRUE
https://raw.githubusercontent.com/mrc-ide/global-lmic-reports/master/AFG/projections.csv | 2021-05-03 | prevalence | 33203.52 | 36261.76 | 37540.79 | 37858.56 | 39314.83 | 42779.49 | Surged Pessimistic | Afghanistan | AFG | 2022-01-02 | v8 | TRUE
https://raw.githubusercontent.com/mrc-ide/global-lmic-reports/master/AFG/projections.csv | 2021-05-03 | cumulative_infections | 1188774.1 | 1228099.07 | 1256962.93 | 1260039.41 | 1290155.9 | 1345350.69 | Surged Pessimistic | Afghanistan | AFG | 2022-01-02 | v8 | TRUE
https://raw.githubusercontent.com/mrc-ide/global-lmic-reports/master/AFG/projections.csv | 2021-05-03 | cumulative_deaths | 2386.29 | 2474.29 | 2534.17 | 2537.24 | 2596.66 | 2714.47 | Surged Pessimistic | Afghanistan | AFG | 2022-01-02 | v8 | TRUE
https://raw.githubusercontent.com/mrc-ide/global-lmic-reports/master/AFG/projections.csv | 2021-05-03 | Rt | 1.35 | 1.38 | 1.4 | 1.4 | 1.42 | 1.46 | Surged Pessimistic | Afghanistan | AFG | 2022-01-02 | v8 | TRUE
https://raw.githubusercontent.com/mrc-ide/global-lmic-reports/master/AFG/projections.csv | 2021-05-03 | Reff | 1.29 | 1.32 | 1.34 | 1.34 | 1.36 | 1.4 | Surged Pessimistic | Afghanistan | AFG | 2022-01-02 | v8 | TRUE
https://raw.githubusercontent.com/mrc-ide/global-lmic-reports/master/AFG/projections.csv | 2021-05-03 | infections | 5821.92 | 6346.48 | 6547.94 | 6616.54 | 6899.53 | 7432.22 | Surged Relax Interventions 50% | Afghanistan | AFG | 2022-01-02 | v8 | TRUE
https://raw.githubusercontent.com/mrc-ide/global-lmic-reports/master/AFG/projections.csv | 2021-05-03 | deaths | 5.48 | 5.89 | 6.11 | 6.17 | 6.51 | 6.93 | Surged Relax Interventions 50% | Afghanistan | AFG | 2022-01-02 | v8 | TRUE
https://raw.githubusercontent.com/mrc-ide/global-lmic-reports/master/AFG/projections.csv | 2021-05-03 | hospital_demand | 249.72 | 267.91 | 279.1 | 281.12 | 297.57 | 317.29 | Surged Relax Interventions 50% | Afghanistan | AFG | 2022-01-02 | v8 | TRUE
https://raw.githubusercontent.com/mrc-ide/global-lmic-reports/master/AFG/projections.csv | 2021-05-03 | ICU_demand | 97.17 | 104.47 | 108.11 | 109.23 | 115.51 | 122.71 | Surged Relax Interventions 50% | Afghanistan | AFG | 2022-01-02 | v8 | TRUE
https://raw.githubusercontent.com/mrc-ide/global-lmic-reports/master/AFG/projections.csv | 2021-05-03 | hospital_incidence | 32.94 | 35.54 | 36.99 | 37.24 | 38.68 | 42.18 | Surged Relax Interventions 50% | Afghanistan | AFG | 2022-01-02 | v8 | TRUE
https://raw.githubusercontent.com/mrc-ide/global-lmic-reports/master/AFG/projections.csv | 2021-05-03 | ICU_incidence | 10.09 | 10.89 | 11.33 | 11.41 | 11.85 | 12.93 | Surged Relax Interventions 50% | Afghanistan | AFG | 2022-01-02 | v8 | TRUE
https://raw.githubusercontent.com/mrc-ide/global-lmic-reports/master/AFG/projections.csv | 2021-05-03 | prevalence | 33203.52 | 36261.76 | 37540.79 | 37858.56 | 39314.83 | 42779.49 | Surged Relax Interventions 50% | Afghanistan | AFG | 2022-01-02 | v8 | TRUE
https://raw.githubusercontent.com/mrc-ide/global-lmic-reports/master/AFG/projections.csv | 2021-05-03 | cumulative_infections | 1188774.1 | 1228099.07 | 1256962.93 | 1260039.41 | 1290155.9 | 1345350.69 | Surged Relax Interventions 50% | Afghanistan | AFG | 2022-01-02 | v8 | TRUE
https://raw.githubusercontent.com/mrc-ide/global-lmic-reports/master/AFG/projections.csv | 2021-05-03 | cumulative_deaths | 2386.29 | 2474.29 | 2534.17 | 2537.24 | 2596.66 | 2714.47 | Surged Relax Interventions 50% | Afghanistan | AFG | 2022-01-02 | v8 | TRUE
https://raw.githubusercontent.com/mrc-ide/global-lmic-reports/master/AFG/projections.csv | 2021-05-03 | Rt | 1.35 | 1.38 | 1.4 | 1.4 | 1.42 | 1.46 | Surged Relax Interventions 50% | Afghanistan | AFG | 2022-01-02 | v8 | TRUE
https://raw.githubusercontent.com/mrc-ide/global-lmic-reports/master/AFG/projections.csv | 2021-05-03 | Reff | 1.29 | 1.32 | 1.34 | 1.34 | 1.36 | 1.4 | Surged Relax Interventions 50% | Afghanistan | AFG | 2022-01-02 | v8 | TRUE
https://raw.githubusercontent.com/mrc-ide/global-lmic-reports/master/AFG/projections.csv | 2021-05-04 | infections | 6107.51 | 6592.9 | 6948.29 | 6943.99 | 7257.24 | 7863.19 | Additional 50% Reduction | Afghanistan | AFG | 2022-01-02 | v8 | TRUE
https://raw.githubusercontent.com/mrc-ide/global-lmic-reports/master/AFG/projections.csv | 2021-05-04 | deaths | 5.59 | 6.04 | 6.27 | 6.3 | 6.5 | 7.06 | Additional 50% Reduction | Afghanistan | AFG | 2022-01-02 | v8 | TRUE
https://raw.githubusercontent.com/mrc-ide/global-lmic-reports/master/AFG/projections.csv | 2021-05-04 | hospital_demand | 255.85 | 276.39 | 286.49 | 288.6 | 299.76 | 325.5 | Additional 50% Reduction | Afghanistan | AFG | 2022-01-02 | v8 | TRUE
https://raw.githubusercontent.com/mrc-ide/global-lmic-reports/master/AFG/projections.csv | 2021-05-04 | ICU_demand | 99.44 | 107.48 | 111.73 | 112.17 | 115.59 | 126.22 | Additional 50% Reduction | Afghanistan | AFG | 2022-01-02 | v8 | TRUE
https://raw.githubusercontent.com/mrc-ide/global-lmic-reports/master/AFG/projections.csv | 2021-05-04 | hospital_incidence | 33.65 | 37.12 | 38.34 | 38.41 | 40.08 | 43.3 | Additional 50% Reduction | Afghanistan | AFG | 2022-01-02 | v8 | TRUE
https://raw.githubusercontent.com/mrc-ide/global-lmic-reports/master/AFG/projections.csv | 2021-05-04 | ICU_incidence | 10.33 | 11.39 | 11.77 | 11.79 | 12.3 | 13.29 | Additional 50% Reduction | Afghanistan | AFG | 2022-01-02 | v8 | TRUE
https://raw.githubusercontent.com/mrc-ide/global-lmic-reports/master/AFG/projections.csv | 2021-05-04 | prevalence | 34828.1 | 38059.68 | 39398.27 | 39482.01 | 41204.95 | 44474.73 | Additional 50% Reduction | Afghanistan | AFG | 2022-01-02 | v8 | TRUE
https://raw.githubusercontent.com/mrc-ide/global-lmic-reports/master/AFG/projections.csv | 2021-05-04 | cumulative_infections | 1198439.98 | 1241944.05 | 1270653.14 | 1277440.45 | 1302097.04 | 1409417.66 | Additional 50% Reduction | Afghanistan | AFG | 2022-01-02 | v8 | TRUE
https://raw.githubusercontent.com/mrc-ide/global-lmic-reports/master/AFG/projections.csv | 2021-05-04 | cumulative_deaths | 2406.46 | 2499.84 | 2576.7 | 2581.15 | 2630.33 | 2871.51 | Additional 50% Reduction | Afghanistan | AFG | 2022-01-02 | v8 | TRUE
https://raw.githubusercontent.com/mrc-ide/global-lmic-reports/master/AFG/projections.csv | 2021-05-04 | Rt | 1.33 | 1.39 | 1.4 | 1.4 | 1.41 | 1.45 | Additional 50% Reduction | Afghanistan | AFG | 2022-01-02 | v8 | TRUE
https://raw.githubusercontent.com/mrc-ide/global-lmic-reports/master/AFG/projections.csv | 2021-05-04 | Reff | 1.28 | 1.33 | 1.34 | 1.34 | 1.35 | 1.39 | Additional 50% Reduction | Afghanistan | AFG | 2022-01-02 | v8 | TRUE
https://raw.githubusercontent.com/mrc-ide/global-lmic-reports/master/AFG/projections.csv | 2021-05-04 | infections | 6107.51 | 6592.9 | 6948.29 | 6943.99 | 7257.24 | 7863.19 | Maintain Status Quo | Afghanistan | AFG | 2022-01-02 | v8 | TRUE
https://raw.githubusercontent.com/mrc-ide/global-lmic-reports/master/AFG/projections.csv | 2021-05-04 | deaths | 5.59 | 6.04 | 6.27 | 6.3 | 6.5 | 7.06 | Maintain Status Quo | Afghanistan | AFG | 2022-01-02 | v8 | TRUE
https://raw.githubusercontent.com/mrc-ide/global-lmic-reports/master/AFG/projections.csv | 2021-05-04 | hospital_demand | 255.85 | 276.39 | 286.49 | 288.6 | 299.76 | 325.5 | Maintain Status Quo | Afghanistan | AFG | 2022-01-02 | v8 | TRUE
https://raw.githubusercontent.com/mrc-ide/global-lmic-reports/master/AFG/projections.csv | 2021-05-04 | ICU_demand | 99.44 | 107.48 | 111.73 | 112.17 | 115.59 | 126.22 | Maintain Status Quo | Afghanistan | AFG | 2022-01-02 | v8 | TRUE
https://raw.githubusercontent.com/mrc-ide/global-lmic-reports/master/AFG/projections.csv | 2021-05-04 | hospital_incidence | 33.65 | 37.12 | 38.34 | 38.41 | 40.08 | 43.3 | Maintain Status Quo | Afghanistan | AFG | 2022-01-02 | v8 | TRUE
https://raw.githubusercontent.com/mrc-ide/global-lmic-reports/master/AFG/projections.csv | 2021-05-04 | ICU_incidence | 10.33 | 11.39 | 11.77 | 11.79 | 12.3 | 13.29 | Maintain Status Quo | Afghanistan | AFG | 2022-01-02 | v8 | TRUE
https://raw.githubusercontent.com/mrc-ide/global-lmic-reports/master/AFG/projections.csv | 2021-05-04 | prevalence | 34828.1 | 38059.68 | 39398.27 | 39482.01 | 41204.95 | 44474.73 | Maintain Status Quo | Afghanistan | AFG | 2022-01-02 | v8 | TRUE
https://raw.githubusercontent.com/mrc-ide/global-lmic-reports/master/AFG/projections.csv | 2021-05-04 | cumulative_infections | 1198439.98 | 1241944.05 | 1270653.14 | 1277440.45 | 1302097.04 | 1409417.66 | Maintain Status Quo | Afghanistan | AFG | 2022-01-02 | v8 | TRUE
https://raw.githubusercontent.com/mrc-ide/global-lmic-reports/master/AFG/projections.csv | 2021-05-04 | cumulative_deaths | 2406.46 | 2499.84 | 2576.7 | 2581.15 | 2630.33 | 2871.51 | Maintain Status Quo | Afghanistan | AFG | 2022-01-02 | v8 | TRUE
https://raw.githubusercontent.com/mrc-ide/global-lmic-reports/master/AFG/projections.csv | 2021-05-04 | Rt | 1.33 | 1.39 | 1.4 | 1.4 | 1.41 | 1.45 | Maintain Status Quo | Afghanistan | AFG | 2022-01-02 | v8 | TRUE
https://raw.githubusercontent.com/mrc-ide/global-lmic-reports/master/AFG/projections.csv | 2021-05-04 | Reff | 1.28 | 1.33 | 1.34 | 1.34 | 1.35 | 1.39 | Maintain Status Quo | Afghanistan | AFG | 2022-01-02 | v8 | TRUE
https://raw.githubusercontent.com/mrc-ide/global-lmic-reports/master/AFG/projections.csv | 2021-05-04 | infections | 6107.51 | 6592.9 | 6948.29 | 6943.99 | 7257.24 | 7863.19 | Optimistic | Afghanistan | AFG | 2022-01-02 | v8 | TRUE
https://raw.githubusercontent.com/mrc-ide/global-lmic-reports/master/AFG/projections.csv | 2021-05-04 | deaths | 5.59 | 6.04 | 6.27 | 6.3 | 6.5 | 7.06 | Optimistic | Afghanistan | AFG | 2022-01-02 | v8 | TRUE
https://raw.githubusercontent.com/mrc-ide/global-lmic-reports/master/AFG/projections.csv | 2021-05-04 | hospital_demand | 255.85 | 276.39 | 286.49 | 288.6 | 299.76 | 325.5 | Optimistic | Afghanistan | AFG | 2022-01-02 | v8 | TRUE
https://raw.githubusercontent.com/mrc-ide/global-lmic-reports/master/AFG/projections.csv | 2021-05-04 | ICU_demand | 99.44 | 107.48 | 111.73 | 112.17 | 115.59 | 126.22 | Optimistic | Afghanistan | AFG | 2022-01-02 | v8 | TRUE
https://raw.githubusercontent.com/mrc-ide/global-lmic-reports/master/AFG/projections.csv | 2021-05-04 | hospital_incidence | 33.65 | 37.12 | 38.34 | 38.41 | 40.08 | 43.3 | Optimistic | Afghanistan | AFG | 2022-01-02 | v8 | TRUE
https://raw.githubusercontent.com/mrc-ide/global-lmic-reports/master/AFG/projections.csv | 2021-05-04 | ICU_incidence | 10.33 | 11.39 | 11.77 | 11.79 | 12.3 | 13.29 | Optimistic | Afghanistan | AFG | 2022-01-02 | v8 | TRUE
https://raw.githubusercontent.com/mrc-ide/global-lmic-reports/master/AFG/projections.csv | 2021-05-04 | prevalence | 34828.1 | 38059.68 | 39398.27 | 39482.01 | 41204.95 | 44474.73 | Optimistic | Afghanistan | AFG | 2022-01-02 | v8 | TRUE
https://raw.githubusercontent.com/mrc-ide/global-lmic-reports/master/AFG/projections.csv | 2021-05-04 | cumulative_infections | 1198439.98 | 1241944.05 | 1270653.14 | 1277440.45 | 1302097.04 | 1409417.66 | Optimistic | Afghanistan | AFG | 2022-01-02 | v8 | TRUE
https://raw.githubusercontent.com/mrc-ide/global-lmic-reports/master/AFG/projections.csv | 2021-05-04 | cumulative_deaths | 2406.46 | 2499.84 | 2576.7 | 2581.15 | 2630.33 | 2871.51 | Optimistic | Afghanistan | AFG | 2022-01-02 | v8 | TRUE
https://raw.githubusercontent.com/mrc-ide/global-lmic-reports/master/AFG/projections.csv | 2021-05-04 | Rt | 1.33 | 1.39 | 1.4 | 1.4 | 1.41 | 1.45 | Optimistic | Afghanistan | AFG | 2022-01-02 | v8 | TRUE
https://raw.githubusercontent.com/mrc-ide/global-lmic-reports/master/AFG/projections.csv | 2021-05-04 | Reff | 1.28 | 1.33 | 1.34 | 1.34 | 1.35 | 1.39 | Optimistic | Afghanistan | AFG | 2022-01-02 | v8 | TRUE
https://raw.githubusercontent.com/mrc-ide/global-lmic-reports/master/AFG/projections.csv | 2021-05-04 | infections | 6107.51 | 6592.9 | 6948.29 | 6943.99 | 7257.24 | 7863.19 | Pessimistic | Afghanistan | AFG | 2022-01-02 | v8 | TRUE
https://raw.githubusercontent.com/mrc-ide/global-lmic-reports/master/AFG/projections.csv | 2021-05-04 | deaths | 5.59 | 6.04 | 6.27 | 6.3 | 6.5 | 7.06 | Pessimistic | Afghanistan | AFG | 2022-01-02 | v8 | TRUE
https://raw.githubusercontent.com/mrc-ide/global-lmic-reports/master/AFG/projections.csv | 2021-05-04 | hospital_demand | 255.85 | 276.39 | 286.49 | 288.6 | 299.76 | 325.5 | Pessimistic | Afghanistan | AFG | 2022-01-02 | v8 | TRUE
https://raw.githubusercontent.com/mrc-ide/global-lmic-reports/master/AFG/projections.csv | 2021-05-04 | ICU_demand | 99.44 | 107.48 | 111.73 | 112.17 | 115.59 | 126.22 | Pessimistic | Afghanistan | AFG | 2022-01-02 | v8 | TRUE
https://raw.githubusercontent.com/mrc-ide/global-lmic-reports/master/AFG/projections.csv | 2021-05-04 | hospital_incidence | 33.65 | 37.12 | 38.34 | 38.41 | 40.08 | 43.3 | Pessimistic | Afghanistan | AFG | 2022-01-02 | v8 | TRUE
https://raw.githubusercontent.com/mrc-ide/global-lmic-reports/master/AFG/projections.csv | 2021-05-04 | ICU_incidence | 10.33 | 11.39 | 11.77 | 11.79 | 12.3 | 13.29 | Pessimistic | Afghanistan | AFG | 2022-01-02 | v8 | TRUE
https://raw.githubusercontent.com/mrc-ide/global-lmic-reports/master/AFG/projections.csv | 2021-05-04 | prevalence | 34828.1 | 38059.68 | 39398.27 | 39482.01 | 41204.95 | 44474.73 | Pessimistic | Afghanistan | AFG | 2022-01-02 | v8 | TRUE
https://raw.githubusercontent.com/mrc-ide/global-lmic-reports/master/AFG/projections.csv | 2021-05-04 | cumulative_infections | 1198439.98 | 1241944.05 | 1270653.14 | 1277440.45 | 1302097.04 | 1409417.66 | Pessimistic | Afghanistan | AFG | 2022-01-02 | v8 | TRUE
https://raw.githubusercontent.com/mrc-ide/global-lmic-reports/master/AFG/projections.csv | 2021-05-04 | cumulative_deaths | 2406.46 | 2499.84 | 2576.7 | 2581.15 | 2630.33 | 2871.51 | Pessimistic | Afghanistan | AFG | 2022-01-02 | v8 | TRUE
https://raw.githubusercontent.com/mrc-ide/global-lmic-reports/master/AFG/projections.csv | 2021-05-04 | Rt | 1.33 | 1.39 | 1.4 | 1.4 | 1.41 | 1.45 | Pessimistic | Afghanistan | AFG | 2022-01-02 | v8 | TRUE
https://raw.githubusercontent.com/mrc-ide/global-lmic-reports/master/AFG/projections.csv | 2021-05-04 | Reff | 1.28 | 1.33 | 1.34 | 1.34 | 1.35 | 1.39 | Pessimistic | Afghanistan | AFG | 2022-01-02 | v8 | TRUE
https://raw.githubusercontent.com/mrc-ide/global-lmic-reports/master/AFG/projections.csv | 2021-05-04 | infections | 6107.51 | 6592.9 | 6948.29 | 6943.99 | 7257.24 | 7863.19 | Relax Interventions 50% | Afghanistan | AFG | 2022-01-02 | v8 | TRUE
https://raw.githubusercontent.com/mrc-ide/global-lmic-reports/master/AFG/projections.csv | 2021-05-04 | deaths | 5.59 | 6.04 | 6.27 | 6.3 | 6.5 | 7.06 | Relax Interventions 50% | Afghanistan | AFG | 2022-01-02 | v8 | TRUE
https://raw.githubusercontent.com/mrc-ide/global-lmic-reports/master/AFG/projections.csv | 2021-05-04 | hospital_demand | 255.85 | 276.39 | 286.49 | 288.6 | 299.76 | 325.5 | Relax Interventions 50% | Afghanistan | AFG | 2022-01-02 | v8 | TRUE
https://raw.githubusercontent.com/mrc-ide/global-lmic-reports/master/AFG/projections.csv | 2021-05-04 | ICU_demand | 99.44 | 107.48 | 111.73 | 112.17 | 115.59 | 126.22 | Relax Interventions 50% | Afghanistan | AFG | 2022-01-02 | v8 | TRUE
https://raw.githubusercontent.com/mrc-ide/global-lmic-reports/master/AFG/projections.csv | 2021-05-04 | hospital_incidence | 33.65 | 37.12 | 38.34 | 38.41 | 40.08 | 43.3 | Relax Interventions 50% | Afghanistan | AFG | 2022-01-02 | v8 | TRUE
https://raw.githubusercontent.com/mrc-ide/global-lmic-reports/master/AFG/projections.csv | 2021-05-04 | ICU_incidence | 10.33 | 11.39 | 11.77 | 11.79 | 12.3 | 13.29 | Relax Interventions 50% | Afghanistan | AFG | 2022-01-02 | v8 | TRUE
https://raw.githubusercontent.com/mrc-ide/global-lmic-reports/master/AFG/projections.csv | 2021-05-04 | prevalence | 34828.1 | 38059.68 | 39398.27 | 39482.01 | 41204.95 | 44474.73 | Relax Interventions 50% | Afghanistan | AFG | 2022-01-02 | v8 | TRUE
https://raw.githubusercontent.com/mrc-ide/global-lmic-reports/master/AFG/projections.csv | 2021-05-04 | cumulative_infections | 1198439.98 | 1241944.05 | 1270653.14 | 1277440.45 | 1302097.04 | 1409417.66 | Relax Interventions 50% | Afghanistan | AFG | 2022-01-02 | v8 | TRUE
https://raw.githubusercontent.com/mrc-ide/global-lmic-reports/master/AFG/projections.csv | 2021-05-04 | cumulative_deaths | 2406.46 | 2499.84 | 2576.7 | 2581.15 | 2630.33 | 2871.51 | Relax Interventions 50% | Afghanistan | AFG | 2022-01-02 | v8 | TRUE
https://raw.githubusercontent.com/mrc-ide/global-lmic-reports/master/AFG/projections.csv | 2021-05-04 | Rt | 1.33 | 1.39 | 1.4 | 1.4 | 1.41 | 1.45 | Relax Interventions 50% | Afghanistan | AFG | 2022-01-02 | v8 | TRUE
https://raw.githubusercontent.com/mrc-ide/global-lmic-reports/master/AFG/projections.csv | 2021-05-04 | Reff | 1.28 | 1.33 | 1.34 | 1.34 | 1.35 | 1.39 | Relax Interventions 50% | Afghanistan | AFG | 2022-01-02 | v8 | TRUE
https://raw.githubusercontent.com/mrc-ide/global-lmic-reports/master/AFG/projections.csv | 2021-05-04 | infections | 6132.5 | 6656.01 | 6881.06 | 6950.14 | 7245.36 | 7808.73 | Surged Additional 50% Reduction | Afghanistan | AFG | 2022-01-02 | v8 | TRUE
https://raw.githubusercontent.com/mrc-ide/global-lmic-reports/master/AFG/projections.csv | 2021-05-04 | deaths | 5.65 | 6.07 | 6.29 | 6.36 | 6.72 | 7.15 | Surged Additional 50% Reduction | Afghanistan | AFG | 2022-01-02 | v8 | TRUE
https://raw.githubusercontent.com/mrc-ide/global-lmic-reports/master/AFG/projections.csv | 2021-05-04 | hospital_demand | 258.57 | 277.88 | 289.12 | 290.88 | 306.79 | 328.52 | Surged Additional 50% Reduction | Afghanistan | AFG | 2022-01-02 | v8 | TRUE
https://raw.githubusercontent.com/mrc-ide/global-lmic-reports/master/AFG/projections.csv | 2021-05-04 | ICU_demand | 100.62 | 108.22 | 112.15 | 113.07 | 119.59 | 127.17 | Surged Additional 50% Reduction | Afghanistan | AFG | 2022-01-02 | v8 | TRUE
https://raw.githubusercontent.com/mrc-ide/global-lmic-reports/master/AFG/projections.csv | 2021-05-04 | hospital_incidence | 34.11 | 36.9 | 38.39 | 38.65 | 40.12 | 43.72 | Surged Additional 50% Reduction | Afghanistan | AFG | 2022-01-02 | v8 | TRUE
https://raw.githubusercontent.com/mrc-ide/global-lmic-reports/master/AFG/projections.csv | 2021-05-04 | ICU_incidence | 10.47 | 11.32 | 11.78 | 11.86 | 12.31 | 13.42 | Surged Additional 50% Reduction | Afghanistan | AFG | 2022-01-02 | v8 | TRUE
https://raw.githubusercontent.com/mrc-ide/global-lmic-reports/master/AFG/projections.csv | 2021-05-04 | prevalence | 34790.49 | 37981 | 39280.47 | 39636.93 | 41167.3 | 44666.62 | Surged Additional 50% Reduction | Afghanistan | AFG | 2022-01-02 | v8 | TRUE
https://raw.githubusercontent.com/mrc-ide/global-lmic-reports/master/AFG/projections.csv | 2021-05-04 | cumulative_infections | 1195578.72 | 1235057.6 | 1264163.89 | 1266989.55 | 1297615.86 | 1351533.04 | Surged Additional 50% Reduction | Afghanistan | AFG | 2022-01-02 | v8 | TRUE
https://raw.githubusercontent.com/mrc-ide/global-lmic-reports/master/AFG/projections.csv | 2021-05-04 | cumulative_deaths | 2392.82 | 2480.5 | 2540.05 | 2543.59 | 2602.59 | 2721.21 | Surged Additional 50% Reduction | Afghanistan | AFG | 2022-01-02 | v8 | TRUE
https://raw.githubusercontent.com/mrc-ide/global-lmic-reports/master/AFG/projections.csv | 2021-05-04 | Rt | 1.34 | 1.37 | 1.39 | 1.39 | 1.41 | 1.45 | Surged Additional 50% Reduction | Afghanistan | AFG | 2022-01-02 | v8 | TRUE
https://raw.githubusercontent.com/mrc-ide/global-lmic-reports/master/AFG/projections.csv | 2021-05-04 | Reff | 1.29 | 1.31 | 1.33 | 1.34 | 1.35 | 1.39 | Surged Additional 50% Reduction | Afghanistan | AFG | 2022-01-02 | v8 | TRUE
https://raw.githubusercontent.com/mrc-ide/global-lmic-reports/master/AFG/projections.csv | 2021-05-04 | infections | 6132.5 | 6656.01 | 6881.06 | 6950.14 | 7245.36 | 7808.73 | Surged Maintain Status Quo | Afghanistan | AFG | 2022-01-02 | v8 | TRUE
https://raw.githubusercontent.com/mrc-ide/global-lmic-reports/master/AFG/projections.csv | 2021-05-04 | deaths | 5.65 | 6.07 | 6.29 | 6.36 | 6.72 | 7.15 | Surged Maintain Status Quo | Afghanistan | AFG | 2022-01-02 | v8 | TRUE
https://raw.githubusercontent.com/mrc-ide/global-lmic-reports/master/AFG/projections.csv | 2021-05-04 | hospital_demand | 258.57 | 277.88 | 289.12 | 290.88 | 306.79 | 328.52 | Surged Maintain Status Quo | Afghanistan | AFG | 2022-01-02 | v8 | TRUE
https://raw.githubusercontent.com/mrc-ide/global-lmic-reports/master/AFG/projections.csv | 2021-05-04 | ICU_demand | 100.62 | 108.22 | 112.15 | 113.07 | 119.59 | 127.17 | Surged Maintain Status Quo | Afghanistan | AFG | 2022-01-02 | v8 | TRUE
https://raw.githubusercontent.com/mrc-ide/global-lmic-reports/master/AFG/projections.csv | 2021-05-04 | hospital_incidence | 34.11 | 36.9 | 38.39 | 38.65 | 40.12 | 43.72 | Surged Maintain Status Quo | Afghanistan | AFG | 2022-01-02 | v8 | TRUE
https://raw.githubusercontent.com/mrc-ide/global-lmic-reports/master/AFG/projections.csv | 2021-05-04 | ICU_incidence | 10.47 | 11.32 | 11.78 | 11.86 | 12.31 | 13.42 | Surged Maintain Status Quo | Afghanistan | AFG | 2022-01-02 | v8 | TRUE
https://raw.githubusercontent.com/mrc-ide/global-lmic-reports/master/AFG/projections.csv | 2021-05-04 | prevalence | 34790.49 | 37981 | 39280.47 | 39636.93 | 41167.3 | 44666.62 | Surged Maintain Status Quo | Afghanistan | AFG | 2022-01-02 | v8 | TRUE
https://raw.githubusercontent.com/mrc-ide/global-lmic-reports/master/AFG/projections.csv | 2021-05-04 | cumulative_infections | 1195578.72 | 1235057.6 | 1264163.89 | 1266989.55 | 1297615.86 | 1351533.04 | Surged Maintain Status Quo | Afghanistan | AFG | 2022-01-02 | v8 | TRUE
https://raw.githubusercontent.com/mrc-ide/global-lmic-reports/master/AFG/projections.csv | 2021-05-04 | cumulative_deaths | 2392.82 | 2480.5 | 2540.05 | 2543.59 | 2602.59 | 2721.21 | Surged Maintain Status Quo | Afghanistan | AFG | 2022-01-02 | v8 | TRUE
https://raw.githubusercontent.com/mrc-ide/global-lmic-reports/master/AFG/projections.csv | 2021-05-04 | Rt | 1.34 | 1.37 | 1.39 | 1.39 | 1.41 | 1.45 | Surged Maintain Status Quo | Afghanistan | AFG | 2022-01-02 | v8 | TRUE
https://raw.githubusercontent.com/mrc-ide/global-lmic-reports/master/AFG/projections.csv | 2021-05-04 | Reff | 1.29 | 1.31 | 1.33 | 1.34 | 1.35 | 1.39 | Surged Maintain Status Quo | Afghanistan | AFG | 2022-01-02 | v8 | TRUE
https://raw.githubusercontent.com/mrc-ide/global-lmic-reports/master/AFG/projections.csv | 2021-05-04 | infections | 6132.5 | 6656.01 | 6881.06 | 6950.14 | 7245.36 | 7808.73 | Surged Optimistic | Afghanistan | AFG | 2022-01-02 | v8 | TRUE
https://raw.githubusercontent.com/mrc-ide/global-lmic-reports/master/AFG/projections.csv | 2021-05-04 | deaths | 5.65 | 6.07 | 6.29 | 6.36 | 6.72 | 7.15 | Surged Optimistic | Afghanistan | AFG | 2022-01-02 | v8 | TRUE
https://raw.githubusercontent.com/mrc-ide/global-lmic-reports/master/AFG/projections.csv | 2021-05-04 | hospital_demand | 258.57 | 277.88 | 289.12 | 290.88 | 306.79 | 328.52 | Surged Optimistic | Afghanistan | AFG | 2022-01-02 | v8 | TRUE
https://raw.githubusercontent.com/mrc-ide/global-lmic-reports/master/AFG/projections.csv | 2021-05-04 | ICU_demand | 100.62 | 108.22 | 112.15 | 113.07 | 119.59 | 127.17 | Surged Optimistic | Afghanistan | AFG | 2022-01-02 | v8 | TRUE
https://raw.githubusercontent.com/mrc-ide/global-lmic-reports/master/AFG/projections.csv | 2021-05-04 | hospital_incidence | 34.11 | 36.9 | 38.39 | 38.65 | 40.12 | 43.72 | Surged Optimistic | Afghanistan | AFG | 2022-01-02 | v8 | TRUE
https://raw.githubusercontent.com/mrc-ide/global-lmic-reports/master/AFG/projections.csv | 2021-05-04 | ICU_incidence | 10.47 | 11.32 | 11.78 | 11.86 | 12.31 | 13.42 | Surged Optimistic | Afghanistan | AFG | 2022-01-02 | v8 | TRUE
https://raw.githubusercontent.com/mrc-ide/global-lmic-reports/master/AFG/projections.csv | 2021-05-04 | prevalence | 34790.49 | 37981 | 39280.47 | 39636.93 | 41167.3 | 44666.62 | Surged Optimistic | Afghanistan | AFG | 2022-01-02 | v8 | TRUE
https://raw.githubusercontent.com/mrc-ide/global-lmic-reports/master/AFG/projections.csv | 2021-05-04 | cumulative_infections | 1195578.72 | 1235057.6 | 1264163.89 | 1266989.55 | 1297615.86 | 1351533.04 | Surged Optimistic | Afghanistan | AFG | 2022-01-02 | v8 | TRUE
https://raw.githubusercontent.com/mrc-ide/global-lmic-reports/master/AFG/projections.csv | 2021-05-04 | cumulative_deaths | 2392.82 | 2480.5 | 2540.05 | 2543.59 | 2602.59 | 2721.21 | Surged Optimistic | Afghanistan | AFG | 2022-01-02 | v8 | TRUE
https://raw.githubusercontent.com/mrc-ide/global-lmic-reports/master/AFG/projections.csv | 2021-05-04 | Rt | 1.34 | 1.37 | 1.39 | 1.39 | 1.41 | 1.45 | Surged Optimistic | Afghanistan | AFG | 2022-01-02 | v8 | TRUE
https://raw.githubusercontent.com/mrc-ide/global-lmic-reports/master/AFG/projections.csv | 2021-05-04 | Reff | 1.29 | 1.31 | 1.33 | 1.34 | 1.35 | 1.39 | Surged Optimistic | Afghanistan | AFG | 2022-01-02 | v8 | TRUE
https://raw.githubusercontent.com/mrc-ide/global-lmic-reports/master/AFG/projections.csv | 2021-05-04 | infections | 6132.5 | 6656.01 | 6881.06 | 6950.14 | 7245.36 | 7808.73 | Surged Pessimistic | Afghanistan | AFG | 2022-01-02 | v8 | TRUE
https://raw.githubusercontent.com/mrc-ide/global-lmic-reports/master/AFG/projections.csv | 2021-05-04 | deaths | 5.65 | 6.07 | 6.29 | 6.36 | 6.72 | 7.15 | Surged Pessimistic | Afghanistan | AFG | 2022-01-02 | v8 | TRUE
https://raw.githubusercontent.com/mrc-ide/global-lmic-reports/master/AFG/projections.csv | 2021-05-04 | hospital_demand | 258.57 | 277.88 | 289.12 | 290.88 | 306.79 | 328.52 | Surged Pessimistic | Afghanistan | AFG | 2022-01-02 | v8 | TRUE
https://raw.githubusercontent.com/mrc-ide/global-lmic-reports/master/AFG/projections.csv | 2021-05-04 | ICU_demand | 100.62 | 108.22 | 112.15 | 113.07 | 119.59 | 127.17 | Surged Pessimistic | Afghanistan | AFG | 2022-01-02 | v8 | TRUE
https://raw.githubusercontent.com/mrc-ide/global-lmic-reports/master/AFG/projections.csv | 2021-05-04 | hospital_incidence | 34.11 | 36.9 | 38.39 | 38.65 | 40.12 | 43.72 | Surged Pessimistic | Afghanistan | AFG | 2022-01-02 | v8 | TRUE
https://raw.githubusercontent.com/mrc-ide/global-lmic-reports/master/AFG/projections.csv | 2021-05-04 | ICU_incidence | 10.47 | 11.32 | 11.78 | 11.86 | 12.31 | 13.42 | Surged Pessimistic | Afghanistan | AFG | 2022-01-02 | v8 | TRUE
https://raw.githubusercontent.com/mrc-ide/global-lmic-reports/master/AFG/projections.csv | 2021-05-04 | prevalence | 34790.49 | 37981 | 39280.47 | 39636.93 | 41167.3 | 44666.62 | Surged Pessimistic | Afghanistan | AFG | 2022-01-02 | v8 | TRUE
https://raw.githubusercontent.com/mrc-ide/global-lmic-reports/master/AFG/projections.csv | 2021-05-04 | cumulative_infections | 1195578.72 | 1235057.6 | 1264163.89 | 1266989.55 | 1297615.86 | 1351533.04 | Surged Pessimistic | Afghanistan | AFG | 2022-01-02 | v8 | TRUE
https://raw.githubusercontent.com/mrc-ide/global-lmic-reports/master/AFG/projections.csv | 2021-05-04 | cumulative_deaths | 2392.82 | 2480.5 | 2540.05 | 2543.59 | 2602.59 | 2721.21 | Surged Pessimistic | Afghanistan | AFG | 2022-01-02 | v8 | TRUE
https://raw.githubusercontent.com/mrc-ide/global-lmic-reports/master/AFG/projections.csv | 2021-05-04 | Rt | 1.34 | 1.37 | 1.39 | 1.39 | 1.41 | 1.45 | Surged Pessimistic | Afghanistan | AFG | 2022-01-02 | v8 | TRUE
https://raw.githubusercontent.com/mrc-ide/global-lmic-reports/master/AFG/projections.csv | 2021-05-04 | Reff | 1.29 | 1.31 | 1.33 | 1.34 | 1.35 | 1.39 | Surged Pessimistic | Afghanistan | AFG | 2022-01-02 | v8 | TRUE
https://raw.githubusercontent.com/mrc-ide/global-lmic-reports/master/AFG/projections.csv | 2021-05-04 | infections | 6132.5 | 6656.01 | 6881.06 | 6950.14 | 7245.36 | 7808.73 | Surged Relax Interventions 50% | Afghanistan | AFG | 2022-01-02 | v8 | TRUE
https://raw.githubusercontent.com/mrc-ide/global-lmic-reports/master/AFG/projections.csv | 2021-05-04 | deaths | 5.65 | 6.07 | 6.29 | 6.36 | 6.72 | 7.15 | Surged Relax Interventions 50% | Afghanistan | AFG | 2022-01-02 | v8 | TRUE
https://raw.githubusercontent.com/mrc-ide/global-lmic-reports/master/AFG/projections.csv | 2021-05-04 | hospital_demand | 258.57 | 277.88 | 289.12 | 290.88 | 306.79 | 328.52 | Surged Relax Interventions 50% | Afghanistan | AFG | 2022-01-02 | v8 | TRUE
https://raw.githubusercontent.com/mrc-ide/global-lmic-reports/master/AFG/projections.csv | 2021-05-04 | ICU_demand | 100.62 | 108.22 | 112.15 | 113.07 | 119.59 | 127.17 | Surged Relax Interventions 50% | Afghanistan | AFG | 2022-01-02 | v8 | TRUE
https://raw.githubusercontent.com/mrc-ide/global-lmic-reports/master/AFG/projections.csv | 2021-05-04 | hospital_incidence | 34.11 | 36.9 | 38.39 | 38.65 | 40.12 | 43.72 | Surged Relax Interventions 50% | Afghanistan | AFG | 2022-01-02 | v8 | TRUE
https://raw.githubusercontent.com/mrc-ide/global-lmic-reports/master/AFG/projections.csv | 2021-05-04 | ICU_incidence | 10.47 | 11.32 | 11.78 | 11.86 | 12.31 | 13.42 | Surged Relax Interventions 50% | Afghanistan | AFG | 2022-01-02 | v8 | TRUE
https://raw.githubusercontent.com/mrc-ide/global-lmic-reports/master/AFG/projections.csv | 2021-05-04 | prevalence | 34790.49 | 37981 | 39280.47 | 39636.93 | 41167.3 | 44666.62 | Surged Relax Interventions 50% | Afghanistan | AFG | 2022-01-02 | v8 | TRUE
https://raw.githubusercontent.com/mrc-ide/global-lmic-reports/master/AFG/projections.csv | 2021-05-04 | cumulative_infections | 1195578.72 | 1235057.6 | 1264163.89 | 1266989.55 | 1297615.86 | 1351533.04 | Surged Relax Interventions 50% | Afghanistan | AFG | 2022-01-02 | v8 | TRUE
https://raw.githubusercontent.com/mrc-ide/global-lmic-reports/master/AFG/projections.csv | 2021-05-04 | cumulative_deaths | 2392.82 | 2480.5 | 2540.05 | 2543.59 | 2602.59 | 2721.21 | Surged Relax Interventions 50% | Afghanistan | AFG | 2022-01-02 | v8 | TRUE
https://raw.githubusercontent.com/mrc-ide/global-lmic-reports/master/AFG/projections.csv | 2021-05-04 | Rt | 1.34 | 1.37 | 1.39 | 1.39 | 1.41 | 1.45 | Surged Relax Interventions 50% | Afghanistan | AFG | 2022-01-02 | v8 | TRUE
https://raw.githubusercontent.com/mrc-ide/global-lmic-reports/master/AFG/projections.csv | 2021-05-04 | Reff | 1.29 | 1.31 | 1.33 | 1.34 | 1.35 | 1.39 | Surged Relax Interventions 50% | Afghanistan | AFG | 2022-01-02 | v8 | TRUE
https://raw.githubusercontent.com/mrc-ide/global-lmic-reports/master/AFG/projections.csv | 2021-05-05 | infections | 6341.55 | 6831.02 | 7225.92 | 7212.12 | 7556.72 | 8155.32 | Additional 50% Reduction | Afghanistan | AFG | 2022-01-02 | v8 | TRUE
https://raw.githubusercontent.com/mrc-ide/global-lmic-reports/master/AFG/projections.csv | 2021-05-05 | deaths | 5.77 | 6.23 | 6.47 | 6.5 | 6.7 | 7.3 | Additional 50% Reduction | Afghanistan | AFG | 2022-01-02 | v8 | TRUE
https://raw.githubusercontent.com/mrc-ide/global-lmic-reports/master/AFG/projections.csv | 2021-05-05 | hospital_demand | 264.86 | 286.51 | 296.91 | 298.88 | 311.19 | 338.01 | Additional 50% Reduction | Afghanistan | AFG | 2022-01-02 | v8 | TRUE
https://raw.githubusercontent.com/mrc-ide/global-lmic-reports/master/AFG/projections.csv | 2021-05-05 | ICU_demand | 102.99 | 111.51 | 115.69 | 116.21 | 120.17 | 131.08 | Additional 50% Reduction | Afghanistan | AFG | 2022-01-02 | v8 | TRUE
https://raw.githubusercontent.com/mrc-ide/global-lmic-reports/master/AFG/projections.csv | 2021-05-05 | hospital_incidence | 35.07 | 38.5 | 39.83 | 39.91 | 41.66 | 44.96 | Additional 50% Reduction | Afghanistan | AFG | 2022-01-02 | v8 | TRUE
https://raw.githubusercontent.com/mrc-ide/global-lmic-reports/master/AFG/projections.csv | 2021-05-05 | ICU_incidence | 10.78 | 11.83 | 12.24 | 12.27 | 12.8 | 13.82 | Additional 50% Reduction | Afghanistan | AFG | 2022-01-02 | v8 | TRUE
https://raw.githubusercontent.com/mrc-ide/global-lmic-reports/master/AFG/projections.csv | 2021-05-05 | prevalence | 36440.82 | 39746.49 | 41235.86 | 41323.18 | 43110.8 | 46582.88 | Additional 50% Reduction | Afghanistan | AFG | 2022-01-02 | v8 | TRUE
https://raw.githubusercontent.com/mrc-ide/global-lmic-reports/master/AFG/projections.csv | 2021-05-05 | cumulative_infections | 1205189.37 | 1248857.92 | 1277519.64 | 1284652.57 | 1309664.25 | 1417355.26 | Additional 50% Reduction | Afghanistan | AFG | 2022-01-02 | v8 | TRUE
https://raw.githubusercontent.com/mrc-ide/global-lmic-reports/master/AFG/projections.csv | 2021-05-05 | cumulative_deaths | 2412.8 | 2506.74 | 2583.38 | 2587.66 | 2637.02 | 2878.64 | Additional 50% Reduction | Afghanistan | AFG | 2022-01-02 | v8 | TRUE
https://raw.githubusercontent.com/mrc-ide/global-lmic-reports/master/AFG/projections.csv | 2021-05-05 | Rt | 1.33 | 1.38 | 1.39 | 1.4 | 1.41 | 1.45 | Additional 50% Reduction | Afghanistan | AFG | 2022-01-02 | v8 | TRUE
https://raw.githubusercontent.com/mrc-ide/global-lmic-reports/master/AFG/projections.csv | 2021-05-05 | Reff | 1.28 | 1.32 | 1.34 | 1.34 | 1.35 | 1.39 | Additional 50% Reduction | Afghanistan | AFG | 2022-01-02 | v8 | TRUE
https://raw.githubusercontent.com/mrc-ide/global-lmic-reports/master/AFG/projections.csv | 2021-05-05 | infections | 6341.55 | 6831.02 | 7225.92 | 7212.12 | 7556.72 | 8155.32 | Maintain Status Quo | Afghanistan | AFG | 2022-01-02 | v8 | TRUE
https://raw.githubusercontent.com/mrc-ide/global-lmic-reports/master/AFG/projections.csv | 2021-05-05 | deaths | 5.77 | 6.23 | 6.47 | 6.5 | 6.7 | 7.3 | Maintain Status Quo | Afghanistan | AFG | 2022-01-02 | v8 | TRUE
https://raw.githubusercontent.com/mrc-ide/global-lmic-reports/master/AFG/projections.csv | 2021-05-05 | hospital_demand | 264.86 | 286.51 | 296.91 | 298.88 | 311.19 | 338.01 | Maintain Status Quo | Afghanistan | AFG | 2022-01-02 | v8 | TRUE
https://raw.githubusercontent.com/mrc-ide/global-lmic-reports/master/AFG/projections.csv | 2021-05-05 | ICU_demand | 102.99 | 111.51 | 115.69 | 116.21 | 120.17 | 131.08 | Maintain Status Quo | Afghanistan | AFG | 2022-01-02 | v8 | TRUE
https://raw.githubusercontent.com/mrc-ide/global-lmic-reports/master/AFG/projections.csv | 2021-05-05 | hospital_incidence | 35.07 | 38.5 | 39.83 | 39.91 | 41.66 | 44.96 | Maintain Status Quo | Afghanistan | AFG | 2022-01-02 | v8 | TRUE
https://raw.githubusercontent.com/mrc-ide/global-lmic-reports/master/AFG/projections.csv | 2021-05-05 | ICU_incidence | 10.78 | 11.83 | 12.24 | 12.27 | 12.8 | 13.82 | Maintain Status Quo | Afghanistan | AFG | 2022-01-02 | v8 | TRUE
https://raw.githubusercontent.com/mrc-ide/global-lmic-reports/master/AFG/projections.csv | 2021-05-05 | prevalence | 36440.82 | 39746.49 | 41235.86 | 41323.18 | 43110.8 | 46582.88 | Maintain Status Quo | Afghanistan | AFG | 2022-01-02 | v8 | TRUE
https://raw.githubusercontent.com/mrc-ide/global-lmic-reports/master/AFG/projections.csv | 2021-05-05 | cumulative_infections | 1205189.37 | 1248857.92 | 1277519.64 | 1284652.57 | 1309664.25 | 1417355.26 | Maintain Status Quo | Afghanistan | AFG | 2022-01-02 | v8 | TRUE
https://raw.githubusercontent.com/mrc-ide/global-lmic-reports/master/AFG/projections.csv | 2021-05-05 | cumulative_deaths | 2412.8 | 2506.74 | 2583.38 | 2587.66 | 2637.02 | 2878.64 | Maintain Status Quo | Afghanistan | AFG | 2022-01-02 | v8 | TRUE
https://raw.githubusercontent.com/mrc-ide/global-lmic-reports/master/AFG/projections.csv | 2021-05-05 | Rt | 1.33 | 1.38 | 1.39 | 1.4 | 1.41 | 1.45 | Maintain Status Quo | Afghanistan | AFG | 2022-01-02 | v8 | TRUE
https://raw.githubusercontent.com/mrc-ide/global-lmic-reports/master/AFG/projections.csv | 2021-05-05 | Reff | 1.28 | 1.32 | 1.34 | 1.34 | 1.35 | 1.39 | Maintain Status Quo | Afghanistan | AFG | 2022-01-02 | v8 | TRUE
https://raw.githubusercontent.com/mrc-ide/global-lmic-reports/master/AFG/projections.csv | 2021-05-05 | infections | 6341.55 | 6831.02 | 7225.92 | 7212.12 | 7556.72 | 8155.32 | Optimistic | Afghanistan | AFG | 2022-01-02 | v8 | TRUE
https://raw.githubusercontent.com/mrc-ide/global-lmic-reports/master/AFG/projections.csv | 2021-05-05 | deaths | 5.77 | 6.23 | 6.47 | 6.5 | 6.7 | 7.3 | Optimistic | Afghanistan | AFG | 2022-01-02 | v8 | TRUE
https://raw.githubusercontent.com/mrc-ide/global-lmic-reports/master/AFG/projections.csv | 2021-05-05 | hospital_demand | 264.86 | 286.51 | 296.91 | 298.88 | 311.19 | 338.01 | Optimistic | Afghanistan | AFG | 2022-01-02 | v8 | TRUE
https://raw.githubusercontent.com/mrc-ide/global-lmic-reports/master/AFG/projections.csv | 2021-05-05 | ICU_demand | 102.99 | 111.51 | 115.69 | 116.21 | 120.17 | 131.08 | Optimistic | Afghanistan | AFG | 2022-01-02 | v8 | TRUE
https://raw.githubusercontent.com/mrc-ide/global-lmic-reports/master/AFG/projections.csv | 2021-05-05 | hospital_incidence | 35.07 | 38.5 | 39.83 | 39.91 | 41.66 | 44.96 | Optimistic | Afghanistan | AFG | 2022-01-02 | v8 | TRUE
https://raw.githubusercontent.com/mrc-ide/global-lmic-reports/master/AFG/projections.csv | 2021-05-05 | ICU_incidence | 10.78 | 11.83 | 12.24 | 12.27 | 12.8 | 13.82 | Optimistic | Afghanistan | AFG | 2022-01-02 | v8 | TRUE
https://raw.githubusercontent.com/mrc-ide/global-lmic-reports/master/AFG/projections.csv | 2021-05-05 | prevalence | 36440.82 | 39746.49 | 41235.86 | 41323.18 | 43110.8 | 46582.88 | Optimistic | Afghanistan | AFG | 2022-01-02 | v8 | TRUE
https://raw.githubusercontent.com/mrc-ide/global-lmic-reports/master/AFG/projections.csv | 2021-05-05 | cumulative_infections | 1205189.37 | 1248857.92 | 1277519.64 | 1284652.57 | 1309664.25 | 1417355.26 | Optimistic | Afghanistan | AFG | 2022-01-02 | v8 | TRUE
https://raw.githubusercontent.com/mrc-ide/global-lmic-reports/master/AFG/projections.csv | 2021-05-05 | cumulative_deaths | 2412.8 | 2506.74 | 2583.38 | 2587.66 | 2637.02 | 2878.64 | Optimistic | Afghanistan | AFG | 2022-01-02 | v8 | TRUE
https://raw.githubusercontent.com/mrc-ide/global-lmic-reports/master/AFG/projections.csv | 2021-05-05 | Rt | 1.33 | 1.38 | 1.39 | 1.4 | 1.41 | 1.45 | Optimistic | Afghanistan | AFG | 2022-01-02 | v8 | TRUE
https://raw.githubusercontent.com/mrc-ide/global-lmic-reports/master/AFG/projections.csv | 2021-05-05 | Reff | 1.28 | 1.32 | 1.34 | 1.34 | 1.35 | 1.39 | Optimistic | Afghanistan | AFG | 2022-01-02 | v8 | TRUE
https://raw.githubusercontent.com/mrc-ide/global-lmic-reports/master/AFG/projections.csv | 2021-05-05 | infections | 6341.55 | 6831.02 | 7225.92 | 7212.12 | 7556.72 | 8155.32 | Pessimistic | Afghanistan | AFG | 2022-01-02 | v8 | TRUE
https://raw.githubusercontent.com/mrc-ide/global-lmic-reports/master/AFG/projections.csv | 2021-05-05 | deaths | 5.77 | 6.23 | 6.47 | 6.5 | 6.7 | 7.3 | Pessimistic | Afghanistan | AFG | 2022-01-02 | v8 | TRUE
https://raw.githubusercontent.com/mrc-ide/global-lmic-reports/master/AFG/projections.csv | 2021-05-05 | hospital_demand | 264.86 | 286.51 | 296.91 | 298.88 | 311.19 | 338.01 | Pessimistic | Afghanistan | AFG | 2022-01-02 | v8 | TRUE
https://raw.githubusercontent.com/mrc-ide/global-lmic-reports/master/AFG/projections.csv | 2021-05-05 | ICU_demand | 102.99 | 111.51 | 115.69 | 116.21 | 120.17 | 131.08 | Pessimistic | Afghanistan | AFG | 2022-01-02 | v8 | TRUE
https://raw.githubusercontent.com/mrc-ide/global-lmic-reports/master/AFG/projections.csv | 2021-05-05 | hospital_incidence | 35.07 | 38.5 | 39.83 | 39.91 | 41.66 | 44.96 | Pessimistic | Afghanistan | AFG | 2022-01-02 | v8 | TRUE
https://raw.githubusercontent.com/mrc-ide/global-lmic-reports/master/AFG/projections.csv | 2021-05-05 | ICU_incidence | 10.78 | 11.83 | 12.24 | 12.27 | 12.8 | 13.82 | Pessimistic | Afghanistan | AFG | 2022-01-02 | v8 | TRUE
https://raw.githubusercontent.com/mrc-ide/global-lmic-reports/master/AFG/projections.csv | 2021-05-05 | prevalence | 36440.82 | 39746.49 | 41235.86 | 41323.18 | 43110.8 | 46582.88 | Pessimistic | Afghanistan | AFG | 2022-01-02 | v8 | TRUE
https://raw.githubusercontent.com/mrc-ide/global-lmic-reports/master/AFG/projections.csv | 2021-05-05 | cumulative_infections | 1205189.37 | 1248857.92 | 1277519.64 | 1284652.57 | 1309664.25 | 1417355.26 | Pessimistic | Afghanistan | AFG | 2022-01-02 | v8 | TRUE
https://raw.githubusercontent.com/mrc-ide/global-lmic-reports/master/AFG/projections.csv | 2021-05-05 | cumulative_deaths | 2412.8 | 2506.74 | 2583.38 | 2587.66 | 2637.02 | 2878.64 | Pessimistic | Afghanistan | AFG | 2022-01-02 | v8 | TRUE
https://raw.githubusercontent.com/mrc-ide/global-lmic-reports/master/AFG/projections.csv | 2021-05-05 | Rt | 1.33 | 1.38 | 1.39 | 1.4 | 1.41 | 1.45 | Pessimistic | Afghanistan | AFG | 2022-01-02 | v8 | TRUE
https://raw.githubusercontent.com/mrc-ide/global-lmic-reports/master/AFG/projections.csv | 2021-05-05 | Reff | 1.28 | 1.32 | 1.34 | 1.34 | 1.35 | 1.39 | Pessimistic | Afghanistan | AFG | 2022-01-02 | v8 | TRUE
https://raw.githubusercontent.com/mrc-ide/global-lmic-reports/master/AFG/projections.csv | 2021-05-05 | infections | 6341.55 | 6831.02 | 7225.92 | 7212.12 | 7556.72 | 8155.32 | Relax Interventions 50% | Afghanistan | AFG | 2022-01-02 | v8 | TRUE
https://raw.githubusercontent.com/mrc-ide/global-lmic-reports/master/AFG/projections.csv | 2021-05-05 | deaths | 5.77 | 6.23 | 6.47 | 6.5 | 6.7 | 7.3 | Relax Interventions 50% | Afghanistan | AFG | 2022-01-02 | v8 | TRUE
https://raw.githubusercontent.com/mrc-ide/global-lmic-reports/master/AFG/projections.csv | 2021-05-05 | hospital_demand | 264.86 | 286.51 | 296.91 | 298.88 | 311.19 | 338.01 | Relax Interventions 50% | Afghanistan | AFG | 2022-01-02 | v8 | TRUE
https://raw.githubusercontent.com/mrc-ide/global-lmic-reports/master/AFG/projections.csv | 2021-05-05 | ICU_demand | 102.99 | 111.51 | 115.69 | 116.21 | 120.17 | 131.08 | Relax Interventions 50% | Afghanistan | AFG | 2022-01-02 | v8 | TRUE
https://raw.githubusercontent.com/mrc-ide/global-lmic-reports/master/AFG/projections.csv | 2021-05-05 | hospital_incidence | 35.07 | 38.5 | 39.83 | 39.91 | 41.66 | 44.96 | Relax Interventions 50% | Afghanistan | AFG | 2022-01-02 | v8 | TRUE
https://raw.githubusercontent.com/mrc-ide/global-lmic-reports/master/AFG/projections.csv | 2021-05-05 | ICU_incidence | 10.78 | 11.83 | 12.24 | 12.27 | 12.8 | 13.82 | Relax Interventions 50% | Afghanistan | AFG | 2022-01-02 | v8 | TRUE
https://raw.githubusercontent.com/mrc-ide/global-lmic-reports/master/AFG/projections.csv | 2021-05-05 | prevalence | 36440.82 | 39746.49 | 41235.86 | 41323.18 | 43110.8 | 46582.88 | Relax Interventions 50% | Afghanistan | AFG | 2022-01-02 | v8 | TRUE
https://raw.githubusercontent.com/mrc-ide/global-lmic-reports/master/AFG/projections.csv | 2021-05-05 | cumulative_infections | 1205189.37 | 1248857.92 | 1277519.64 | 1284652.57 | 1309664.25 | 1417355.26 | Relax Interventions 50% | Afghanistan | AFG | 2022-01-02 | v8 | TRUE
https://raw.githubusercontent.com/mrc-ide/global-lmic-reports/master/AFG/projections.csv | 2021-05-05 | cumulative_deaths | 2412.8 | 2506.74 | 2583.38 | 2587.66 | 2637.02 | 2878.64 | Relax Interventions 50% | Afghanistan | AFG | 2022-01-02 | v8 | TRUE
https://raw.githubusercontent.com/mrc-ide/global-lmic-reports/master/AFG/projections.csv | 2021-05-05 | Rt | 1.33 | 1.38 | 1.39 | 1.4 | 1.41 | 1.45 | Relax Interventions 50% | Afghanistan | AFG | 2022-01-02 | v8 | TRUE
https://raw.githubusercontent.com/mrc-ide/global-lmic-reports/master/AFG/projections.csv | 2021-05-05 | Reff | 1.28 | 1.32 | 1.34 | 1.34 | 1.35 | 1.39 | Relax Interventions 50% | Afghanistan | AFG | 2022-01-02 | v8 | TRUE
https://raw.githubusercontent.com/mrc-ide/global-lmic-reports/master/AFG/projections.csv | 2021-05-05 | infections | 6345.06 | 6908.24 | 7152.6 | 7217.29 | 7514.04 | 8130.94 | Surged Additional 50% Reduction | Afghanistan | AFG | 2022-01-02 | v8 | TRUE
https://raw.githubusercontent.com/mrc-ide/global-lmic-reports/master/AFG/projections.csv | 2021-05-05 | deaths | 5.83 | 6.26 | 6.49 | 6.56 | 6.94 | 7.38 | Surged Additional 50% Reduction | Afghanistan | AFG | 2022-01-02 | v8 | TRUE
https://raw.githubusercontent.com/mrc-ide/global-lmic-reports/master/AFG/projections.csv | 2021-05-05 | hospital_demand | 267.91 | 288.52 | 299.24 | 301.15 | 315.84 | 340.21 | Surged Additional 50% Reduction | Afghanistan | AFG | 2022-01-02 | v8 | TRUE
https://raw.githubusercontent.com/mrc-ide/global-lmic-reports/master/AFG/projections.csv | 2021-05-05 | ICU_demand | 104.27 | 112.21 | 116.42 | 117.11 | 123.58 | 131.83 | Surged Additional 50% Reduction | Afghanistan | AFG | 2022-01-02 | v8 | TRUE
https://raw.githubusercontent.com/mrc-ide/global-lmic-reports/master/AFG/projections.csv | 2021-05-05 | hospital_incidence | 35.36 | 38.33 | 39.87 | 40.15 | 41.64 | 45.38 | Surged Additional 50% Reduction | Afghanistan | AFG | 2022-01-02 | v8 | TRUE
https://raw.githubusercontent.com/mrc-ide/global-lmic-reports/master/AFG/projections.csv | 2021-05-05 | ICU_incidence | 10.87 | 11.78 | 12.25 | 12.34 | 12.8 | 13.95 | Surged Additional 50% Reduction | Afghanistan | AFG | 2022-01-02 | v8 | TRUE
https://raw.githubusercontent.com/mrc-ide/global-lmic-reports/master/AFG/projections.csv | 2021-05-05 | prevalence | 36399.93 | 39787.23 | 41023.99 | 41456.75 | 43125.05 | 46613.62 | Surged Additional 50% Reduction | Afghanistan | AFG | 2022-01-02 | v8 | TRUE
https://raw.githubusercontent.com/mrc-ide/global-lmic-reports/master/AFG/projections.csv | 2021-05-05 | cumulative_infections | 1202645.26 | 1242315.87 | 1271754.38 | 1274206.84 | 1305564.73 | 1357967.48 | Surged Additional 50% Reduction | Afghanistan | AFG | 2022-01-02 | v8 | TRUE
https://raw.githubusercontent.com/mrc-ide/global-lmic-reports/master/AFG/projections.csv | 2021-05-05 | cumulative_deaths | 2399.87 | 2486.91 | 2546.14 | 2550.15 | 2609.31 | 2728.16 | Surged Additional 50% Reduction | Afghanistan | AFG | 2022-01-02 | v8 | TRUE
https://raw.githubusercontent.com/mrc-ide/global-lmic-reports/master/AFG/projections.csv | 2021-05-05 | Rt | 1.34 | 1.37 | 1.39 | 1.39 | 1.41 | 1.44 | Surged Additional 50% Reduction | Afghanistan | AFG | 2022-01-02 | v8 | TRUE
https://raw.githubusercontent.com/mrc-ide/global-lmic-reports/master/AFG/projections.csv | 2021-05-05 | Reff | 1.29 | 1.31 | 1.33 | 1.33 | 1.35 | 1.38 | Surged Additional 50% Reduction | Afghanistan | AFG | 2022-01-02 | v8 | TRUE
https://raw.githubusercontent.com/mrc-ide/global-lmic-reports/master/AFG/projections.csv | 2021-05-05 | infections | 6345.06 | 6908.24 | 7152.6 | 7217.29 | 7514.04 | 8130.94 | Surged Maintain Status Quo | Afghanistan | AFG | 2022-01-02 | v8 | TRUE
https://raw.githubusercontent.com/mrc-ide/global-lmic-reports/master/AFG/projections.csv | 2021-05-05 | deaths | 5.83 | 6.26 | 6.49 | 6.56 | 6.94 | 7.38 | Surged Maintain Status Quo | Afghanistan | AFG | 2022-01-02 | v8 | TRUE
https://raw.githubusercontent.com/mrc-ide/global-lmic-reports/master/AFG/projections.csv | 2021-05-05 | hospital_demand | 267.91 | 288.52 | 299.24 | 301.15 | 315.84 | 340.21 | Surged Maintain Status Quo | Afghanistan | AFG | 2022-01-02 | v8 | TRUE
https://raw.githubusercontent.com/mrc-ide/global-lmic-reports/master/AFG/projections.csv | 2021-05-05 | ICU_demand | 104.27 | 112.21 | 116.42 | 117.11 | 123.58 | 131.83 | Surged Maintain Status Quo | Afghanistan | AFG | 2022-01-02 | v8 | TRUE
https://raw.githubusercontent.com/mrc-ide/global-lmic-reports/master/AFG/projections.csv | 2021-05-05 | hospital_incidence | 35.36 | 38.33 | 39.87 | 40.15 | 41.64 | 45.38 | Surged Maintain Status Quo | Afghanistan | AFG | 2022-01-02 | v8 | TRUE
https://raw.githubusercontent.com/mrc-ide/global-lmic-reports/master/AFG/projections.csv | 2021-05-05 | ICU_incidence | 10.87 | 11.78 | 12.25 | 12.34 | 12.8 | 13.95 | Surged Maintain Status Quo | Afghanistan | AFG | 2022-01-02 | v8 | TRUE
https://raw.githubusercontent.com/mrc-ide/global-lmic-reports/master/AFG/projections.csv | 2021-05-05 | prevalence | 36399.93 | 39787.23 | 41023.99 | 41456.75 | 43125.05 | 46613.62 | Surged Maintain Status Quo | Afghanistan | AFG | 2022-01-02 | v8 | TRUE
https://raw.githubusercontent.com/mrc-ide/global-lmic-reports/master/AFG/projections.csv | 2021-05-05 | cumulative_infections | 1202645.26 | 1242315.87 | 1271754.38 | 1274206.84 | 1305564.73 | 1357967.48 | Surged Maintain Status Quo | Afghanistan | AFG | 2022-01-02 | v8 | TRUE
https://raw.githubusercontent.com/mrc-ide/global-lmic-reports/master/AFG/projections.csv | 2021-05-05 | cumulative_deaths | 2399.87 | 2486.91 | 2546.14 | 2550.15 | 2609.31 | 2728.16 | Surged Maintain Status Quo | Afghanistan | AFG | 2022-01-02 | v8 | TRUE
https://raw.githubusercontent.com/mrc-ide/global-lmic-reports/master/AFG/projections.csv | 2021-05-05 | Rt | 1.34 | 1.37 | 1.39 | 1.39 | 1.41 | 1.44 | Surged Maintain Status Quo | Afghanistan | AFG | 2022-01-02 | v8 | TRUE
https://raw.githubusercontent.com/mrc-ide/global-lmic-reports/master/AFG/projections.csv | 2021-05-05 | Reff | 1.29 | 1.31 | 1.33 | 1.33 | 1.35 | 1.38 | Surged Maintain Status Quo | Afghanistan | AFG | 2022-01-02 | v8 | TRUE
https://raw.githubusercontent.com/mrc-ide/global-lmic-reports/master/AFG/projections.csv | 2021-05-05 | infections | 6345.06 | 6908.24 | 7152.6 | 7217.29 | 7514.04 | 8130.94 | Surged Optimistic | Afghanistan | AFG | 2022-01-02 | v8 | TRUE
https://raw.githubusercontent.com/mrc-ide/global-lmic-reports/master/AFG/projections.csv | 2021-05-05 | deaths | 5.83 | 6.26 | 6.49 | 6.56 | 6.94 | 7.38 | Surged Optimistic | Afghanistan | AFG | 2022-01-02 | v8 | TRUE
https://raw.githubusercontent.com/mrc-ide/global-lmic-reports/master/AFG/projections.csv | 2021-05-05 | hospital_demand | 267.91 | 288.52 | 299.24 | 301.15 | 315.84 | 340.21 | Surged Optimistic | Afghanistan | AFG | 2022-01-02 | v8 | TRUE
https://raw.githubusercontent.com/mrc-ide/global-lmic-reports/master/AFG/projections.csv | 2021-05-05 | ICU_demand | 104.27 | 112.21 | 116.42 | 117.11 | 123.58 | 131.83 | Surged Optimistic | Afghanistan | AFG | 2022-01-02 | v8 | TRUE
https://raw.githubusercontent.com/mrc-ide/global-lmic-reports/master/AFG/projections.csv | 2021-05-05 | hospital_incidence | 35.36 | 38.33 | 39.87 | 40.15 | 41.64 | 45.38 | Surged Optimistic | Afghanistan | AFG | 2022-01-02 | v8 | TRUE
https://raw.githubusercontent.com/mrc-ide/global-lmic-reports/master/AFG/projections.csv | 2021-05-05 | ICU_incidence | 10.87 | 11.78 | 12.25 | 12.34 | 12.8 | 13.95 | Surged Optimistic | Afghanistan | AFG | 2022-01-02 | v8 | TRUE
https://raw.githubusercontent.com/mrc-ide/global-lmic-reports/master/AFG/projections.csv | 2021-05-05 | prevalence | 36399.93 | 39787.23 | 41023.99 | 41456.75 | 43125.05 | 46613.62 | Surged Optimistic | Afghanistan | AFG | 2022-01-02 | v8 | TRUE
https://raw.githubusercontent.com/mrc-ide/global-lmic-reports/master/AFG/projections.csv | 2021-05-05 | cumulative_infections | 1202645.26 | 1242315.87 | 1271754.38 | 1274206.84 | 1305564.73 | 1357967.48 | Surged Optimistic | Afghanistan | AFG | 2022-01-02 | v8 | TRUE
https://raw.githubusercontent.com/mrc-ide/global-lmic-reports/master/AFG/projections.csv | 2021-05-05 | cumulative_deaths | 2399.87 | 2486.91 | 2546.14 | 2550.15 | 2609.31 | 2728.16 | Surged Optimistic | Afghanistan | AFG | 2022-01-02 | v8 | TRUE
https://raw.githubusercontent.com/mrc-ide/global-lmic-reports/master/AFG/projections.csv | 2021-05-05 | Rt | 1.34 | 1.37 | 1.39 | 1.39 | 1.41 | 1.44 | Surged Optimistic | Afghanistan | AFG | 2022-01-02 | v8 | TRUE
https://raw.githubusercontent.com/mrc-ide/global-lmic-reports/master/AFG/projections.csv | 2021-05-05 | Reff | 1.29 | 1.31 | 1.33 | 1.33 | 1.35 | 1.38 | Surged Optimistic | Afghanistan | AFG | 2022-01-02 | v8 | TRUE
https://raw.githubusercontent.com/mrc-ide/global-lmic-reports/master/AFG/projections.csv | 2021-05-05 | infections | 6345.06 | 6908.24 | 7152.6 | 7217.29 | 7514.04 | 8130.94 | Surged Pessimistic | Afghanistan | AFG | 2022-01-02 | v8 | TRUE
https://raw.githubusercontent.com/mrc-ide/global-lmic-reports/master/AFG/projections.csv | 2021-05-05 | deaths | 5.83 | 6.26 | 6.49 | 6.56 | 6.94 | 7.38 | Surged Pessimistic | Afghanistan | AFG | 2022-01-02 | v8 | TRUE
https://raw.githubusercontent.com/mrc-ide/global-lmic-reports/master/AFG/projections.csv | 2021-05-05 | hospital_demand | 267.91 | 288.52 | 299.24 | 301.15 | 315.84 | 340.21 | Surged Pessimistic | Afghanistan | AFG | 2022-01-02 | v8 | TRUE
https://raw.githubusercontent.com/mrc-ide/global-lmic-reports/master/AFG/projections.csv | 2021-05-05 | ICU_demand | 104.27 | 112.21 | 116.42 | 117.11 | 123.58 | 131.83 | Surged Pessimistic | Afghanistan | AFG | 2022-01-02 | v8 | TRUE
https://raw.githubusercontent.com/mrc-ide/global-lmic-reports/master/AFG/projections.csv | 2021-05-05 | hospital_incidence | 35.36 | 38.33 | 39.87 | 40.15 | 41.64 | 45.38 | Surged Pessimistic | Afghanistan | AFG | 2022-01-02 | v8 | TRUE
https://raw.githubusercontent.com/mrc-ide/global-lmic-reports/master/AFG/projections.csv | 2021-05-05 | ICU_incidence | 10.87 | 11.78 | 12.25 | 12.34 | 12.8 | 13.95 | Surged Pessimistic | Afghanistan | AFG | 2022-01-02 | v8 | TRUE
https://raw.githubusercontent.com/mrc-ide/global-lmic-reports/master/AFG/projections.csv | 2021-05-05 | prevalence | 36399.93 | 39787.23 | 41023.99 | 41456.75 | 43125.05 | 46613.62 | Surged Pessimistic | Afghanistan | AFG | 2022-01-02 | v8 | TRUE
https://raw.githubusercontent.com/mrc-ide/global-lmic-reports/master/AFG/projections.csv | 2021-05-05 | cumulative_infections | 1202645.26 | 1242315.87 | 1271754.38 | 1274206.84 | 1305564.73 | 1357967.48 | Surged Pessimistic | Afghanistan | AFG | 2022-01-02 | v8 | TRUE
https://raw.githubusercontent.com/mrc-ide/global-lmic-reports/master/AFG/projections.csv | 2021-05-05 | cumulative_deaths | 2399.87 | 2486.91 | 2546.14 | 2550.15 | 2609.31 | 2728.16 | Surged Pessimistic | Afghanistan | AFG | 2022-01-02 | v8 | TRUE
https://raw.githubusercontent.com/mrc-ide/global-lmic-reports/master/AFG/projections.csv | 2021-05-05 | Rt | 1.34 | 1.37 | 1.39 | 1.39 | 1.41 | 1.44 | Surged Pessimistic | Afghanistan | AFG | 2022-01-02 | v8 | TRUE
https://raw.githubusercontent.com/mrc-ide/global-lmic-reports/master/AFG/projections.csv | 2021-05-05 | Reff | 1.29 | 1.31 | 1.33 | 1.33 | 1.35 | 1.38 | Surged Pessimistic | Afghanistan | AFG | 2022-01-02 | v8 | TRUE
https://raw.githubusercontent.com/mrc-ide/global-lmic-reports/master/AFG/projections.csv | 2021-05-05 | infections | 6345.06 | 6908.24 | 7152.6 | 7217.29 | 7514.04 | 8130.94 | Surged Relax Interventions 50% | Afghanistan | AFG | 2022-01-02 | v8 | TRUE
https://raw.githubusercontent.com/mrc-ide/global-lmic-reports/master/AFG/projections.csv | 2021-05-05 | deaths | 5.83 | 6.26 | 6.49 | 6.56 | 6.94 | 7.38 | Surged Relax Interventions 50% | Afghanistan | AFG | 2022-01-02 | v8 | TRUE
https://raw.githubusercontent.com/mrc-ide/global-lmic-reports/master/AFG/projections.csv | 2021-05-05 | hospital_demand | 267.91 | 288.52 | 299.24 | 301.15 | 315.84 | 340.21 | Surged Relax Interventions 50% | Afghanistan | AFG | 2022-01-02 | v8 | TRUE
https://raw.githubusercontent.com/mrc-ide/global-lmic-reports/master/AFG/projections.csv | 2021-05-05 | ICU_demand | 104.27 | 112.21 | 116.42 | 117.11 | 123.58 | 131.83 | Surged Relax Interventions 50% | Afghanistan | AFG | 2022-01-02 | v8 | TRUE
https://raw.githubusercontent.com/mrc-ide/global-lmic-reports/master/AFG/projections.csv | 2021-05-05 | hospital_incidence | 35.36 | 38.33 | 39.87 | 40.15 | 41.64 | 45.38 | Surged Relax Interventions 50% | Afghanistan | AFG | 2022-01-02 | v8 | TRUE
https://raw.githubusercontent.com/mrc-ide/global-lmic-reports/master/AFG/projections.csv | 2021-05-05 | ICU_incidence | 10.87 | 11.78 | 12.25 | 12.34 | 12.8 | 13.95 | Surged Relax Interventions 50% | Afghanistan | AFG | 2022-01-02 | v8 | TRUE
https://raw.githubusercontent.com/mrc-ide/global-lmic-reports/master/AFG/projections.csv | 2021-05-05 | prevalence | 36399.93 | 39787.23 | 41023.99 | 41456.75 | 43125.05 | 46613.62 | Surged Relax Interventions 50% | Afghanistan | AFG | 2022-01-02 | v8 | TRUE
https://raw.githubusercontent.com/mrc-ide/global-lmic-reports/master/AFG/projections.csv | 2021-05-05 | cumulative_infections | 1202645.26 | 1242315.87 | 1271754.38 | 1274206.84 | 1305564.73 | 1357967.48 | Surged Relax Interventions 50% | Afghanistan | AFG | 2022-01-02 | v8 | TRUE
https://raw.githubusercontent.com/mrc-ide/global-lmic-reports/master/AFG/projections.csv | 2021-05-05 | cumulative_deaths | 2399.87 | 2486.91 | 2546.14 | 2550.15 | 2609.31 | 2728.16 | Surged Relax Interventions 50% | Afghanistan | AFG | 2022-01-02 | v8 | TRUE
https://raw.githubusercontent.com/mrc-ide/global-lmic-reports/master/AFG/projections.csv | 2021-05-05 | Rt | 1.34 | 1.37 | 1.39 | 1.39 | 1.41 | 1.44 | Surged Relax Interventions 50% | Afghanistan | AFG | 2022-01-02 | v8 | TRUE
https://raw.githubusercontent.com/mrc-ide/global-lmic-reports/master/AFG/projections.csv | 2021-05-05 | Reff | 1.29 | 1.31 | 1.33 | 1.33 | 1.35 | 1.38 | Surged Relax Interventions 50% | Afghanistan | AFG | 2022-01-02 | v8 | TRUE
https://raw.githubusercontent.com/mrc-ide/global-lmic-reports/master/AFG/projections.csv | 2021-05-06 | infections | 6601.46 | 7105.31 | 7530.34 | 7517.45 | 7918.06 | 8500.95 | Additional 50% Reduction | Afghanistan | AFG | 2022-01-02 | v8 | TRUE
https://raw.githubusercontent.com/mrc-ide/global-lmic-reports/master/AFG/projections.csv | 2021-05-06 | deaths | 5.95 | 6.43 | 6.68 | 6.71 | 6.93 | 7.55 | Additional 50% Reduction | Afghanistan | AFG | 2022-01-02 | v8 | TRUE
https://raw.githubusercontent.com/mrc-ide/global-lmic-reports/master/AFG/projections.csv | 2021-05-06 | hospital_demand | 274.25 | 297.41 | 308.41 | 309.71 | 321.41 | 350.03 | Additional 50% Reduction | Afghanistan | AFG | 2022-01-02 | v8 | TRUE
https://raw.githubusercontent.com/mrc-ide/global-lmic-reports/master/AFG/projections.csv | 2021-05-06 | ICU_demand | 106.73 | 115.59 | 119.77 | 120.47 | 124.94 | 136.22 | Additional 50% Reduction | Afghanistan | AFG | 2022-01-02 | v8 | TRUE
https://raw.githubusercontent.com/mrc-ide/global-lmic-reports/master/AFG/projections.csv | 2021-05-06 | hospital_incidence | 36.58 | 39.96 | 41.42 | 41.51 | 43.34 | 46.74 | Additional 50% Reduction | Afghanistan | AFG | 2022-01-02 | v8 | TRUE
https://raw.githubusercontent.com/mrc-ide/global-lmic-reports/master/AFG/projections.csv | 2021-05-06 | ICU_incidence | 11.26 | 12.3 | 12.75 | 12.78 | 13.34 | 14.38 | Additional 50% Reduction | Afghanistan | AFG | 2022-01-02 | v8 | TRUE
https://raw.githubusercontent.com/mrc-ide/global-lmic-reports/master/AFG/projections.csv | 2021-05-06 | prevalence | 38104.71 | 41528.43 | 43150.84 | 43224.69 | 45060.84 | 48759.22 | Additional 50% Reduction | Afghanistan | AFG | 2022-01-02 | v8 | TRUE
https://raw.githubusercontent.com/mrc-ide/global-lmic-reports/master/AFG/projections.csv | 2021-05-06 | cumulative_infections | 1212228.46 | 1256019.61 | 1284664.39 | 1292170.01 | 1317520 | 1425629.92 | Additional 50% Reduction | Afghanistan | AFG | 2022-01-02 | v8 | TRUE
https://raw.githubusercontent.com/mrc-ide/global-lmic-reports/master/AFG/projections.csv | 2021-05-06 | cumulative_deaths | 2419.31 | 2513.76 | 2590.25 | 2594.37 | 2643.93 | 2885.99 | Additional 50% Reduction | Afghanistan | AFG | 2022-01-02 | v8 | TRUE
https://raw.githubusercontent.com/mrc-ide/global-lmic-reports/master/AFG/projections.csv | 2021-05-06 | Rt | 1.32 | 1.37 | 1.38 | 1.37 | 1.39 | 1.42 | Additional 50% Reduction | Afghanistan | AFG | 2022-01-02 | v8 | TRUE
https://raw.githubusercontent.com/mrc-ide/global-lmic-reports/master/AFG/projections.csv | 2021-05-06 | Reff | 1.26 | 1.31 | 1.31 | 1.32 | 1.33 | 1.36 | Additional 50% Reduction | Afghanistan | AFG | 2022-01-02 | v8 | TRUE
https://raw.githubusercontent.com/mrc-ide/global-lmic-reports/master/AFG/projections.csv | 2021-05-06 | infections | 6601.46 | 7105.31 | 7530.34 | 7517.45 | 7918.06 | 8500.95 | Maintain Status Quo | Afghanistan | AFG | 2022-01-02 | v8 | TRUE
https://raw.githubusercontent.com/mrc-ide/global-lmic-reports/master/AFG/projections.csv | 2021-05-06 | deaths | 5.95 | 6.43 | 6.68 | 6.71 | 6.93 | 7.55 | Maintain Status Quo | Afghanistan | AFG | 2022-01-02 | v8 | TRUE
https://raw.githubusercontent.com/mrc-ide/global-lmic-reports/master/AFG/projections.csv | 2021-05-06 | hospital_demand | 274.25 | 297.41 | 308.41 | 309.71 | 321.41 | 350.03 | Maintain Status Quo | Afghanistan | AFG | 2022-01-02 | v8 | TRUE
https://raw.githubusercontent.com/mrc-ide/global-lmic-reports/master/AFG/projections.csv | 2021-05-06 | ICU_demand | 106.73 | 115.59 | 119.77 | 120.47 | 124.94 | 136.22 | Maintain Status Quo | Afghanistan | AFG | 2022-01-02 | v8 | TRUE
https://raw.githubusercontent.com/mrc-ide/global-lmic-reports/master/AFG/projections.csv | 2021-05-06 | hospital_incidence | 36.58 | 39.96 | 41.42 | 41.51 | 43.34 | 46.74 | Maintain Status Quo | Afghanistan | AFG | 2022-01-02 | v8 | TRUE
https://raw.githubusercontent.com/mrc-ide/global-lmic-reports/master/AFG/projections.csv | 2021-05-06 | ICU_incidence | 11.26 | 12.3 | 12.75 | 12.78 | 13.34 | 14.38 | Maintain Status Quo | Afghanistan | AFG | 2022-01-02 | v8 | TRUE
https://raw.githubusercontent.com/mrc-ide/global-lmic-reports/master/AFG/projections.csv | 2021-05-06 | prevalence | 38104.71 | 41528.43 | 43150.84 | 43224.69 | 45060.84 | 48759.22 | Maintain Status Quo | Afghanistan | AFG | 2022-01-02 | v8 | TRUE
https://raw.githubusercontent.com/mrc-ide/global-lmic-reports/master/AFG/projections.csv | 2021-05-06 | cumulative_infections | 1212228.46 | 1256019.61 | 1284664.39 | 1292170.01 | 1317520 | 1425629.92 | Maintain Status Quo | Afghanistan | AFG | 2022-01-02 | v8 | TRUE
https://raw.githubusercontent.com/mrc-ide/global-lmic-reports/master/AFG/projections.csv | 2021-05-06 | cumulative_deaths | 2419.31 | 2513.76 | 2590.25 | 2594.37 | 2643.93 | 2885.99 | Maintain Status Quo | Afghanistan | AFG | 2022-01-02 | v8 | TRUE
https://raw.githubusercontent.com/mrc-ide/global-lmic-reports/master/AFG/projections.csv | 2021-05-06 | Rt | 1.32 | 1.37 | 1.38 | 1.37 | 1.39 | 1.42 | Maintain Status Quo | Afghanistan | AFG | 2022-01-02 | v8 | TRUE
https://raw.githubusercontent.com/mrc-ide/global-lmic-reports/master/AFG/projections.csv | 2021-05-06 | Reff | 1.26 | 1.31 | 1.31 | 1.32 | 1.33 | 1.36 | Maintain Status Quo | Afghanistan | AFG | 2022-01-02 | v8 | TRUE
https://raw.githubusercontent.com/mrc-ide/global-lmic-reports/master/AFG/projections.csv | 2021-05-06 | infections | 6601.46 | 7105.31 | 7530.34 | 7517.45 | 7918.06 | 8500.95 | Optimistic | Afghanistan | AFG | 2022-01-02 | v8 | TRUE
https://raw.githubusercontent.com/mrc-ide/global-lmic-reports/master/AFG/projections.csv | 2021-05-06 | deaths | 5.95 | 6.43 | 6.68 | 6.71 | 6.93 | 7.55 | Optimistic | Afghanistan | AFG | 2022-01-02 | v8 | TRUE
https://raw.githubusercontent.com/mrc-ide/global-lmic-reports/master/AFG/projections.csv | 2021-05-06 | hospital_demand | 274.25 | 297.41 | 308.41 | 309.71 | 321.41 | 350.03 | Optimistic | Afghanistan | AFG | 2022-01-02 | v8 | TRUE
https://raw.githubusercontent.com/mrc-ide/global-lmic-reports/master/AFG/projections.csv | 2021-05-06 | ICU_demand | 106.73 | 115.59 | 119.77 | 120.47 | 124.94 | 136.22 | Optimistic | Afghanistan | AFG | 2022-01-02 | v8 | TRUE
https://raw.githubusercontent.com/mrc-ide/global-lmic-reports/master/AFG/projections.csv | 2021-05-06 | hospital_incidence | 36.58 | 39.96 | 41.42 | 41.51 | 43.34 | 46.74 | Optimistic | Afghanistan | AFG | 2022-01-02 | v8 | TRUE
https://raw.githubusercontent.com/mrc-ide/global-lmic-reports/master/AFG/projections.csv | 2021-05-06 | ICU_incidence | 11.26 | 12.3 | 12.75 | 12.78 | 13.34 | 14.38 | Optimistic | Afghanistan | AFG | 2022-01-02 | v8 | TRUE
https://raw.githubusercontent.com/mrc-ide/global-lmic-reports/master/AFG/projections.csv | 2021-05-06 | prevalence | 38104.71 | 41528.43 | 43150.84 | 43224.69 | 45060.84 | 48759.22 | Optimistic | Afghanistan | AFG | 2022-01-02 | v8 | TRUE
https://raw.githubusercontent.com/mrc-ide/global-lmic-reports/master/AFG/projections.csv | 2021-05-06 | cumulative_infections | 1212228.46 | 1256019.61 | 1284664.39 | 1292170.01 | 1317520 | 1425629.92 | Optimistic | Afghanistan | AFG | 2022-01-02 | v8 | TRUE
https://raw.githubusercontent.com/mrc-ide/global-lmic-reports/master/AFG/projections.csv | 2021-05-06 | cumulative_deaths | 2419.31 | 2513.76 | 2590.25 | 2594.37 | 2643.93 | 2885.99 | Optimistic | Afghanistan | AFG | 2022-01-02 | v8 | TRUE
https://raw.githubusercontent.com/mrc-ide/global-lmic-reports/master/AFG/projections.csv | 2021-05-06 | Rt | 1.32 | 1.37 | 1.38 | 1.37 | 1.39 | 1.42 | Optimistic | Afghanistan | AFG | 2022-01-02 | v8 | TRUE
https://raw.githubusercontent.com/mrc-ide/global-lmic-reports/master/AFG/projections.csv | 2021-05-06 | Reff | 1.26 | 1.31 | 1.31 | 1.32 | 1.33 | 1.36 | Optimistic | Afghanistan | AFG | 2022-01-02 | v8 | TRUE
https://raw.githubusercontent.com/mrc-ide/global-lmic-reports/master/AFG/projections.csv | 2021-05-06 | infections | 6601.46 | 7105.31 | 7530.34 | 7517.45 | 7918.06 | 8500.95 | Pessimistic | Afghanistan | AFG | 2022-01-02 | v8 | TRUE
https://raw.githubusercontent.com/mrc-ide/global-lmic-reports/master/AFG/projections.csv | 2021-05-06 | deaths | 5.95 | 6.43 | 6.68 | 6.71 | 6.93 | 7.55 | Pessimistic | Afghanistan | AFG | 2022-01-02 | v8 | TRUE
https://raw.githubusercontent.com/mrc-ide/global-lmic-reports/master/AFG/projections.csv | 2021-05-06 | hospital_demand | 274.25 | 297.41 | 308.41 | 309.71 | 321.41 | 350.03 | Pessimistic | Afghanistan | AFG | 2022-01-02 | v8 | TRUE
https://raw.githubusercontent.com/mrc-ide/global-lmic-reports/master/AFG/projections.csv | 2021-05-06 | ICU_demand | 106.73 | 115.59 | 119.77 | 120.47 | 124.94 | 136.22 | Pessimistic | Afghanistan | AFG | 2022-01-02 | v8 | TRUE
https://raw.githubusercontent.com/mrc-ide/global-lmic-reports/master/AFG/projections.csv | 2021-05-06 | hospital_incidence | 36.58 | 39.96 | 41.42 | 41.51 | 43.34 | 46.74 | Pessimistic | Afghanistan | AFG | 2022-01-02 | v8 | TRUE
https://raw.githubusercontent.com/mrc-ide/global-lmic-reports/master/AFG/projections.csv | 2021-05-06 | ICU_incidence | 11.26 | 12.3 | 12.75 | 12.78 | 13.34 | 14.38 | Pessimistic | Afghanistan | AFG | 2022-01-02 | v8 | TRUE
https://raw.githubusercontent.com/mrc-ide/global-lmic-reports/master/AFG/projections.csv | 2021-05-06 | prevalence | 38104.71 | 41528.43 | 43150.84 | 43224.69 | 45060.84 | 48759.22 | Pessimistic | Afghanistan | AFG | 2022-01-02 | v8 | TRUE
https://raw.githubusercontent.com/mrc-ide/global-lmic-reports/master/AFG/projections.csv | 2021-05-06 | cumulative_infections | 1212228.46 | 1256019.61 | 1284664.39 | 1292170.01 | 1317520 | 1425629.92 | Pessimistic | Afghanistan | AFG | 2022-01-02 | v8 | TRUE
https://raw.githubusercontent.com/mrc-ide/global-lmic-reports/master/AFG/projections.csv | 2021-05-06 | cumulative_deaths | 2419.31 | 2513.76 | 2590.25 | 2594.37 | 2643.93 | 2885.99 | Pessimistic | Afghanistan | AFG | 2022-01-02 | v8 | TRUE
https://raw.githubusercontent.com/mrc-ide/global-lmic-reports/master/AFG/projections.csv | 2021-05-06 | Rt | 1.32 | 1.37 | 1.38 | 1.37 | 1.39 | 1.42 | Pessimistic | Afghanistan | AFG | 2022-01-02 | v8 | TRUE
https://raw.githubusercontent.com/mrc-ide/global-lmic-reports/master/AFG/projections.csv | 2021-05-06 | Reff | 1.26 | 1.31 | 1.31 | 1.32 | 1.33 | 1.36 | Pessimistic | Afghanistan | AFG | 2022-01-02 | v8 | TRUE
https://raw.githubusercontent.com/mrc-ide/global-lmic-reports/master/AFG/projections.csv | 2021-05-06 | infections | 6601.46 | 7105.31 | 7530.34 | 7517.45 | 7918.06 | 8500.95 | Relax Interventions 50% | Afghanistan | AFG | 2022-01-02 | v8 | TRUE
https://raw.githubusercontent.com/mrc-ide/global-lmic-reports/master/AFG/projections.csv | 2021-05-06 | deaths | 5.95 | 6.43 | 6.68 | 6.71 | 6.93 | 7.55 | Relax Interventions 50% | Afghanistan | AFG | 2022-01-02 | v8 | TRUE
https://raw.githubusercontent.com/mrc-ide/global-lmic-reports/master/AFG/projections.csv | 2021-05-06 | hospital_demand | 274.25 | 297.41 | 308.41 | 309.71 | 321.41 | 350.03 | Relax Interventions 50% | Afghanistan | AFG | 2022-01-02 | v8 | TRUE
https://raw.githubusercontent.com/mrc-ide/global-lmic-reports/master/AFG/projections.csv | 2021-05-06 | ICU_demand | 106.73 | 115.59 | 119.77 | 120.47 | 124.94 | 136.22 | Relax Interventions 50% | Afghanistan | AFG | 2022-01-02 | v8 | TRUE
https://raw.githubusercontent.com/mrc-ide/global-lmic-reports/master/AFG/projections.csv | 2021-05-06 | hospital_incidence | 36.58 | 39.96 | 41.42 | 41.51 | 43.34 | 46.74 | Relax Interventions 50% | Afghanistan | AFG | 2022-01-02 | v8 | TRUE
https://raw.githubusercontent.com/mrc-ide/global-lmic-reports/master/AFG/projections.csv | 2021-05-06 | ICU_incidence | 11.26 | 12.3 | 12.75 | 12.78 | 13.34 | 14.38 | Relax Interventions 50% | Afghanistan | AFG | 2022-01-02 | v8 | TRUE
https://raw.githubusercontent.com/mrc-ide/global-lmic-reports/master/AFG/projections.csv | 2021-05-06 | prevalence | 38104.71 | 41528.43 | 43150.84 | 43224.69 | 45060.84 | 48759.22 | Relax Interventions 50% | Afghanistan | AFG | 2022-01-02 | v8 | TRUE
https://raw.githubusercontent.com/mrc-ide/global-lmic-reports/master/AFG/projections.csv | 2021-05-06 | cumulative_infections | 1212228.46 | 1256019.61 | 1284664.39 | 1292170.01 | 1317520 | 1425629.92 | Relax Interventions 50% | Afghanistan | AFG | 2022-01-02 | v8 | TRUE
https://raw.githubusercontent.com/mrc-ide/global-lmic-reports/master/AFG/projections.csv | 2021-05-06 | cumulative_deaths | 2419.31 | 2513.76 | 2590.25 | 2594.37 | 2643.93 | 2885.99 | Relax Interventions 50% | Afghanistan | AFG | 2022-01-02 | v8 | TRUE
https://raw.githubusercontent.com/mrc-ide/global-lmic-reports/master/AFG/projections.csv | 2021-05-06 | Rt | 1.32 | 1.37 | 1.38 | 1.37 | 1.39 | 1.42 | Relax Interventions 50% | Afghanistan | AFG | 2022-01-02 | v8 | TRUE
https://raw.githubusercontent.com/mrc-ide/global-lmic-reports/master/AFG/projections.csv | 2021-05-06 | Reff | 1.26 | 1.31 | 1.31 | 1.32 | 1.33 | 1.36 | Relax Interventions 50% | Afghanistan | AFG | 2022-01-02 | v8 | TRUE
https://raw.githubusercontent.com/mrc-ide/global-lmic-reports/master/AFG/projections.csv | 2021-05-06 | infections | 6597.17 | 7184.82 | 7478.95 | 7517.87 | 7798.65 | 8489.25 | Surged Additional 50% Reduction | Afghanistan | AFG | 2022-01-02 | v8 | TRUE
https://raw.githubusercontent.com/mrc-ide/global-lmic-reports/master/AFG/projections.csv | 2021-05-06 | deaths | 6.02 | 6.47 | 6.71 | 6.77 | 7.16 | 7.62 | Surged Additional 50% Reduction | Afghanistan | AFG | 2022-01-02 | v8 | TRUE
https://raw.githubusercontent.com/mrc-ide/global-lmic-reports/master/AFG/projections.csv | 2021-05-06 | hospital_demand | 277.7 | 299.38 | 310.22 | 311.97 | 325.35 | 352.4 | Surged Additional 50% Reduction | Afghanistan | AFG | 2022-01-02 | v8 | TRUE
https://raw.githubusercontent.com/mrc-ide/global-lmic-reports/master/AFG/projections.csv | 2021-05-06 | ICU_demand | 108.13 | 116.48 | 120.64 | 121.37 | 127.43 | 136.68 | Surged Additional 50% Reduction | Afghanistan | AFG | 2022-01-02 | v8 | TRUE
https://raw.githubusercontent.com/mrc-ide/global-lmic-reports/master/AFG/projections.csv | 2021-05-06 | hospital_incidence | 36.71 | 39.96 | 41.49 | 41.73 | 43.31 | 47.14 | Surged Additional 50% Reduction | Afghanistan | AFG | 2022-01-02 | v8 | TRUE
https://raw.githubusercontent.com/mrc-ide/global-lmic-reports/master/AFG/projections.csv | 2021-05-06 | ICU_incidence | 11.3 | 12.3 | 12.77 | 12.84 | 13.33 | 14.51 | Surged Additional 50% Reduction | Afghanistan | AFG | 2022-01-02 | v8 | TRUE
https://raw.githubusercontent.com/mrc-ide/global-lmic-reports/master/AFG/projections.csv | 2021-05-06 | prevalence | 38057.38 | 41644.72 | 42876.31 | 43334.4 | 45143.47 | 48660.46 | Surged Additional 50% Reduction | Afghanistan | AFG | 2022-01-02 | v8 | TRUE
https://raw.githubusercontent.com/mrc-ide/global-lmic-reports/master/AFG/projections.csv | 2021-05-06 | cumulative_infections | 1210008.37 | 1249905.67 | 1279668.45 | 1281724.71 | 1313856.22 | 1364698.73 | Surged Additional 50% Reduction | Afghanistan | AFG | 2022-01-02 | v8 | TRUE
https://raw.githubusercontent.com/mrc-ide/global-lmic-reports/master/AFG/projections.csv | 2021-05-06 | cumulative_deaths | 2407.14 | 2493.54 | 2552.43 | 2556.92 | 2616.39 | 2735.36 | Surged Additional 50% Reduction | Afghanistan | AFG | 2022-01-02 | v8 | TRUE
https://raw.githubusercontent.com/mrc-ide/global-lmic-reports/master/AFG/projections.csv | 2021-05-06 | Rt | 1.32 | 1.35 | 1.37 | 1.37 | 1.39 | 1.42 | Surged Additional 50% Reduction | Afghanistan | AFG | 2022-01-02 | v8 | TRUE
https://raw.githubusercontent.com/mrc-ide/global-lmic-reports/master/AFG/projections.csv | 2021-05-06 | Reff | 1.27 | 1.29 | 1.31 | 1.31 | 1.33 | 1.36 | Surged Additional 50% Reduction | Afghanistan | AFG | 2022-01-02 | v8 | TRUE
https://raw.githubusercontent.com/mrc-ide/global-lmic-reports/master/AFG/projections.csv | 2021-05-06 | infections | 6597.17 | 7184.82 | 7478.95 | 7517.87 | 7798.65 | 8489.25 | Surged Maintain Status Quo | Afghanistan | AFG | 2022-01-02 | v8 | TRUE
https://raw.githubusercontent.com/mrc-ide/global-lmic-reports/master/AFG/projections.csv | 2021-05-06 | deaths | 6.02 | 6.47 | 6.71 | 6.77 | 7.16 | 7.62 | Surged Maintain Status Quo | Afghanistan | AFG | 2022-01-02 | v8 | TRUE
https://raw.githubusercontent.com/mrc-ide/global-lmic-reports/master/AFG/projections.csv | 2021-05-06 | hospital_demand | 277.7 | 299.38 | 310.22 | 311.97 | 325.35 | 352.4 | Surged Maintain Status Quo | Afghanistan | AFG | 2022-01-02 | v8 | TRUE
https://raw.githubusercontent.com/mrc-ide/global-lmic-reports/master/AFG/projections.csv | 2021-05-06 | ICU_demand | 108.13 | 116.48 | 120.64 | 121.37 | 127.43 | 136.68 | Surged Maintain Status Quo | Afghanistan | AFG | 2022-01-02 | v8 | TRUE
https://raw.githubusercontent.com/mrc-ide/global-lmic-reports/master/AFG/projections.csv | 2021-05-06 | hospital_incidence | 36.71 | 39.96 | 41.49 | 41.73 | 43.31 | 47.14 | Surged Maintain Status Quo | Afghanistan | AFG | 2022-01-02 | v8 | TRUE
https://raw.githubusercontent.com/mrc-ide/global-lmic-reports/master/AFG/projections.csv | 2021-05-06 | ICU_incidence | 11.3 | 12.3 | 12.77 | 12.84 | 13.33 | 14.51 | Surged Maintain Status Quo | Afghanistan | AFG | 2022-01-02 | v8 | TRUE
https://raw.githubusercontent.com/mrc-ide/global-lmic-reports/master/AFG/projections.csv | 2021-05-06 | prevalence | 38057.38 | 41644.72 | 42876.31 | 43334.4 | 45143.47 | 48660.46 | Surged Maintain Status Quo | Afghanistan | AFG | 2022-01-02 | v8 | TRUE
https://raw.githubusercontent.com/mrc-ide/global-lmic-reports/master/AFG/projections.csv | 2021-05-06 | cumulative_infections | 1210008.37 | 1249905.67 | 1279668.45 | 1281724.71 | 1313856.22 | 1364698.73 | Surged Maintain Status Quo | Afghanistan | AFG | 2022-01-02 | v8 | TRUE
https://raw.githubusercontent.com/mrc-ide/global-lmic-reports/master/AFG/projections.csv | 2021-05-06 | cumulative_deaths | 2407.14 | 2493.54 | 2552.43 | 2556.92 | 2616.39 | 2735.36 | Surged Maintain Status Quo | Afghanistan | AFG | 2022-01-02 | v8 | TRUE
https://raw.githubusercontent.com/mrc-ide/global-lmic-reports/master/AFG/projections.csv | 2021-05-06 | Rt | 1.32 | 1.35 | 1.37 | 1.37 | 1.39 | 1.42 | Surged Maintain Status Quo | Afghanistan | AFG | 2022-01-02 | v8 | TRUE
https://raw.githubusercontent.com/mrc-ide/global-lmic-reports/master/AFG/projections.csv | 2021-05-06 | Reff | 1.27 | 1.29 | 1.31 | 1.31 | 1.33 | 1.36 | Surged Maintain Status Quo | Afghanistan | AFG | 2022-01-02 | v8 | TRUE
https://raw.githubusercontent.com/mrc-ide/global-lmic-reports/master/AFG/projections.csv | 2021-05-06 | infections | 6597.17 | 7184.82 | 7478.95 | 7517.87 | 7798.65 | 8489.25 | Surged Optimistic | Afghanistan | AFG | 2022-01-02 | v8 | TRUE
https://raw.githubusercontent.com/mrc-ide/global-lmic-reports/master/AFG/projections.csv | 2021-05-06 | deaths | 6.02 | 6.47 | 6.71 | 6.77 | 7.16 | 7.62 | Surged Optimistic | Afghanistan | AFG | 2022-01-02 | v8 | TRUE
https://raw.githubusercontent.com/mrc-ide/global-lmic-reports/master/AFG/projections.csv | 2021-05-06 | hospital_demand | 277.7 | 299.38 | 310.22 | 311.97 | 325.35 | 352.4 | Surged Optimistic | Afghanistan | AFG | 2022-01-02 | v8 | TRUE
https://raw.githubusercontent.com/mrc-ide/global-lmic-reports/master/AFG/projections.csv | 2021-05-06 | ICU_demand | 108.13 | 116.48 | 120.64 | 121.37 | 127.43 | 136.68 | Surged Optimistic | Afghanistan | AFG | 2022-01-02 | v8 | TRUE
https://raw.githubusercontent.com/mrc-ide/global-lmic-reports/master/AFG/projections.csv | 2021-05-06 | hospital_incidence | 36.71 | 39.96 | 41.49 | 41.73 | 43.31 | 47.14 | Surged Optimistic | Afghanistan | AFG | 2022-01-02 | v8 | TRUE
https://raw.githubusercontent.com/mrc-ide/global-lmic-reports/master/AFG/projections.csv | 2021-05-06 | ICU_incidence | 11.3 | 12.3 | 12.77 | 12.84 | 13.33 | 14.51 | Surged Optimistic | Afghanistan | AFG | 2022-01-02 | v8 | TRUE
https://raw.githubusercontent.com/mrc-ide/global-lmic-reports/master/AFG/projections.csv | 2021-05-06 | prevalence | 38057.38 | 41644.72 | 42876.31 | 43334.4 | 45143.47 | 48660.46 | Surged Optimistic | Afghanistan | AFG | 2022-01-02 | v8 | TRUE
https://raw.githubusercontent.com/mrc-ide/global-lmic-reports/master/AFG/projections.csv | 2021-05-06 | cumulative_infections | 1210008.37 | 1249905.67 | 1279668.45 | 1281724.71 | 1313856.22 | 1364698.73 | Surged Optimistic | Afghanistan | AFG | 2022-01-02 | v8 | TRUE
https://raw.githubusercontent.com/mrc-ide/global-lmic-reports/master/AFG/projections.csv | 2021-05-06 | cumulative_deaths | 2407.14 | 2493.54 | 2552.43 | 2556.92 | 2616.39 | 2735.36 | Surged Optimistic | Afghanistan | AFG | 2022-01-02 | v8 | TRUE
https://raw.githubusercontent.com/mrc-ide/global-lmic-reports/master/AFG/projections.csv | 2021-05-06 | Rt | 1.32 | 1.35 | 1.37 | 1.37 | 1.39 | 1.42 | Surged Optimistic | Afghanistan | AFG | 2022-01-02 | v8 | TRUE
https://raw.githubusercontent.com/mrc-ide/global-lmic-reports/master/AFG/projections.csv | 2021-05-06 | Reff | 1.27 | 1.29 | 1.31 | 1.31 | 1.33 | 1.36 | Surged Optimistic | Afghanistan | AFG | 2022-01-02 | v8 | TRUE
https://raw.githubusercontent.com/mrc-ide/global-lmic-reports/master/AFG/projections.csv | 2021-05-06 | infections | 6597.17 | 7184.82 | 7478.95 | 7517.87 | 7798.65 | 8489.25 | Surged Pessimistic | Afghanistan | AFG | 2022-01-02 | v8 | TRUE
https://raw.githubusercontent.com/mrc-ide/global-lmic-reports/master/AFG/projections.csv | 2021-05-06 | deaths | 6.02 | 6.47 | 6.71 | 6.77 | 7.16 | 7.62 | Surged Pessimistic | Afghanistan | AFG | 2022-01-02 | v8 | TRUE
https://raw.githubusercontent.com/mrc-ide/global-lmic-reports/master/AFG/projections.csv | 2021-05-06 | hospital_demand | 277.7 | 299.38 | 310.22 | 311.97 | 325.35 | 352.4 | Surged Pessimistic | Afghanistan | AFG | 2022-01-02 | v8 | TRUE
https://raw.githubusercontent.com/mrc-ide/global-lmic-reports/master/AFG/projections.csv | 2021-05-06 | ICU_demand | 108.13 | 116.48 | 120.64 | 121.37 | 127.43 | 136.68 | Surged Pessimistic | Afghanistan | AFG | 2022-01-02 | v8 | TRUE
https://raw.githubusercontent.com/mrc-ide/global-lmic-reports/master/AFG/projections.csv | 2021-05-06 | hospital_incidence | 36.71 | 39.96 | 41.49 | 41.73 | 43.31 | 47.14 | Surged Pessimistic | Afghanistan | AFG | 2022-01-02 | v8 | TRUE
https://raw.githubusercontent.com/mrc-ide/global-lmic-reports/master/AFG/projections.csv | 2021-05-06 | ICU_incidence | 11.3 | 12.3 | 12.77 | 12.84 | 13.33 | 14.51 | Surged Pessimistic | Afghanistan | AFG | 2022-01-02 | v8 | TRUE
https://raw.githubusercontent.com/mrc-ide/global-lmic-reports/master/AFG/projections.csv | 2021-05-06 | prevalence | 38057.38 | 41644.72 | 42876.31 | 43334.4 | 45143.47 | 48660.46 | Surged Pessimistic | Afghanistan | AFG | 2022-01-02 | v8 | TRUE
https://raw.githubusercontent.com/mrc-ide/global-lmic-reports/master/AFG/projections.csv | 2021-05-06 | cumulative_infections | 1210008.37 | 1249905.67 | 1279668.45 | 1281724.71 | 1313856.22 | 1364698.73 | Surged Pessimistic | Afghanistan | AFG | 2022-01-02 | v8 | TRUE
https://raw.githubusercontent.com/mrc-ide/global-lmic-reports/master/AFG/projections.csv | 2021-05-06 | cumulative_deaths | 2407.14 | 2493.54 | 2552.43 | 2556.92 | 2616.39 | 2735.36 | Surged Pessimistic | Afghanistan | AFG | 2022-01-02 | v8 | TRUE
https://raw.githubusercontent.com/mrc-ide/global-lmic-reports/master/AFG/projections.csv | 2021-05-06 | Rt | 1.32 | 1.35 | 1.37 | 1.37 | 1.39 | 1.42 | Surged Pessimistic | Afghanistan | AFG | 2022-01-02 | v8 | TRUE
https://raw.githubusercontent.com/mrc-ide/global-lmic-reports/master/AFG/projections.csv | 2021-05-06 | Reff | 1.27 | 1.29 | 1.31 | 1.31 | 1.33 | 1.36 | Surged Pessimistic | Afghanistan | AFG | 2022-01-02 | v8 | TRUE
https://raw.githubusercontent.com/mrc-ide/global-lmic-reports/master/AFG/projections.csv | 2021-05-06 | infections | 6597.17 | 7184.82 | 7478.95 | 7517.87 | 7798.65 | 8489.25 | Surged Relax Interventions 50% | Afghanistan | AFG | 2022-01-02 | v8 | TRUE
https://raw.githubusercontent.com/mrc-ide/global-lmic-reports/master/AFG/projections.csv | 2021-05-06 | deaths | 6.02 | 6.47 | 6.71 | 6.77 | 7.16 | 7.62 | Surged Relax Interventions 50% | Afghanistan | AFG | 2022-01-02 | v8 | TRUE
https://raw.githubusercontent.com/mrc-ide/global-lmic-reports/master/AFG/projections.csv | 2021-05-06 | hospital_demand | 277.7 | 299.38 | 310.22 | 311.97 | 325.35 | 352.4 | Surged Relax Interventions 50% | Afghanistan | AFG | 2022-01-02 | v8 | TRUE
https://raw.githubusercontent.com/mrc-ide/global-lmic-reports/master/AFG/projections.csv | 2021-05-06 | ICU_demand | 108.13 | 116.48 | 120.64 | 121.37 | 127.43 | 136.68 | Surged Relax Interventions 50% | Afghanistan | AFG | 2022-01-02 | v8 | TRUE
https://raw.githubusercontent.com/mrc-ide/global-lmic-reports/master/AFG/projections.csv | 2021-05-06 | hospital_incidence | 36.71 | 39.96 | 41.49 | 41.73 | 43.31 | 47.14 | Surged Relax Interventions 50% | Afghanistan | AFG | 2022-01-02 | v8 | TRUE
https://raw.githubusercontent.com/mrc-ide/global-lmic-reports/master/AFG/projections.csv | 2021-05-06 | ICU_incidence | 11.3 | 12.3 | 12.77 | 12.84 | 13.33 | 14.51 | Surged Relax Interventions 50% | Afghanistan | AFG | 2022-01-02 | v8 | TRUE
https://raw.githubusercontent.com/mrc-ide/global-lmic-reports/master/AFG/projections.csv | 2021-05-06 | prevalence | 38057.38 | 41644.72 | 42876.31 | 43334.4 | 45143.47 | 48660.46 | Surged Relax Interventions 50% | Afghanistan | AFG | 2022-01-02 | v8 | TRUE
https://raw.githubusercontent.com/mrc-ide/global-lmic-reports/master/AFG/projections.csv | 2021-05-06 | cumulative_infections | 1210008.37 | 1249905.67 | 1279668.45 | 1281724.71 | 1313856.22 | 1364698.73 | Surged Relax Interventions 50% | Afghanistan | AFG | 2022-01-02 | v8 | TRUE
https://raw.githubusercontent.com/mrc-ide/global-lmic-reports/master/AFG/projections.csv | 2021-05-06 | cumulative_deaths | 2407.14 | 2493.54 | 2552.43 | 2556.92 | 2616.39 | 2735.36 | Surged Relax Interventions 50% | Afghanistan | AFG | 2022-01-02 | v8 | TRUE
https://raw.githubusercontent.com/mrc-ide/global-lmic-reports/master/AFG/projections.csv | 2021-05-06 | Rt | 1.32 | 1.35 | 1.37 | 1.37 | 1.39 | 1.42 | Surged Relax Interventions 50% | Afghanistan | AFG | 2022-01-02 | v8 | TRUE
https://raw.githubusercontent.com/mrc-ide/global-lmic-reports/master/AFG/projections.csv | 2021-05-06 | Reff | 1.27 | 1.29 | 1.31 | 1.31 | 1.33 | 1.36 | Surged Relax Interventions 50% | Afghanistan | AFG | 2022-01-02 | v8 | TRUE
https://raw.githubusercontent.com/mrc-ide/global-lmic-reports/master/AFG/projections.csv | 2021-05-07 | infections | 6811.06 | 7315.07 | 7764.58 | 7747.33 | 8154.53 | 8715.09 | Additional 50% Reduction | Afghanistan | AFG | 2022-01-02 | v8 | TRUE
https://raw.githubusercontent.com/mrc-ide/global-lmic-reports/master/AFG/projections.csv | 2021-05-07 | deaths | 6.15 | 6.65 | 6.89 | 6.93 | 7.18 | 7.82 | Additional 50% Reduction | Afghanistan | AFG | 2022-01-02 | v8 | TRUE
https://raw.githubusercontent.com/mrc-ide/global-lmic-reports/master/AFG/projections.csv | 2021-05-07 | hospital_demand | 283.68 | 308.94 | 320.18 | 321.14 | 333.28 | 362.74 | Additional 50% Reduction | Afghanistan | AFG | 2022-01-02 | v8 | TRUE
https://raw.githubusercontent.com/mrc-ide/global-lmic-reports/master/AFG/projections.csv | 2021-05-07 | ICU_demand | 110.67 | 119.95 | 124.39 | 124.96 | 129.54 | 141.22 | Additional 50% Reduction | Afghanistan | AFG | 2022-01-02 | v8 | TRUE
https://raw.githubusercontent.com/mrc-ide/global-lmic-reports/master/AFG/projections.csv | 2021-05-07 | hospital_incidence | 38.12 | 41.51 | 43.12 | 43.21 | 45.11 | 48.65 | Additional 50% Reduction | Afghanistan | AFG | 2022-01-02 | v8 | TRUE
https://raw.githubusercontent.com/mrc-ide/global-lmic-reports/master/AFG/projections.csv | 2021-05-07 | ICU_incidence | 11.75 | 12.79 | 13.29 | 13.32 | 13.9 | 14.99 | Additional 50% Reduction | Afghanistan | AFG | 2022-01-02 | v8 | TRUE
https://raw.githubusercontent.com/mrc-ide/global-lmic-reports/master/AFG/projections.csv | 2021-05-07 | prevalence | 39734.06 | 43103.93 | 45039.86 | 45096.83 | 47065.36 | 50854.4 | Additional 50% Reduction | Afghanistan | AFG | 2022-01-02 | v8 | TRUE
https://raw.githubusercontent.com/mrc-ide/global-lmic-reports/master/AFG/projections.csv | 2021-05-07 | cumulative_infections | 1219461.49 | 1263653.34 | 1292020.52 | 1299917.34 | 1325748.19 | 1434108.07 | Additional 50% Reduction | Afghanistan | AFG | 2022-01-02 | v8 | TRUE
https://raw.githubusercontent.com/mrc-ide/global-lmic-reports/master/AFG/projections.csv | 2021-05-07 | cumulative_deaths | 2426.03 | 2521.01 | 2597.07 | 2601.3 | 2651.38 | 2893.59 | Additional 50% Reduction | Afghanistan | AFG | 2022-01-02 | v8 | TRUE
https://raw.githubusercontent.com/mrc-ide/global-lmic-reports/master/AFG/projections.csv | 2021-05-07 | Rt | 1.31 | 1.34 | 1.36 | 1.36 | 1.38 | 1.43 | Additional 50% Reduction | Afghanistan | AFG | 2022-01-02 | v8 | TRUE
https://raw.githubusercontent.com/mrc-ide/global-lmic-reports/master/AFG/projections.csv | 2021-05-07 | Reff | 1.25 | 1.28 | 1.3 | 1.3 | 1.32 | 1.37 | Additional 50% Reduction | Afghanistan | AFG | 2022-01-02 | v8 | TRUE
https://raw.githubusercontent.com/mrc-ide/global-lmic-reports/master/AFG/projections.csv | 2021-05-07 | infections | 6811.06 | 7315.07 | 7764.58 | 7747.33 | 8154.53 | 8715.09 | Maintain Status Quo | Afghanistan | AFG | 2022-01-02 | v8 | TRUE
https://raw.githubusercontent.com/mrc-ide/global-lmic-reports/master/AFG/projections.csv | 2021-05-07 | deaths | 6.15 | 6.65 | 6.89 | 6.93 | 7.18 | 7.82 | Maintain Status Quo | Afghanistan | AFG | 2022-01-02 | v8 | TRUE
https://raw.githubusercontent.com/mrc-ide/global-lmic-reports/master/AFG/projections.csv | 2021-05-07 | hospital_demand | 283.68 | 308.94 | 320.18 | 321.14 | 333.28 | 362.74 | Maintain Status Quo | Afghanistan | AFG | 2022-01-02 | v8 | TRUE
https://raw.githubusercontent.com/mrc-ide/global-lmic-reports/master/AFG/projections.csv | 2021-05-07 | ICU_demand | 110.67 | 119.95 | 124.39 | 124.96 | 129.54 | 141.22 | Maintain Status Quo | Afghanistan | AFG | 2022-01-02 | v8 | TRUE
https://raw.githubusercontent.com/mrc-ide/global-lmic-reports/master/AFG/projections.csv | 2021-05-07 | hospital_incidence | 38.12 | 41.51 | 43.12 | 43.21 | 45.11 | 48.65 | Maintain Status Quo | Afghanistan | AFG | 2022-01-02 | v8 | TRUE
https://raw.githubusercontent.com/mrc-ide/global-lmic-reports/master/AFG/projections.csv | 2021-05-07 | ICU_incidence | 11.75 | 12.79 | 13.29 | 13.32 | 13.9 | 14.99 | Maintain Status Quo | Afghanistan | AFG | 2022-01-02 | v8 | TRUE
https://raw.githubusercontent.com/mrc-ide/global-lmic-reports/master/AFG/projections.csv | 2021-05-07 | prevalence | 39734.06 | 43103.93 | 45039.86 | 45096.83 | 47065.36 | 50854.4 | Maintain Status Quo | Afghanistan | AFG | 2022-01-02 | v8 | TRUE
https://raw.githubusercontent.com/mrc-ide/global-lmic-reports/master/AFG/projections.csv | 2021-05-07 | cumulative_infections | 1219461.49 | 1263653.34 | 1292020.52 | 1299917.34 | 1325748.19 | 1434108.07 | Maintain Status Quo | Afghanistan | AFG | 2022-01-02 | v8 | TRUE
https://raw.githubusercontent.com/mrc-ide/global-lmic-reports/master/AFG/projections.csv | 2021-05-07 | cumulative_deaths | 2426.03 | 2521.01 | 2597.07 | 2601.3 | 2651.38 | 2893.59 | Maintain Status Quo | Afghanistan | AFG | 2022-01-02 | v8 | TRUE
https://raw.githubusercontent.com/mrc-ide/global-lmic-reports/master/AFG/projections.csv | 2021-05-07 | Rt | 1.31 | 1.34 | 1.36 | 1.36 | 1.38 | 1.43 | Maintain Status Quo | Afghanistan | AFG | 2022-01-02 | v8 | TRUE
https://raw.githubusercontent.com/mrc-ide/global-lmic-reports/master/AFG/projections.csv | 2021-05-07 | Reff | 1.25 | 1.28 | 1.3 | 1.3 | 1.32 | 1.37 | Maintain Status Quo | Afghanistan | AFG | 2022-01-02 | v8 | TRUE
https://raw.githubusercontent.com/mrc-ide/global-lmic-reports/master/AFG/projections.csv | 2021-05-07 | infections | 6811.06 | 7315.07 | 7764.58 | 7747.33 | 8154.53 | 8715.09 | Optimistic | Afghanistan | AFG | 2022-01-02 | v8 | TRUE
https://raw.githubusercontent.com/mrc-ide/global-lmic-reports/master/AFG/projections.csv | 2021-05-07 | deaths | 6.15 | 6.65 | 6.89 | 6.93 | 7.18 | 7.82 | Optimistic | Afghanistan | AFG | 2022-01-02 | v8 | TRUE
https://raw.githubusercontent.com/mrc-ide/global-lmic-reports/master/AFG/projections.csv | 2021-05-07 | hospital_demand | 283.68 | 308.94 | 320.18 | 321.14 | 333.28 | 362.74 | Optimistic | Afghanistan | AFG | 2022-01-02 | v8 | TRUE
https://raw.githubusercontent.com/mrc-ide/global-lmic-reports/master/AFG/projections.csv | 2021-05-07 | ICU_demand | 110.67 | 119.95 | 124.39 | 124.96 | 129.54 | 141.22 | Optimistic | Afghanistan | AFG | 2022-01-02 | v8 | TRUE
https://raw.githubusercontent.com/mrc-ide/global-lmic-reports/master/AFG/projections.csv | 2021-05-07 | hospital_incidence | 38.12 | 41.51 | 43.12 | 43.21 | 45.11 | 48.65 | Optimistic | Afghanistan | AFG | 2022-01-02 | v8 | TRUE
https://raw.githubusercontent.com/mrc-ide/global-lmic-reports/master/AFG/projections.csv | 2021-05-07 | ICU_incidence | 11.75 | 12.79 | 13.29 | 13.32 | 13.9 | 14.99 | Optimistic | Afghanistan | AFG | 2022-01-02 | v8 | TRUE
https://raw.githubusercontent.com/mrc-ide/global-lmic-reports/master/AFG/projections.csv | 2021-05-07 | prevalence | 39734.06 | 43103.93 | 45039.86 | 45096.83 | 47065.36 | 50854.4 | Optimistic | Afghanistan | AFG | 2022-01-02 | v8 | TRUE
https://raw.githubusercontent.com/mrc-ide/global-lmic-reports/master/AFG/projections.csv | 2021-05-07 | cumulative_infections | 1219461.49 | 1263653.34 | 1292020.52 | 1299917.34 | 1325748.19 | 1434108.07 | Optimistic | Afghanistan | AFG | 2022-01-02 | v8 | TRUE
https://raw.githubusercontent.com/mrc-ide/global-lmic-reports/master/AFG/projections.csv | 2021-05-07 | cumulative_deaths | 2426.03 | 2521.01 | 2597.07 | 2601.3 | 2651.38 | 2893.59 | Optimistic | Afghanistan | AFG | 2022-01-02 | v8 | TRUE
https://raw.githubusercontent.com/mrc-ide/global-lmic-reports/master/AFG/projections.csv | 2021-05-07 | Rt | 1.31 | 1.34 | 1.36 | 1.36 | 1.38 | 1.43 | Optimistic | Afghanistan | AFG | 2022-01-02 | v8 | TRUE
https://raw.githubusercontent.com/mrc-ide/global-lmic-reports/master/AFG/projections.csv | 2021-05-07 | Reff | 1.25 | 1.28 | 1.3 | 1.3 | 1.32 | 1.37 | Optimistic | Afghanistan | AFG | 2022-01-02 | v8 | TRUE
https://raw.githubusercontent.com/mrc-ide/global-lmic-reports/master/AFG/projections.csv | 2021-05-07 | infections | 6811.06 | 7315.07 | 7764.58 | 7747.33 | 8154.53 | 8715.09 | Pessimistic | Afghanistan | AFG | 2022-01-02 | v8 | TRUE
https://raw.githubusercontent.com/mrc-ide/global-lmic-reports/master/AFG/projections.csv | 2021-05-07 | deaths | 6.15 | 6.65 | 6.89 | 6.93 | 7.18 | 7.82 | Pessimistic | Afghanistan | AFG | 2022-01-02 | v8 | TRUE
https://raw.githubusercontent.com/mrc-ide/global-lmic-reports/master/AFG/projections.csv | 2021-05-07 | hospital_demand | 283.68 | 308.94 | 320.18 | 321.14 | 333.28 | 362.74 | Pessimistic | Afghanistan | AFG | 2022-01-02 | v8 | TRUE
https://raw.githubusercontent.com/mrc-ide/global-lmic-reports/master/AFG/projections.csv | 2021-05-07 | ICU_demand | 110.67 | 119.95 | 124.39 | 124.96 | 129.54 | 141.22 | Pessimistic | Afghanistan | AFG | 2022-01-02 | v8 | TRUE
https://raw.githubusercontent.com/mrc-ide/global-lmic-reports/master/AFG/projections.csv | 2021-05-07 | hospital_incidence | 38.12 | 41.51 | 43.12 | 43.21 | 45.11 | 48.65 | Pessimistic | Afghanistan | AFG | 2022-01-02 | v8 | TRUE
https://raw.githubusercontent.com/mrc-ide/global-lmic-reports/master/AFG/projections.csv | 2021-05-07 | ICU_incidence | 11.75 | 12.79 | 13.29 | 13.32 | 13.9 | 14.99 | Pessimistic | Afghanistan | AFG | 2022-01-02 | v8 | TRUE
https://raw.githubusercontent.com/mrc-ide/global-lmic-reports/master/AFG/projections.csv | 2021-05-07 | prevalence | 39734.06 | 43103.93 | 45039.86 | 45096.83 | 47065.36 | 50854.4 | Pessimistic | Afghanistan | AFG | 2022-01-02 | v8 | TRUE
https://raw.githubusercontent.com/mrc-ide/global-lmic-reports/master/AFG/projections.csv | 2021-05-07 | cumulative_infections | 1219461.49 | 1263653.34 | 1292020.52 | 1299917.34 | 1325748.19 | 1434108.07 | Pessimistic | Afghanistan | AFG | 2022-01-02 | v8 | TRUE
https://raw.githubusercontent.com/mrc-ide/global-lmic-reports/master/AFG/projections.csv | 2021-05-07 | cumulative_deaths | 2426.03 | 2521.01 | 2597.07 | 2601.3 | 2651.38 | 2893.59 | Pessimistic | Afghanistan | AFG | 2022-01-02 | v8 | TRUE
https://raw.githubusercontent.com/mrc-ide/global-lmic-reports/master/AFG/projections.csv | 2021-05-07 | Rt | 1.31 | 1.34 | 1.36 | 1.36 | 1.38 | 1.43 | Pessimistic | Afghanistan | AFG | 2022-01-02 | v8 | TRUE
https://raw.githubusercontent.com/mrc-ide/global-lmic-reports/master/AFG/projections.csv | 2021-05-07 | Reff | 1.25 | 1.28 | 1.3 | 1.3 | 1.32 | 1.37 | Pessimistic | Afghanistan | AFG | 2022-01-02 | v8 | TRUE
https://raw.githubusercontent.com/mrc-ide/global-lmic-reports/master/AFG/projections.csv | 2021-05-07 | infections | 6811.06 | 7315.07 | 7764.58 | 7747.33 | 8154.53 | 8715.09 | Relax Interventions 50% | Afghanistan | AFG | 2022-01-02 | v8 | TRUE
https://raw.githubusercontent.com/mrc-ide/global-lmic-reports/master/AFG/projections.csv | 2021-05-07 | deaths | 6.15 | 6.65 | 6.89 | 6.93 | 7.18 | 7.82 | Relax Interventions 50% | Afghanistan | AFG | 2022-01-02 | v8 | TRUE
https://raw.githubusercontent.com/mrc-ide/global-lmic-reports/master/AFG/projections.csv | 2021-05-07 | hospital_demand | 283.68 | 308.94 | 320.18 | 321.14 | 333.28 | 362.74 | Relax Interventions 50% | Afghanistan | AFG | 2022-01-02 | v8 | TRUE
https://raw.githubusercontent.com/mrc-ide/global-lmic-reports/master/AFG/projections.csv | 2021-05-07 | ICU_demand | 110.67 | 119.95 | 124.39 | 124.96 | 129.54 | 141.22 | Relax Interventions 50% | Afghanistan | AFG | 2022-01-02 | v8 | TRUE
https://raw.githubusercontent.com/mrc-ide/global-lmic-reports/master/AFG/projections.csv | 2021-05-07 | hospital_incidence | 38.12 | 41.51 | 43.12 | 43.21 | 45.11 | 48.65 | Relax Interventions 50% | Afghanistan | AFG | 2022-01-02 | v8 | TRUE
https://raw.githubusercontent.com/mrc-ide/global-lmic-reports/master/AFG/projections.csv | 2021-05-07 | ICU_incidence | 11.75 | 12.79 | 13.29 | 13.32 | 13.9 | 14.99 | Relax Interventions 50% | Afghanistan | AFG | 2022-01-02 | v8 | TRUE
https://raw.githubusercontent.com/mrc-ide/global-lmic-reports/master/AFG/projections.csv | 2021-05-07 | prevalence | 39734.06 | 43103.93 | 45039.86 | 45096.83 | 47065.36 | 50854.4 | Relax Interventions 50% | Afghanistan | AFG | 2022-01-02 | v8 | TRUE
https://raw.githubusercontent.com/mrc-ide/global-lmic-reports/master/AFG/projections.csv | 2021-05-07 | cumulative_infections | 1219461.49 | 1263653.34 | 1292020.52 | 1299917.34 | 1325748.19 | 1434108.07 | Relax Interventions 50% | Afghanistan | AFG | 2022-01-02 | v8 | TRUE
https://raw.githubusercontent.com/mrc-ide/global-lmic-reports/master/AFG/projections.csv | 2021-05-07 | cumulative_deaths | 2426.03 | 2521.01 | 2597.07 | 2601.3 | 2651.38 | 2893.59 | Relax Interventions 50% | Afghanistan | AFG | 2022-01-02 | v8 | TRUE
https://raw.githubusercontent.com/mrc-ide/global-lmic-reports/master/AFG/projections.csv | 2021-05-07 | Rt | 1.31 | 1.34 | 1.36 | 1.36 | 1.38 | 1.43 | Relax Interventions 50% | Afghanistan | AFG | 2022-01-02 | v8 | TRUE
https://raw.githubusercontent.com/mrc-ide/global-lmic-reports/master/AFG/projections.csv | 2021-05-07 | Reff | 1.25 | 1.28 | 1.3 | 1.3 | 1.32 | 1.37 | Relax Interventions 50% | Afghanistan | AFG | 2022-01-02 | v8 | TRUE
https://raw.githubusercontent.com/mrc-ide/global-lmic-reports/master/AFG/projections.csv | 2021-05-07 | infections | 6743.56 | 7402.81 | 7719.03 | 7749.52 | 8053.88 | 8786.49 | Surged Additional 50% Reduction | Afghanistan | AFG | 2022-01-02 | v8 | TRUE
https://raw.githubusercontent.com/mrc-ide/global-lmic-reports/master/AFG/projections.csv | 2021-05-07 | deaths | 6.22 | 6.68 | 6.95 | 6.99 | 7.37 | 7.88 | Surged Additional 50% Reduction | Afghanistan | AFG | 2022-01-02 | v8 | TRUE
https://raw.githubusercontent.com/mrc-ide/global-lmic-reports/master/AFG/projections.csv | 2021-05-07 | hospital_demand | 287.74 | 310.33 | 321.66 | 323.37 | 335.92 | 365.1 | Surged Additional 50% Reduction | Afghanistan | AFG | 2022-01-02 | v8 | TRUE
https://raw.githubusercontent.com/mrc-ide/global-lmic-reports/master/AFG/projections.csv | 2021-05-07 | ICU_demand | 112.18 | 120.93 | 125.04 | 125.86 | 131.45 | 141.74 | Surged Additional 50% Reduction | Afghanistan | AFG | 2022-01-02 | v8 | TRUE
https://raw.githubusercontent.com/mrc-ide/global-lmic-reports/master/AFG/projections.csv | 2021-05-07 | hospital_incidence | 38.16 | 41.62 | 43.06 | 43.41 | 45.05 | 48.99 | Surged Additional 50% Reduction | Afghanistan | AFG | 2022-01-02 | v8 | TRUE
https://raw.githubusercontent.com/mrc-ide/global-lmic-reports/master/AFG/projections.csv | 2021-05-07 | ICU_incidence | 11.76 | 12.83 | 13.27 | 13.38 | 13.88 | 15.1 | Surged Additional 50% Reduction | Afghanistan | AFG | 2022-01-02 | v8 | TRUE
https://raw.githubusercontent.com/mrc-ide/global-lmic-reports/master/AFG/projections.csv | 2021-05-07 | prevalence | 39642.78 | 43275.99 | 44773.41 | 45187.21 | 47176.56 | 50807.4 | Surged Additional 50% Reduction | Afghanistan | AFG | 2022-01-02 | v8 | TRUE
https://raw.githubusercontent.com/mrc-ide/global-lmic-reports/master/AFG/projections.csv | 2021-05-07 | cumulative_infections | 1217591.68 | 1257753.31 | 1287587.94 | 1289474.23 | 1322106.76 | 1371635.39 | Surged Additional 50% Reduction | Afghanistan | AFG | 2022-01-02 | v8 | TRUE
https://raw.githubusercontent.com/mrc-ide/global-lmic-reports/master/AFG/projections.csv | 2021-05-07 | cumulative_deaths | 2414.64 | 2500.4 | 2558.94 | 2563.9 | 2623.71 | 2742.8 | Surged Additional 50% Reduction | Afghanistan | AFG | 2022-01-02 | v8 | TRUE
https://raw.githubusercontent.com/mrc-ide/global-lmic-reports/master/AFG/projections.csv | 2021-05-07 | Rt | 1.29 | 1.33 | 1.35 | 1.36 | 1.38 | 1.43 | Surged Additional 50% Reduction | Afghanistan | AFG | 2022-01-02 | v8 | TRUE
https://raw.githubusercontent.com/mrc-ide/global-lmic-reports/master/AFG/projections.csv | 2021-05-07 | Reff | 1.23 | 1.28 | 1.3 | 1.3 | 1.32 | 1.37 | Surged Additional 50% Reduction | Afghanistan | AFG | 2022-01-02 | v8 | TRUE
https://raw.githubusercontent.com/mrc-ide/global-lmic-reports/master/AFG/projections.csv | 2021-05-07 | infections | 6743.56 | 7402.81 | 7719.03 | 7749.52 | 8053.88 | 8786.49 | Surged Maintain Status Quo | Afghanistan | AFG | 2022-01-02 | v8 | TRUE
https://raw.githubusercontent.com/mrc-ide/global-lmic-reports/master/AFG/projections.csv | 2021-05-07 | deaths | 6.22 | 6.68 | 6.95 | 6.99 | 7.37 | 7.88 | Surged Maintain Status Quo | Afghanistan | AFG | 2022-01-02 | v8 | TRUE
https://raw.githubusercontent.com/mrc-ide/global-lmic-reports/master/AFG/projections.csv | 2021-05-07 | hospital_demand | 287.74 | 310.33 | 321.66 | 323.37 | 335.92 | 365.1 | Surged Maintain Status Quo | Afghanistan | AFG | 2022-01-02 | v8 | TRUE
https://raw.githubusercontent.com/mrc-ide/global-lmic-reports/master/AFG/projections.csv | 2021-05-07 | ICU_demand | 112.18 | 120.93 | 125.04 | 125.86 | 131.45 | 141.74 | Surged Maintain Status Quo | Afghanistan | AFG | 2022-01-02 | v8 | TRUE
https://raw.githubusercontent.com/mrc-ide/global-lmic-reports/master/AFG/projections.csv | 2021-05-07 | hospital_incidence | 38.16 | 41.62 | 43.06 | 43.41 | 45.05 | 48.99 | Surged Maintain Status Quo | Afghanistan | AFG | 2022-01-02 | v8 | TRUE
https://raw.githubusercontent.com/mrc-ide/global-lmic-reports/master/AFG/projections.csv | 2021-05-07 | ICU_incidence | 11.76 | 12.83 | 13.27 | 13.38 | 13.88 | 15.1 | Surged Maintain Status Quo | Afghanistan | AFG | 2022-01-02 | v8 | TRUE
https://raw.githubusercontent.com/mrc-ide/global-lmic-reports/master/AFG/projections.csv | 2021-05-07 | prevalence | 39642.78 | 43275.99 | 44773.41 | 45187.21 | 47176.56 | 50807.4 | Surged Maintain Status Quo | Afghanistan | AFG | 2022-01-02 | v8 | TRUE
https://raw.githubusercontent.com/mrc-ide/global-lmic-reports/master/AFG/projections.csv | 2021-05-07 | cumulative_infections | 1217591.68 | 1257753.31 | 1287587.94 | 1289474.23 | 1322106.76 | 1371635.39 | Surged Maintain Status Quo | Afghanistan | AFG | 2022-01-02 | v8 | TRUE
https://raw.githubusercontent.com/mrc-ide/global-lmic-reports/master/AFG/projections.csv | 2021-05-07 | cumulative_deaths | 2414.64 | 2500.4 | 2558.94 | 2563.9 | 2623.71 | 2742.8 | Surged Maintain Status Quo | Afghanistan | AFG | 2022-01-02 | v8 | TRUE
https://raw.githubusercontent.com/mrc-ide/global-lmic-reports/master/AFG/projections.csv | 2021-05-07 | Rt | 1.29 | 1.33 | 1.35 | 1.36 | 1.38 | 1.43 | Surged Maintain Status Quo | Afghanistan | AFG | 2022-01-02 | v8 | TRUE
https://raw.githubusercontent.com/mrc-ide/global-lmic-reports/master/AFG/projections.csv | 2021-05-07 | Reff | 1.23 | 1.28 | 1.3 | 1.3 | 1.32 | 1.37 | Surged Maintain Status Quo | Afghanistan | AFG | 2022-01-02 | v8 | TRUE
https://raw.githubusercontent.com/mrc-ide/global-lmic-reports/master/AFG/projections.csv | 2021-05-07 | infections | 6743.56 | 7402.81 | 7719.03 | 7749.52 | 8053.88 | 8786.49 | Surged Optimistic | Afghanistan | AFG | 2022-01-02 | v8 | TRUE
https://raw.githubusercontent.com/mrc-ide/global-lmic-reports/master/AFG/projections.csv | 2021-05-07 | deaths | 6.22 | 6.68 | 6.95 | 6.99 | 7.37 | 7.88 | Surged Optimistic | Afghanistan | AFG | 2022-01-02 | v8 | TRUE
https://raw.githubusercontent.com/mrc-ide/global-lmic-reports/master/AFG/projections.csv | 2021-05-07 | hospital_demand | 287.74 | 310.33 | 321.66 | 323.37 | 335.92 | 365.1 | Surged Optimistic | Afghanistan | AFG | 2022-01-02 | v8 | TRUE
https://raw.githubusercontent.com/mrc-ide/global-lmic-reports/master/AFG/projections.csv | 2021-05-07 | ICU_demand | 112.18 | 120.93 | 125.04 | 125.86 | 131.45 | 141.74 | Surged Optimistic | Afghanistan | AFG | 2022-01-02 | v8 | TRUE
https://raw.githubusercontent.com/mrc-ide/global-lmic-reports/master/AFG/projections.csv | 2021-05-07 | hospital_incidence | 38.16 | 41.62 | 43.06 | 43.41 | 45.05 | 48.99 | Surged Optimistic | Afghanistan | AFG | 2022-01-02 | v8 | TRUE
https://raw.githubusercontent.com/mrc-ide/global-lmic-reports/master/AFG/projections.csv | 2021-05-07 | ICU_incidence | 11.76 | 12.83 | 13.27 | 13.38 | 13.88 | 15.1 | Surged Optimistic | Afghanistan | AFG | 2022-01-02 | v8 | TRUE
https://raw.githubusercontent.com/mrc-ide/global-lmic-reports/master/AFG/projections.csv | 2021-05-07 | prevalence | 39642.78 | 43275.99 | 44773.41 | 45187.21 | 47176.56 | 50807.4 | Surged Optimistic | Afghanistan | AFG | 2022-01-02 | v8 | TRUE
https://raw.githubusercontent.com/mrc-ide/global-lmic-reports/master/AFG/projections.csv | 2021-05-07 | cumulative_infections | 1217591.68 | 1257753.31 | 1287587.94 | 1289474.23 | 1322106.76 | 1371635.39 | Surged Optimistic | Afghanistan | AFG | 2022-01-02 | v8 | TRUE
https://raw.githubusercontent.com/mrc-ide/global-lmic-reports/master/AFG/projections.csv | 2021-05-07 | cumulative_deaths | 2414.64 | 2500.4 | 2558.94 | 2563.9 | 2623.71 | 2742.8 | Surged Optimistic | Afghanistan | AFG | 2022-01-02 | v8 | TRUE
https://raw.githubusercontent.com/mrc-ide/global-lmic-reports/master/AFG/projections.csv | 2021-05-07 | Rt | 1.29 | 1.33 | 1.35 | 1.36 | 1.38 | 1.43 | Surged Optimistic | Afghanistan | AFG | 2022-01-02 | v8 | TRUE
https://raw.githubusercontent.com/mrc-ide/global-lmic-reports/master/AFG/projections.csv | 2021-05-07 | Reff | 1.23 | 1.28 | 1.3 | 1.3 | 1.32 | 1.37 | Surged Optimistic | Afghanistan | AFG | 2022-01-02 | v8 | TRUE
https://raw.githubusercontent.com/mrc-ide/global-lmic-reports/master/AFG/projections.csv | 2021-05-07 | infections | 6743.56 | 7402.81 | 7719.03 | 7749.52 | 8053.88 | 8786.49 | Surged Pessimistic | Afghanistan | AFG | 2022-01-02 | v8 | TRUE
https://raw.githubusercontent.com/mrc-ide/global-lmic-reports/master/AFG/projections.csv | 2021-05-07 | deaths | 6.22 | 6.68 | 6.95 | 6.99 | 7.37 | 7.88 | Surged Pessimistic | Afghanistan | AFG | 2022-01-02 | v8 | TRUE
https://raw.githubusercontent.com/mrc-ide/global-lmic-reports/master/AFG/projections.csv | 2021-05-07 | hospital_demand | 287.74 | 310.33 | 321.66 | 323.37 | 335.92 | 365.1 | Surged Pessimistic | Afghanistan | AFG | 2022-01-02 | v8 | TRUE
https://raw.githubusercontent.com/mrc-ide/global-lmic-reports/master/AFG/projections.csv | 2021-05-07 | ICU_demand | 112.18 | 120.93 | 125.04 | 125.86 | 131.45 | 141.74 | Surged Pessimistic | Afghanistan | AFG | 2022-01-02 | v8 | TRUE
https://raw.githubusercontent.com/mrc-ide/global-lmic-reports/master/AFG/projections.csv | 2021-05-07 | hospital_incidence | 38.16 | 41.62 | 43.06 | 43.41 | 45.05 | 48.99 | Surged Pessimistic | Afghanistan | AFG | 2022-01-02 | v8 | TRUE
https://raw.githubusercontent.com/mrc-ide/global-lmic-reports/master/AFG/projections.csv | 2021-05-07 | ICU_incidence | 11.76 | 12.83 | 13.27 | 13.38 | 13.88 | 15.1 | Surged Pessimistic | Afghanistan | AFG | 2022-01-02 | v8 | TRUE
https://raw.githubusercontent.com/mrc-ide/global-lmic-reports/master/AFG/projections.csv | 2021-05-07 | prevalence | 39642.78 | 43275.99 | 44773.41 | 45187.21 | 47176.56 | 50807.4 | Surged Pessimistic | Afghanistan | AFG | 2022-01-02 | v8 | TRUE
https://raw.githubusercontent.com/mrc-ide/global-lmic-reports/master/AFG/projections.csv | 2021-05-07 | cumulative_infections | 1217591.68 | 1257753.31 | 1287587.94 | 1289474.23 | 1322106.76 | 1371635.39 | Surged Pessimistic | Afghanistan | AFG | 2022-01-02 | v8 | TRUE
https://raw.githubusercontent.com/mrc-ide/global-lmic-reports/master/AFG/projections.csv | 2021-05-07 | cumulative_deaths | 2414.64 | 2500.4 | 2558.94 | 2563.9 | 2623.71 | 2742.8 | Surged Pessimistic | Afghanistan | AFG | 2022-01-02 | v8 | TRUE
https://raw.githubusercontent.com/mrc-ide/global-lmic-reports/master/AFG/projections.csv | 2021-05-07 | Rt | 1.29 | 1.33 | 1.35 | 1.36 | 1.38 | 1.43 | Surged Pessimistic | Afghanistan | AFG | 2022-01-02 | v8 | TRUE
https://raw.githubusercontent.com/mrc-ide/global-lmic-reports/master/AFG/projections.csv | 2021-05-07 | Reff | 1.23 | 1.28 | 1.3 | 1.3 | 1.32 | 1.37 | Surged Pessimistic | Afghanistan | AFG | 2022-01-02 | v8 | TRUE
https://raw.githubusercontent.com/mrc-ide/global-lmic-reports/master/AFG/projections.csv | 2021-05-07 | infections | 6743.56 | 7402.81 | 7719.03 | 7749.52 | 8053.88 | 8786.49 | Surged Relax Interventions 50% | Afghanistan | AFG | 2022-01-02 | v8 | TRUE
https://raw.githubusercontent.com/mrc-ide/global-lmic-reports/master/AFG/projections.csv | 2021-05-07 | deaths | 6.22 | 6.68 | 6.95 | 6.99 | 7.37 | 7.88 | Surged Relax Interventions 50% | Afghanistan | AFG | 2022-01-02 | v8 | TRUE
https://raw.githubusercontent.com/mrc-ide/global-lmic-reports/master/AFG/projections.csv | 2021-05-07 | hospital_demand | 287.74 | 310.33 | 321.66 | 323.37 | 335.92 | 365.1 | Surged Relax Interventions 50% | Afghanistan | AFG | 2022-01-02 | v8 | TRUE
https://raw.githubusercontent.com/mrc-ide/global-lmic-reports/master/AFG/projections.csv | 2021-05-07 | ICU_demand | 112.18 | 120.93 | 125.04 | 125.86 | 131.45 | 141.74 | Surged Relax Interventions 50% | Afghanistan | AFG | 2022-01-02 | v8 | TRUE
https://raw.githubusercontent.com/mrc-ide/global-lmic-reports/master/AFG/projections.csv | 2021-05-07 | hospital_incidence | 38.16 | 41.62 | 43.06 | 43.41 | 45.05 | 48.99 | Surged Relax Interventions 50% | Afghanistan | AFG | 2022-01-02 | v8 | TRUE
https://raw.githubusercontent.com/mrc-ide/global-lmic-reports/master/AFG/projections.csv | 2021-05-07 | ICU_incidence | 11.76 | 12.83 | 13.27 | 13.38 | 13.88 | 15.1 | Surged Relax Interventions 50% | Afghanistan | AFG | 2022-01-02 | v8 | TRUE
https://raw.githubusercontent.com/mrc-ide/global-lmic-reports/master/AFG/projections.csv | 2021-05-07 | prevalence | 39642.78 | 43275.99 | 44773.41 | 45187.21 | 47176.56 | 50807.4 | Surged Relax Interventions 50% | Afghanistan | AFG | 2022-01-02 | v8 | TRUE
https://raw.githubusercontent.com/mrc-ide/global-lmic-reports/master/AFG/projections.csv | 2021-05-07 | cumulative_infections | 1217591.68 | 1257753.31 | 1287587.94 | 1289474.23 | 1322106.76 | 1371635.39 | Surged Relax Interventions 50% | Afghanistan | AFG | 2022-01-02 | v8 | TRUE
https://raw.githubusercontent.com/mrc-ide/global-lmic-reports/master/AFG/projections.csv | 2021-05-07 | cumulative_deaths | 2414.64 | 2500.4 | 2558.94 | 2563.9 | 2623.71 | 2742.8 | Surged Relax Interventions 50% | Afghanistan | AFG | 2022-01-02 | v8 | TRUE
https://raw.githubusercontent.com/mrc-ide/global-lmic-reports/master/AFG/projections.csv | 2021-05-07 | Rt | 1.29 | 1.33 | 1.35 | 1.36 | 1.38 | 1.43 | Surged Relax Interventions 50% | Afghanistan | AFG | 2022-01-02 | v8 | TRUE
https://raw.githubusercontent.com/mrc-ide/global-lmic-reports/master/AFG/projections.csv | 2021-05-07 | Reff | 1.23 | 1.28 | 1.3 | 1.3 | 1.32 | 1.37 | Surged Relax Interventions 50% | Afghanistan | AFG | 2022-01-02 | v8 | TRUE
https://raw.githubusercontent.com/mrc-ide/global-lmic-reports/master/AFG/projections.csv | 2021-05-08 | infections | 7215.03 | 7694 | 8040.66 | 8017.45 | 8305.6 | 8898.76 | Additional 50% Reduction | Afghanistan | AFG | 2022-01-02 | v8 | TRUE
https://raw.githubusercontent.com/mrc-ide/global-lmic-reports/master/AFG/projections.csv | 2021-05-08 | deaths | 6.35 | 6.87 | 7.12 | 7.17 | 7.45 | 8.1 | Additional 50% Reduction | Afghanistan | AFG | 2022-01-02 | v8 | TRUE
https://raw.githubusercontent.com/mrc-ide/global-lmic-reports/master/AFG/projections.csv | 2021-05-08 | hospital_demand | 292.58 | 321.13 | 332.44 | 333.21 | 346.14 | 376.17 | Additional 50% Reduction | Afghanistan | AFG | 2022-01-02 | v8 | TRUE
https://raw.githubusercontent.com/mrc-ide/global-lmic-reports/master/AFG/projections.csv | 2021-05-08 | ICU_demand | 114.7 | 124.71 | 129.27 | 129.7 | 134.29 | 146.51 | Additional 50% Reduction | Afghanistan | AFG | 2022-01-02 | v8 | TRUE
https://raw.githubusercontent.com/mrc-ide/global-lmic-reports/master/AFG/projections.csv | 2021-05-08 | hospital_incidence | 39.71 | 43.36 | 44.88 | 44.99 | 46.96 | 50.66 | Additional 50% Reduction | Afghanistan | AFG | 2022-01-02 | v8 | TRUE
https://raw.githubusercontent.com/mrc-ide/global-lmic-reports/master/AFG/projections.csv | 2021-05-08 | ICU_incidence | 12.25 | 13.38 | 13.85 | 13.88 | 14.49 | 15.63 | Additional 50% Reduction | Afghanistan | AFG | 2022-01-02 | v8 | TRUE
https://raw.githubusercontent.com/mrc-ide/global-lmic-reports/master/AFG/projections.csv | 2021-05-08 | prevalence | 41553.9 | 44736.92 | 46947.6 | 46970.58 | 48861.46 | 52724.67 | Additional 50% Reduction | Afghanistan | AFG | 2022-01-02 | v8 | TRUE
https://raw.githubusercontent.com/mrc-ide/global-lmic-reports/master/AFG/projections.csv | 2021-05-08 | cumulative_infections | 1227152.01 | 1271948.39 | 1299583.35 | 1307934.8 | 1334011.97 | 1442629.13 | Additional 50% Reduction | Afghanistan | AFG | 2022-01-02 | v8 | TRUE
https://raw.githubusercontent.com/mrc-ide/global-lmic-reports/master/AFG/projections.csv | 2021-05-08 | cumulative_deaths | 2432.95 | 2528.48 | 2604.09 | 2608.47 | 2659.18 | 2901.43 | Additional 50% Reduction | Afghanistan | AFG | 2022-01-02 | v8 | TRUE
https://raw.githubusercontent.com/mrc-ide/global-lmic-reports/master/AFG/projections.csv | 2021-05-08 | Rt | 1.27 | 1.3 | 1.32 | 1.32 | 1.33 | 1.39 | Additional 50% Reduction | Afghanistan | AFG | 2022-01-02 | v8 | TRUE
https://raw.githubusercontent.com/mrc-ide/global-lmic-reports/master/AFG/projections.csv | 2021-05-08 | Reff | 1.21 | 1.24 | 1.26 | 1.26 | 1.27 | 1.33 | Additional 50% Reduction | Afghanistan | AFG | 2022-01-02 | v8 | TRUE
https://raw.githubusercontent.com/mrc-ide/global-lmic-reports/master/AFG/projections.csv | 2021-05-08 | infections | 7215.03 | 7694 | 8040.66 | 8017.45 | 8305.6 | 8898.76 | Maintain Status Quo | Afghanistan | AFG | 2022-01-02 | v8 | TRUE
https://raw.githubusercontent.com/mrc-ide/global-lmic-reports/master/AFG/projections.csv | 2021-05-08 | deaths | 6.35 | 6.87 | 7.12 | 7.17 | 7.45 | 8.1 | Maintain Status Quo | Afghanistan | AFG | 2022-01-02 | v8 | TRUE
https://raw.githubusercontent.com/mrc-ide/global-lmic-reports/master/AFG/projections.csv | 2021-05-08 | hospital_demand | 292.58 | 321.13 | 332.44 | 333.21 | 346.14 | 376.17 | Maintain Status Quo | Afghanistan | AFG | 2022-01-02 | v8 | TRUE
https://raw.githubusercontent.com/mrc-ide/global-lmic-reports/master/AFG/projections.csv | 2021-05-08 | ICU_demand | 114.7 | 124.71 | 129.27 | 129.7 | 134.29 | 146.51 | Maintain Status Quo | Afghanistan | AFG | 2022-01-02 | v8 | TRUE
https://raw.githubusercontent.com/mrc-ide/global-lmic-reports/master/AFG/projections.csv | 2021-05-08 | hospital_incidence | 39.71 | 43.36 | 44.88 | 44.99 | 46.96 | 50.66 | Maintain Status Quo | Afghanistan | AFG | 2022-01-02 | v8 | TRUE
https://raw.githubusercontent.com/mrc-ide/global-lmic-reports/master/AFG/projections.csv | 2021-05-08 | ICU_incidence | 12.25 | 13.38 | 13.85 | 13.88 | 14.49 | 15.63 | Maintain Status Quo | Afghanistan | AFG | 2022-01-02 | v8 | TRUE
https://raw.githubusercontent.com/mrc-ide/global-lmic-reports/master/AFG/projections.csv | 2021-05-08 | prevalence | 41553.9 | 44736.92 | 46947.6 | 46970.58 | 48861.46 | 52724.67 | Maintain Status Quo | Afghanistan | AFG | 2022-01-02 | v8 | TRUE
https://raw.githubusercontent.com/mrc-ide/global-lmic-reports/master/AFG/projections.csv | 2021-05-08 | cumulative_infections | 1227152.01 | 1271948.39 | 1299583.35 | 1307934.8 | 1334011.97 | 1442629.13 | Maintain Status Quo | Afghanistan | AFG | 2022-01-02 | v8 | TRUE
https://raw.githubusercontent.com/mrc-ide/global-lmic-reports/master/AFG/projections.csv | 2021-05-08 | cumulative_deaths | 2432.95 | 2528.48 | 2604.09 | 2608.47 | 2659.18 | 2901.43 | Maintain Status Quo | Afghanistan | AFG | 2022-01-02 | v8 | TRUE
https://raw.githubusercontent.com/mrc-ide/global-lmic-reports/master/AFG/projections.csv | 2021-05-08 | Rt | 1.27 | 1.3 | 1.32 | 1.32 | 1.33 | 1.39 | Maintain Status Quo | Afghanistan | AFG | 2022-01-02 | v8 | TRUE
https://raw.githubusercontent.com/mrc-ide/global-lmic-reports/master/AFG/projections.csv | 2021-05-08 | Reff | 1.21 | 1.24 | 1.26 | 1.26 | 1.27 | 1.33 | Maintain Status Quo | Afghanistan | AFG | 2022-01-02 | v8 | TRUE
https://raw.githubusercontent.com/mrc-ide/global-lmic-reports/master/AFG/projections.csv | 2021-05-08 | infections | 7215.03 | 7694 | 8040.66 | 8017.45 | 8305.6 | 8898.76 | Optimistic | Afghanistan | AFG | 2022-01-02 | v8 | TRUE
https://raw.githubusercontent.com/mrc-ide/global-lmic-reports/master/AFG/projections.csv | 2021-05-08 | deaths | 6.35 | 6.87 | 7.12 | 7.17 | 7.45 | 8.1 | Optimistic | Afghanistan | AFG | 2022-01-02 | v8 | TRUE
https://raw.githubusercontent.com/mrc-ide/global-lmic-reports/master/AFG/projections.csv | 2021-05-08 | hospital_demand | 292.58 | 321.13 | 332.44 | 333.21 | 346.14 | 376.17 | Optimistic | Afghanistan | AFG | 2022-01-02 | v8 | TRUE
https://raw.githubusercontent.com/mrc-ide/global-lmic-reports/master/AFG/projections.csv | 2021-05-08 | ICU_demand | 114.7 | 124.71 | 129.27 | 129.7 | 134.29 | 146.51 | Optimistic | Afghanistan | AFG | 2022-01-02 | v8 | TRUE
https://raw.githubusercontent.com/mrc-ide/global-lmic-reports/master/AFG/projections.csv | 2021-05-08 | hospital_incidence | 39.71 | 43.36 | 44.88 | 44.99 | 46.96 | 50.66 | Optimistic | Afghanistan | AFG | 2022-01-02 | v8 | TRUE
https://raw.githubusercontent.com/mrc-ide/global-lmic-reports/master/AFG/projections.csv | 2021-05-08 | ICU_incidence | 12.25 | 13.38 | 13.85 | 13.88 | 14.49 | 15.63 | Optimistic | Afghanistan | AFG | 2022-01-02 | v8 | TRUE
https://raw.githubusercontent.com/mrc-ide/global-lmic-reports/master/AFG/projections.csv | 2021-05-08 | prevalence | 41553.9 | 44736.92 | 46947.6 | 46970.58 | 48861.46 | 52724.67 | Optimistic | Afghanistan | AFG | 2022-01-02 | v8 | TRUE
https://raw.githubusercontent.com/mrc-ide/global-lmic-reports/master/AFG/projections.csv | 2021-05-08 | cumulative_infections | 1227152.01 | 1271948.39 | 1299583.35 | 1307934.8 | 1334011.97 | 1442629.13 | Optimistic | Afghanistan | AFG | 2022-01-02 | v8 | TRUE
https://raw.githubusercontent.com/mrc-ide/global-lmic-reports/master/AFG/projections.csv | 2021-05-08 | cumulative_deaths | 2432.95 | 2528.48 | 2604.09 | 2608.47 | 2659.18 | 2901.43 | Optimistic | Afghanistan | AFG | 2022-01-02 | v8 | TRUE
https://raw.githubusercontent.com/mrc-ide/global-lmic-reports/master/AFG/projections.csv | 2021-05-08 | Rt | 1.27 | 1.3 | 1.32 | 1.32 | 1.33 | 1.39 | Optimistic | Afghanistan | AFG | 2022-01-02 | v8 | TRUE
https://raw.githubusercontent.com/mrc-ide/global-lmic-reports/master/AFG/projections.csv | 2021-05-08 | Reff | 1.21 | 1.24 | 1.26 | 1.26 | 1.27 | 1.33 | Optimistic | Afghanistan | AFG | 2022-01-02 | v8 | TRUE
https://raw.githubusercontent.com/mrc-ide/global-lmic-reports/master/AFG/projections.csv | 2021-05-08 | infections | 7215.03 | 7694 | 8040.66 | 8017.45 | 8305.6 | 8898.76 | Pessimistic | Afghanistan | AFG | 2022-01-02 | v8 | TRUE
https://raw.githubusercontent.com/mrc-ide/global-lmic-reports/master/AFG/projections.csv | 2021-05-08 | deaths | 6.35 | 6.87 | 7.12 | 7.17 | 7.45 | 8.1 | Pessimistic | Afghanistan | AFG | 2022-01-02 | v8 | TRUE
https://raw.githubusercontent.com/mrc-ide/global-lmic-reports/master/AFG/projections.csv | 2021-05-08 | hospital_demand | 292.58 | 321.13 | 332.44 | 333.21 | 346.14 | 376.17 | Pessimistic | Afghanistan | AFG | 2022-01-02 | v8 | TRUE
https://raw.githubusercontent.com/mrc-ide/global-lmic-reports/master/AFG/projections.csv | 2021-05-08 | ICU_demand | 114.7 | 124.71 | 129.27 | 129.7 | 134.29 | 146.51 | Pessimistic | Afghanistan | AFG | 2022-01-02 | v8 | TRUE
https://raw.githubusercontent.com/mrc-ide/global-lmic-reports/master/AFG/projections.csv | 2021-05-08 | hospital_incidence | 39.71 | 43.36 | 44.88 | 44.99 | 46.96 | 50.66 | Pessimistic | Afghanistan | AFG | 2022-01-02 | v8 | TRUE
https://raw.githubusercontent.com/mrc-ide/global-lmic-reports/master/AFG/projections.csv | 2021-05-08 | ICU_incidence | 12.25 | 13.38 | 13.85 | 13.88 | 14.49 | 15.63 | Pessimistic | Afghanistan | AFG | 2022-01-02 | v8 | TRUE
https://raw.githubusercontent.com/mrc-ide/global-lmic-reports/master/AFG/projections.csv | 2021-05-08 | prevalence | 41553.9 | 44736.92 | 46947.6 | 46970.58 | 48861.46 | 52724.67 | Pessimistic | Afghanistan | AFG | 2022-01-02 | v8 | TRUE
https://raw.githubusercontent.com/mrc-ide/global-lmic-reports/master/AFG/projections.csv | 2021-05-08 | cumulative_infections | 1227152.01 | 1271948.39 | 1299583.35 | 1307934.8 | 1334011.97 | 1442629.13 | Pessimistic | Afghanistan | AFG | 2022-01-02 | v8 | TRUE
https://raw.githubusercontent.com/mrc-ide/global-lmic-reports/master/AFG/projections.csv | 2021-05-08 | cumulative_deaths | 2432.95 | 2528.48 | 2604.09 | 2608.47 | 2659.18 | 2901.43 | Pessimistic | Afghanistan | AFG | 2022-01-02 | v8 | TRUE
https://raw.githubusercontent.com/mrc-ide/global-lmic-reports/master/AFG/projections.csv | 2021-05-08 | Rt | 1.27 | 1.3 | 1.32 | 1.32 | 1.33 | 1.39 | Pessimistic | Afghanistan | AFG | 2022-01-02 | v8 | TRUE
https://raw.githubusercontent.com/mrc-ide/global-lmic-reports/master/AFG/projections.csv | 2021-05-08 | Reff | 1.21 | 1.24 | 1.26 | 1.26 | 1.27 | 1.33 | Pessimistic | Afghanistan | AFG | 2022-01-02 | v8 | TRUE
https://raw.githubusercontent.com/mrc-ide/global-lmic-reports/master/AFG/projections.csv | 2021-05-08 | infections | 7215.03 | 7694 | 8040.66 | 8017.45 | 8305.6 | 8898.76 | Relax Interventions 50% | Afghanistan | AFG | 2022-01-02 | v8 | TRUE
https://raw.githubusercontent.com/mrc-ide/global-lmic-reports/master/AFG/projections.csv | 2021-05-08 | deaths | 6.35 | 6.87 | 7.12 | 7.17 | 7.45 | 8.1 | Relax Interventions 50% | Afghanistan | AFG | 2022-01-02 | v8 | TRUE
https://raw.githubusercontent.com/mrc-ide/global-lmic-reports/master/AFG/projections.csv | 2021-05-08 | hospital_demand | 292.58 | 321.13 | 332.44 | 333.21 | 346.14 | 376.17 | Relax Interventions 50% | Afghanistan | AFG | 2022-01-02 | v8 | TRUE
https://raw.githubusercontent.com/mrc-ide/global-lmic-reports/master/AFG/projections.csv | 2021-05-08 | ICU_demand | 114.7 | 124.71 | 129.27 | 129.7 | 134.29 | 146.51 | Relax Interventions 50% | Afghanistan | AFG | 2022-01-02 | v8 | TRUE
https://raw.githubusercontent.com/mrc-ide/global-lmic-reports/master/AFG/projections.csv | 2021-05-08 | hospital_incidence | 39.71 | 43.36 | 44.88 | 44.99 | 46.96 | 50.66 | Relax Interventions 50% | Afghanistan | AFG | 2022-01-02 | v8 | TRUE
https://raw.githubusercontent.com/mrc-ide/global-lmic-reports/master/AFG/projections.csv | 2021-05-08 | ICU_incidence | 12.25 | 13.38 | 13.85 | 13.88 | 14.49 | 15.63 | Relax Interventions 50% | Afghanistan | AFG | 2022-01-02 | v8 | TRUE
https://raw.githubusercontent.com/mrc-ide/global-lmic-reports/master/AFG/projections.csv | 2021-05-08 | prevalence | 41553.9 | 44736.92 | 46947.6 | 46970.58 | 48861.46 | 52724.67 | Relax Interventions 50% | Afghanistan | AFG | 2022-01-02 | v8 | TRUE
https://raw.githubusercontent.com/mrc-ide/global-lmic-reports/master/AFG/projections.csv | 2021-05-08 | cumulative_infections | 1227152.01 | 1271948.39 | 1299583.35 | 1307934.8 | 1334011.97 | 1442629.13 | Relax Interventions 50% | Afghanistan | AFG | 2022-01-02 | v8 | TRUE
https://raw.githubusercontent.com/mrc-ide/global-lmic-reports/master/AFG/projections.csv | 2021-05-08 | cumulative_deaths | 2432.95 | 2528.48 | 2604.09 | 2608.47 | 2659.18 | 2901.43 | Relax Interventions 50% | Afghanistan | AFG | 2022-01-02 | v8 | TRUE
https://raw.githubusercontent.com/mrc-ide/global-lmic-reports/master/AFG/projections.csv | 2021-05-08 | Rt | 1.27 | 1.3 | 1.32 | 1.32 | 1.33 | 1.39 | Relax Interventions 50% | Afghanistan | AFG | 2022-01-02 | v8 | TRUE
https://raw.githubusercontent.com/mrc-ide/global-lmic-reports/master/AFG/projections.csv | 2021-05-08 | Reff | 1.21 | 1.24 | 1.26 | 1.26 | 1.27 | 1.33 | Relax Interventions 50% | Afghanistan | AFG | 2022-01-02 | v8 | TRUE
https://raw.githubusercontent.com/mrc-ide/global-lmic-reports/master/AFG/projections.csv | 2021-05-08 | infections | 7229.3 | 7794.96 | 7971.93 | 7996.12 | 8202.37 | 8745.1 | Surged Additional 50% Reduction | Afghanistan | AFG | 2022-01-02 | v8 | TRUE
https://raw.githubusercontent.com/mrc-ide/global-lmic-reports/master/AFG/projections.csv | 2021-05-08 | deaths | 6.43 | 6.92 | 7.18 | 7.22 | 7.58 | 8.14 | Surged Additional 50% Reduction | Afghanistan | AFG | 2022-01-02 | v8 | TRUE
https://raw.githubusercontent.com/mrc-ide/global-lmic-reports/master/AFG/projections.csv | 2021-05-08 | hospital_demand | 298.32 | 321.54 | 333.24 | 335.39 | 348.22 | 378.34 | Surged Additional 50% Reduction | Afghanistan | AFG | 2022-01-02 | v8 | TRUE
https://raw.githubusercontent.com/mrc-ide/global-lmic-reports/master/AFG/projections.csv | 2021-05-08 | ICU_demand | 116.46 | 125.64 | 129.92 | 130.59 | 135.69 | 147.02 | Surged Additional 50% Reduction | Afghanistan | AFG | 2022-01-02 | v8 | TRUE
https://raw.githubusercontent.com/mrc-ide/global-lmic-reports/master/AFG/projections.csv | 2021-05-08 | hospital_incidence | 39.69 | 43.29 | 44.76 | 45.17 | 46.87 | 50.9 | Surged Additional 50% Reduction | Afghanistan | AFG | 2022-01-02 | v8 | TRUE
https://raw.githubusercontent.com/mrc-ide/global-lmic-reports/master/AFG/projections.csv | 2021-05-08 | ICU_incidence | 12.25 | 13.36 | 13.81 | 13.94 | 14.46 | 15.71 | Surged Additional 50% Reduction | Afghanistan | AFG | 2022-01-02 | v8 | TRUE
https://raw.githubusercontent.com/mrc-ide/global-lmic-reports/master/AFG/projections.csv | 2021-05-08 | prevalence | 41721.59 | 45176.75 | 46673.93 | 47021.17 | 48839.09 | 52591.85 | Surged Additional 50% Reduction | Afghanistan | AFG | 2022-01-02 | v8 | TRUE
https://raw.githubusercontent.com/mrc-ide/global-lmic-reports/master/AFG/projections.csv | 2021-05-08 | cumulative_infections | 1225421.74 | 1265782.43 | 1295483.57 | 1297470.35 | 1330451.02 | 1378879.52 | Surged Additional 50% Reduction | Afghanistan | AFG | 2022-01-02 | v8 | TRUE
https://raw.githubusercontent.com/mrc-ide/global-lmic-reports/master/AFG/projections.csv | 2021-05-08 | cumulative_deaths | 2422.38 | 2507.43 | 2565.69 | 2571.13 | 2631.26 | 2750.51 | Surged Additional 50% Reduction | Afghanistan | AFG | 2022-01-02 | v8 | TRUE
https://raw.githubusercontent.com/mrc-ide/global-lmic-reports/master/AFG/projections.csv | 2021-05-08 | Rt | 1.25 | 1.29 | 1.31 | 1.31 | 1.33 | 1.37 | Surged Additional 50% Reduction | Afghanistan | AFG | 2022-01-02 | v8 | TRUE
https://raw.githubusercontent.com/mrc-ide/global-lmic-reports/master/AFG/projections.csv | 2021-05-08 | Reff | 1.19 | 1.23 | 1.25 | 1.25 | 1.27 | 1.31 | Surged Additional 50% Reduction | Afghanistan | AFG | 2022-01-02 | v8 | TRUE
https://raw.githubusercontent.com/mrc-ide/global-lmic-reports/master/AFG/projections.csv | 2021-05-08 | infections | 7229.3 | 7794.96 | 7971.93 | 7996.12 | 8202.37 | 8745.1 | Surged Maintain Status Quo | Afghanistan | AFG | 2022-01-02 | v8 | TRUE
https://raw.githubusercontent.com/mrc-ide/global-lmic-reports/master/AFG/projections.csv | 2021-05-08 | deaths | 6.43 | 6.92 | 7.18 | 7.22 | 7.58 | 8.14 | Surged Maintain Status Quo | Afghanistan | AFG | 2022-01-02 | v8 | TRUE
https://raw.githubusercontent.com/mrc-ide/global-lmic-reports/master/AFG/projections.csv | 2021-05-08 | hospital_demand | 298.32 | 321.54 | 333.24 | 335.39 | 348.22 | 378.34 | Surged Maintain Status Quo | Afghanistan | AFG | 2022-01-02 | v8 | TRUE
https://raw.githubusercontent.com/mrc-ide/global-lmic-reports/master/AFG/projections.csv | 2021-05-08 | ICU_demand | 116.46 | 125.64 | 129.92 | 130.59 | 135.69 | 147.02 | Surged Maintain Status Quo | Afghanistan | AFG | 2022-01-02 | v8 | TRUE
https://raw.githubusercontent.com/mrc-ide/global-lmic-reports/master/AFG/projections.csv | 2021-05-08 | hospital_incidence | 39.69 | 43.29 | 44.76 | 45.17 | 46.87 | 50.9 | Surged Maintain Status Quo | Afghanistan | AFG | 2022-01-02 | v8 | TRUE
https://raw.githubusercontent.com/mrc-ide/global-lmic-reports/master/AFG/projections.csv | 2021-05-08 | ICU_incidence | 12.25 | 13.36 | 13.81 | 13.94 | 14.46 | 15.71 | Surged Maintain Status Quo | Afghanistan | AFG | 2022-01-02 | v8 | TRUE
https://raw.githubusercontent.com/mrc-ide/global-lmic-reports/master/AFG/projections.csv | 2021-05-08 | prevalence | 41721.59 | 45176.75 | 46673.93 | 47021.17 | 48839.09 | 52591.85 | Surged Maintain Status Quo | Afghanistan | AFG | 2022-01-02 | v8 | TRUE
https://raw.githubusercontent.com/mrc-ide/global-lmic-reports/master/AFG/projections.csv | 2021-05-08 | cumulative_infections | 1225421.74 | 1265782.43 | 1295483.57 | 1297470.35 | 1330451.02 | 1378879.52 | Surged Maintain Status Quo | Afghanistan | AFG | 2022-01-02 | v8 | TRUE
https://raw.githubusercontent.com/mrc-ide/global-lmic-reports/master/AFG/projections.csv | 2021-05-08 | cumulative_deaths | 2422.38 | 2507.43 | 2565.69 | 2571.13 | 2631.26 | 2750.51 | Surged Maintain Status Quo | Afghanistan | AFG | 2022-01-02 | v8 | TRUE
https://raw.githubusercontent.com/mrc-ide/global-lmic-reports/master/AFG/projections.csv | 2021-05-08 | Rt | 1.25 | 1.29 | 1.31 | 1.31 | 1.33 | 1.37 | Surged Maintain Status Quo | Afghanistan | AFG | 2022-01-02 | v8 | TRUE
https://raw.githubusercontent.com/mrc-ide/global-lmic-reports/master/AFG/projections.csv | 2021-05-08 | Reff | 1.19 | 1.23 | 1.25 | 1.25 | 1.27 | 1.31 | Surged Maintain Status Quo | Afghanistan | AFG | 2022-01-02 | v8 | TRUE
https://raw.githubusercontent.com/mrc-ide/global-lmic-reports/master/AFG/projections.csv | 2021-05-08 | infections | 7229.3 | 7794.96 | 7971.93 | 7996.12 | 8202.37 | 8745.1 | Surged Optimistic | Afghanistan | AFG | 2022-01-02 | v8 | TRUE
https://raw.githubusercontent.com/mrc-ide/global-lmic-reports/master/AFG/projections.csv | 2021-05-08 | deaths | 6.43 | 6.92 | 7.18 | 7.22 | 7.58 | 8.14 | Surged Optimistic | Afghanistan | AFG | 2022-01-02 | v8 | TRUE
https://raw.githubusercontent.com/mrc-ide/global-lmic-reports/master/AFG/projections.csv | 2021-05-08 | hospital_demand | 298.32 | 321.54 | 333.24 | 335.39 | 348.22 | 378.34 | Surged Optimistic | Afghanistan | AFG | 2022-01-02 | v8 | TRUE
https://raw.githubusercontent.com/mrc-ide/global-lmic-reports/master/AFG/projections.csv | 2021-05-08 | ICU_demand | 116.46 | 125.64 | 129.92 | 130.59 | 135.69 | 147.02 | Surged Optimistic | Afghanistan | AFG | 2022-01-02 | v8 | TRUE
https://raw.githubusercontent.com/mrc-ide/global-lmic-reports/master/AFG/projections.csv | 2021-05-08 | hospital_incidence | 39.69 | 43.29 | 44.76 | 45.17 | 46.87 | 50.9 | Surged Optimistic | Afghanistan | AFG | 2022-01-02 | v8 | TRUE
https://raw.githubusercontent.com/mrc-ide/global-lmic-reports/master/AFG/projections.csv | 2021-05-08 | ICU_incidence | 12.25 | 13.36 | 13.81 | 13.94 | 14.46 | 15.71 | Surged Optimistic | Afghanistan | AFG | 2022-01-02 | v8 | TRUE
https://raw.githubusercontent.com/mrc-ide/global-lmic-reports/master/AFG/projections.csv | 2021-05-08 | prevalence | 41721.59 | 45176.75 | 46673.93 | 47021.17 | 48839.09 | 52591.85 | Surged Optimistic | Afghanistan | AFG | 2022-01-02 | v8 | TRUE
https://raw.githubusercontent.com/mrc-ide/global-lmic-reports/master/AFG/projections.csv | 2021-05-08 | cumulative_infections | 1225421.74 | 1265782.43 | 1295483.57 | 1297470.35 | 1330451.02 | 1378879.52 | Surged Optimistic | Afghanistan | AFG | 2022-01-02 | v8 | TRUE
https://raw.githubusercontent.com/mrc-ide/global-lmic-reports/master/AFG/projections.csv | 2021-05-08 | cumulative_deaths | 2422.38 | 2507.43 | 2565.69 | 2571.13 | 2631.26 | 2750.51 | Surged Optimistic | Afghanistan | AFG | 2022-01-02 | v8 | TRUE
https://raw.githubusercontent.com/mrc-ide/global-lmic-reports/master/AFG/projections.csv | 2021-05-08 | Rt | 1.25 | 1.29 | 1.31 | 1.31 | 1.33 | 1.37 | Surged Optimistic | Afghanistan | AFG | 2022-01-02 | v8 | TRUE
https://raw.githubusercontent.com/mrc-ide/global-lmic-reports/master/AFG/projections.csv | 2021-05-08 | Reff | 1.19 | 1.23 | 1.25 | 1.25 | 1.27 | 1.31 | Surged Optimistic | Afghanistan | AFG | 2022-01-02 | v8 | TRUE
https://raw.githubusercontent.com/mrc-ide/global-lmic-reports/master/AFG/projections.csv | 2021-05-08 | infections | 7229.3 | 7794.96 | 7971.93 | 7996.12 | 8202.37 | 8745.1 | Surged Pessimistic | Afghanistan | AFG | 2022-01-02 | v8 | TRUE
https://raw.githubusercontent.com/mrc-ide/global-lmic-reports/master/AFG/projections.csv | 2021-05-08 | deaths | 6.43 | 6.92 | 7.18 | 7.22 | 7.58 | 8.14 | Surged Pessimistic | Afghanistan | AFG | 2022-01-02 | v8 | TRUE
https://raw.githubusercontent.com/mrc-ide/global-lmic-reports/master/AFG/projections.csv | 2021-05-08 | hospital_demand | 298.32 | 321.54 | 333.24 | 335.39 | 348.22 | 378.34 | Surged Pessimistic | Afghanistan | AFG | 2022-01-02 | v8 | TRUE
https://raw.githubusercontent.com/mrc-ide/global-lmic-reports/master/AFG/projections.csv | 2021-05-08 | ICU_demand | 116.46 | 125.64 | 129.92 | 130.59 | 135.69 | 147.02 | Surged Pessimistic | Afghanistan | AFG | 2022-01-02 | v8 | TRUE
https://raw.githubusercontent.com/mrc-ide/global-lmic-reports/master/AFG/projections.csv | 2021-05-08 | hospital_incidence | 39.69 | 43.29 | 44.76 | 45.17 | 46.87 | 50.9 | Surged Pessimistic | Afghanistan | AFG | 2022-01-02 | v8 | TRUE
https://raw.githubusercontent.com/mrc-ide/global-lmic-reports/master/AFG/projections.csv | 2021-05-08 | ICU_incidence | 12.25 | 13.36 | 13.81 | 13.94 | 14.46 | 15.71 | Surged Pessimistic | Afghanistan | AFG | 2022-01-02 | v8 | TRUE
https://raw.githubusercontent.com/mrc-ide/global-lmic-reports/master/AFG/projections.csv | 2021-05-08 | prevalence | 41721.59 | 45176.75 | 46673.93 | 47021.17 | 48839.09 | 52591.85 | Surged Pessimistic | Afghanistan | AFG | 2022-01-02 | v8 | TRUE
https://raw.githubusercontent.com/mrc-ide/global-lmic-reports/master/AFG/projections.csv | 2021-05-08 | cumulative_infections | 1225421.74 | 1265782.43 | 1295483.57 | 1297470.35 | 1330451.02 | 1378879.52 | Surged Pessimistic | Afghanistan | AFG | 2022-01-02 | v8 | TRUE
https://raw.githubusercontent.com/mrc-ide/global-lmic-reports/master/AFG/projections.csv | 2021-05-08 | cumulative_deaths | 2422.38 | 2507.43 | 2565.69 | 2571.13 | 2631.26 | 2750.51 | Surged Pessimistic | Afghanistan | AFG | 2022-01-02 | v8 | TRUE
https://raw.githubusercontent.com/mrc-ide/global-lmic-reports/master/AFG/projections.csv | 2021-05-08 | Rt | 1.25 | 1.29 | 1.31 | 1.31 | 1.33 | 1.37 | Surged Pessimistic | Afghanistan | AFG | 2022-01-02 | v8 | TRUE
https://raw.githubusercontent.com/mrc-ide/global-lmic-reports/master/AFG/projections.csv | 2021-05-08 | Reff | 1.19 | 1.23 | 1.25 | 1.25 | 1.27 | 1.31 | Surged Pessimistic | Afghanistan | AFG | 2022-01-02 | v8 | TRUE
https://raw.githubusercontent.com/mrc-ide/global-lmic-reports/master/AFG/projections.csv | 2021-05-08 | infections | 7229.3 | 7794.96 | 7971.93 | 7996.12 | 8202.37 | 8745.1 | Surged Relax Interventions 50% | Afghanistan | AFG | 2022-01-02 | v8 | TRUE
https://raw.githubusercontent.com/mrc-ide/global-lmic-reports/master/AFG/projections.csv | 2021-05-08 | deaths | 6.43 | 6.92 | 7.18 | 7.22 | 7.58 | 8.14 | Surged Relax Interventions 50% | Afghanistan | AFG | 2022-01-02 | v8 | TRUE
https://raw.githubusercontent.com/mrc-ide/global-lmic-reports/master/AFG/projections.csv | 2021-05-08 | hospital_demand | 298.32 | 321.54 | 333.24 | 335.39 | 348.22 | 378.34 | Surged Relax Interventions 50% | Afghanistan | AFG | 2022-01-02 | v8 | TRUE
https://raw.githubusercontent.com/mrc-ide/global-lmic-reports/master/AFG/projections.csv | 2021-05-08 | ICU_demand | 116.46 | 125.64 | 129.92 | 130.59 | 135.69 | 147.02 | Surged Relax Interventions 50% | Afghanistan | AFG | 2022-01-02 | v8 | TRUE
https://raw.githubusercontent.com/mrc-ide/global-lmic-reports/master/AFG/projections.csv | 2021-05-08 | hospital_incidence | 39.69 | 43.29 | 44.76 | 45.17 | 46.87 | 50.9 | Surged Relax Interventions 50% | Afghanistan | AFG | 2022-01-02 | v8 | TRUE
https://raw.githubusercontent.com/mrc-ide/global-lmic-reports/master/AFG/projections.csv | 2021-05-08 | ICU_incidence | 12.25 | 13.36 | 13.81 | 13.94 | 14.46 | 15.71 | Surged Relax Interventions 50% | Afghanistan | AFG | 2022-01-02 | v8 | TRUE
https://raw.githubusercontent.com/mrc-ide/global-lmic-reports/master/AFG/projections.csv | 2021-05-08 | prevalence | 41721.59 | 45176.75 | 46673.93 | 47021.17 | 48839.09 | 52591.85 | Surged Relax Interventions 50% | Afghanistan | AFG | 2022-01-02 | v8 | TRUE
https://raw.githubusercontent.com/mrc-ide/global-lmic-reports/master/AFG/projections.csv | 2021-05-08 | cumulative_infections | 1225421.74 | 1265782.43 | 1295483.57 | 1297470.35 | 1330451.02 | 1378879.52 | Surged Relax Interventions 50% | Afghanistan | AFG | 2022-01-02 | v8 | TRUE
https://raw.githubusercontent.com/mrc-ide/global-lmic-reports/master/AFG/projections.csv | 2021-05-08 | cumulative_deaths | 2422.38 | 2507.43 | 2565.69 | 2571.13 | 2631.26 | 2750.51 | Surged Relax Interventions 50% | Afghanistan | AFG | 2022-01-02 | v8 | TRUE
https://raw.githubusercontent.com/mrc-ide/global-lmic-reports/master/AFG/projections.csv | 2021-05-08 | Rt | 1.25 | 1.29 | 1.31 | 1.31 | 1.33 | 1.37 | Surged Relax Interventions 50% | Afghanistan | AFG | 2022-01-02 | v8 | TRUE
https://raw.githubusercontent.com/mrc-ide/global-lmic-reports/master/AFG/projections.csv | 2021-05-08 | Reff | 1.19 | 1.23 | 1.25 | 1.25 | 1.27 | 1.31 | Surged Relax Interventions 50% | Afghanistan | AFG | 2022-01-02 | v8 | TRUE
https://raw.githubusercontent.com/mrc-ide/global-lmic-reports/master/AFG/projections.csv | 2021-05-09 | infections | 7230.95 | 7757.03 | 8096.48 | 8088.22 | 8413.71 | 9067.6 | Additional 50% Reduction | Afghanistan | AFG | 2022-01-02 | v8 | TRUE
https://raw.githubusercontent.com/mrc-ide/global-lmic-reports/master/AFG/projections.csv | 2021-05-09 | deaths | 6.57 | 7.11 | 7.38 | 7.41 | 7.69 | 8.38 | Additional 50% Reduction | Afghanistan | AFG | 2022-01-02 | v8 | TRUE
https://raw.githubusercontent.com/mrc-ide/global-lmic-reports/master/AFG/projections.csv | 2021-05-09 | hospital_demand | 303.6 | 333.95 | 345.28 | 345.92 | 359.64 | 390.35 | Additional 50% Reduction | Afghanistan | AFG | 2022-01-02 | v8 | TRUE
https://raw.githubusercontent.com/mrc-ide/global-lmic-reports/master/AFG/projections.csv | 2021-05-09 | ICU_demand | 118.85 | 129.73 | 134.31 | 134.69 | 139.61 | 152.09 | Additional 50% Reduction | Afghanistan | AFG | 2022-01-02 | v8 | TRUE
https://raw.githubusercontent.com/mrc-ide/global-lmic-reports/master/AFG/projections.csv | 2021-05-09 | hospital_incidence | 41.33 | 45.15 | 46.72 | 46.82 | 48.85 | 52.71 | Additional 50% Reduction | Afghanistan | AFG | 2022-01-02 | v8 | TRUE
https://raw.githubusercontent.com/mrc-ide/global-lmic-reports/master/AFG/projections.csv | 2021-05-09 | ICU_incidence | 12.77 | 13.95 | 14.43 | 14.47 | 15.09 | 16.28 | Additional 50% Reduction | Afghanistan | AFG | 2022-01-02 | v8 | TRUE
https://raw.githubusercontent.com/mrc-ide/global-lmic-reports/master/AFG/projections.csv | 2021-05-09 | prevalence | 43180.09 | 46327.54 | 48631.24 | 48642.55 | 50479.53 | 54312.67 | Additional 50% Reduction | Afghanistan | AFG | 2022-01-02 | v8 | TRUE
https://raw.githubusercontent.com/mrc-ide/global-lmic-reports/master/AFG/projections.csv | 2021-05-09 | cumulative_infections | 1234863.11 | 1279849.32 | 1307224.4 | 1316023.02 | 1342493.17 | 1451077.12 | Additional 50% Reduction | Afghanistan | AFG | 2022-01-02 | v8 | TRUE
https://raw.githubusercontent.com/mrc-ide/global-lmic-reports/master/AFG/projections.csv | 2021-05-09 | cumulative_deaths | 2440.1 | 2536.19 | 2611.04 | 2615.88 | 2667.25 | 2909.54 | Additional 50% Reduction | Afghanistan | AFG | 2022-01-02 | v8 | TRUE
https://raw.githubusercontent.com/mrc-ide/global-lmic-reports/master/AFG/projections.csv | 2021-05-09 | Rt | 1.33 | 1.35 | 1.37 | 1.38 | 1.4 | 1.45 | Additional 50% Reduction | Afghanistan | AFG | 2022-01-02 | v8 | TRUE
https://raw.githubusercontent.com/mrc-ide/global-lmic-reports/master/AFG/projections.csv | 2021-05-09 | Reff | 1.26 | 1.29 | 1.31 | 1.32 | 1.34 | 1.39 | Additional 50% Reduction | Afghanistan | AFG | 2022-01-02 | v8 | TRUE
https://raw.githubusercontent.com/mrc-ide/global-lmic-reports/master/AFG/projections.csv | 2021-05-09 | infections | 7230.95 | 7757.03 | 8096.48 | 8088.22 | 8413.71 | 9067.6 | Maintain Status Quo | Afghanistan | AFG | 2022-01-02 | v8 | TRUE
https://raw.githubusercontent.com/mrc-ide/global-lmic-reports/master/AFG/projections.csv | 2021-05-09 | deaths | 6.57 | 7.11 | 7.38 | 7.41 | 7.69 | 8.38 | Maintain Status Quo | Afghanistan | AFG | 2022-01-02 | v8 | TRUE
https://raw.githubusercontent.com/mrc-ide/global-lmic-reports/master/AFG/projections.csv | 2021-05-09 | hospital_demand | 303.6 | 333.95 | 345.28 | 345.92 | 359.64 | 390.35 | Maintain Status Quo | Afghanistan | AFG | 2022-01-02 | v8 | TRUE
https://raw.githubusercontent.com/mrc-ide/global-lmic-reports/master/AFG/projections.csv | 2021-05-09 | ICU_demand | 118.85 | 129.73 | 134.31 | 134.69 | 139.61 | 152.09 | Maintain Status Quo | Afghanistan | AFG | 2022-01-02 | v8 | TRUE
https://raw.githubusercontent.com/mrc-ide/global-lmic-reports/master/AFG/projections.csv | 2021-05-09 | hospital_incidence | 41.33 | 45.15 | 46.72 | 46.82 | 48.85 | 52.71 | Maintain Status Quo | Afghanistan | AFG | 2022-01-02 | v8 | TRUE
https://raw.githubusercontent.com/mrc-ide/global-lmic-reports/master/AFG/projections.csv | 2021-05-09 | ICU_incidence | 12.77 | 13.95 | 14.43 | 14.47 | 15.09 | 16.28 | Maintain Status Quo | Afghanistan | AFG | 2022-01-02 | v8 | TRUE
https://raw.githubusercontent.com/mrc-ide/global-lmic-reports/master/AFG/projections.csv | 2021-05-09 | prevalence | 43180.09 | 46327.54 | 48631.24 | 48642.55 | 50479.53 | 54312.67 | Maintain Status Quo | Afghanistan | AFG | 2022-01-02 | v8 | TRUE
https://raw.githubusercontent.com/mrc-ide/global-lmic-reports/master/AFG/projections.csv | 2021-05-09 | cumulative_infections | 1234863.11 | 1279849.32 | 1307224.4 | 1316023.02 | 1342493.17 | 1451077.12 | Maintain Status Quo | Afghanistan | AFG | 2022-01-02 | v8 | TRUE
https://raw.githubusercontent.com/mrc-ide/global-lmic-reports/master/AFG/projections.csv | 2021-05-09 | cumulative_deaths | 2440.1 | 2536.19 | 2611.04 | 2615.88 | 2667.25 | 2909.54 | Maintain Status Quo | Afghanistan | AFG | 2022-01-02 | v8 | TRUE
https://raw.githubusercontent.com/mrc-ide/global-lmic-reports/master/AFG/projections.csv | 2021-05-09 | Rt | 1.33 | 1.35 | 1.37 | 1.38 | 1.4 | 1.45 | Maintain Status Quo | Afghanistan | AFG | 2022-01-02 | v8 | TRUE
https://raw.githubusercontent.com/mrc-ide/global-lmic-reports/master/AFG/projections.csv | 2021-05-09 | Reff | 1.26 | 1.29 | 1.31 | 1.32 | 1.34 | 1.39 | Maintain Status Quo | Afghanistan | AFG | 2022-01-02 | v8 | TRUE
https://raw.githubusercontent.com/mrc-ide/global-lmic-reports/master/AFG/projections.csv | 2021-05-09 | infections | 7230.95 | 7757.03 | 8096.48 | 8088.22 | 8413.71 | 9067.6 | Optimistic | Afghanistan | AFG | 2022-01-02 | v8 | TRUE
https://raw.githubusercontent.com/mrc-ide/global-lmic-reports/master/AFG/projections.csv | 2021-05-09 | deaths | 6.57 | 7.11 | 7.38 | 7.41 | 7.69 | 8.38 | Optimistic | Afghanistan | AFG | 2022-01-02 | v8 | TRUE
https://raw.githubusercontent.com/mrc-ide/global-lmic-reports/master/AFG/projections.csv | 2021-05-09 | hospital_demand | 303.6 | 333.95 | 345.28 | 345.92 | 359.64 | 390.35 | Optimistic | Afghanistan | AFG | 2022-01-02 | v8 | TRUE
https://raw.githubusercontent.com/mrc-ide/global-lmic-reports/master/AFG/projections.csv | 2021-05-09 | ICU_demand | 118.85 | 129.73 | 134.31 | 134.69 | 139.61 | 152.09 | Optimistic | Afghanistan | AFG | 2022-01-02 | v8 | TRUE
https://raw.githubusercontent.com/mrc-ide/global-lmic-reports/master/AFG/projections.csv | 2021-05-09 | hospital_incidence | 41.33 | 45.15 | 46.72 | 46.82 | 48.85 | 52.71 | Optimistic | Afghanistan | AFG | 2022-01-02 | v8 | TRUE
https://raw.githubusercontent.com/mrc-ide/global-lmic-reports/master/AFG/projections.csv | 2021-05-09 | ICU_incidence | 12.77 | 13.95 | 14.43 | 14.47 | 15.09 | 16.28 | Optimistic | Afghanistan | AFG | 2022-01-02 | v8 | TRUE
https://raw.githubusercontent.com/mrc-ide/global-lmic-reports/master/AFG/projections.csv | 2021-05-09 | prevalence | 43180.09 | 46327.54 | 48631.24 | 48642.55 | 50479.53 | 54312.67 | Optimistic | Afghanistan | AFG | 2022-01-02 | v8 | TRUE
https://raw.githubusercontent.com/mrc-ide/global-lmic-reports/master/AFG/projections.csv | 2021-05-09 | cumulative_infections | 1234863.11 | 1279849.32 | 1307224.4 | 1316023.02 | 1342493.17 | 1451077.12 | Optimistic | Afghanistan | AFG | 2022-01-02 | v8 | TRUE
https://raw.githubusercontent.com/mrc-ide/global-lmic-reports/master/AFG/projections.csv | 2021-05-09 | cumulative_deaths | 2440.1 | 2536.19 | 2611.04 | 2615.88 | 2667.25 | 2909.54 | Optimistic | Afghanistan | AFG | 2022-01-02 | v8 | TRUE
https://raw.githubusercontent.com/mrc-ide/global-lmic-reports/master/AFG/projections.csv | 2021-05-09 | Rt | 1.33 | 1.35 | 1.37 | 1.38 | 1.4 | 1.45 | Optimistic | Afghanistan | AFG | 2022-01-02 | v8 | TRUE
https://raw.githubusercontent.com/mrc-ide/global-lmic-reports/master/AFG/projections.csv | 2021-05-09 | Reff | 1.26 | 1.29 | 1.31 | 1.32 | 1.34 | 1.39 | Optimistic | Afghanistan | AFG | 2022-01-02 | v8 | TRUE
https://raw.githubusercontent.com/mrc-ide/global-lmic-reports/master/AFG/projections.csv | 2021-05-09 | infections | 7230.95 | 7757.03 | 8096.48 | 8088.22 | 8413.71 | 9067.6 | Pessimistic | Afghanistan | AFG | 2022-01-02 | v8 | TRUE
https://raw.githubusercontent.com/mrc-ide/global-lmic-reports/master/AFG/projections.csv | 2021-05-09 | deaths | 6.57 | 7.11 | 7.38 | 7.41 | 7.69 | 8.38 | Pessimistic | Afghanistan | AFG | 2022-01-02 | v8 | TRUE
https://raw.githubusercontent.com/mrc-ide/global-lmic-reports/master/AFG/projections.csv | 2021-05-09 | hospital_demand | 303.6 | 333.95 | 345.28 | 345.92 | 359.64 | 390.35 | Pessimistic | Afghanistan | AFG | 2022-01-02 | v8 | TRUE
https://raw.githubusercontent.com/mrc-ide/global-lmic-reports/master/AFG/projections.csv | 2021-05-09 | ICU_demand | 118.85 | 129.73 | 134.31 | 134.69 | 139.61 | 152.09 | Pessimistic | Afghanistan | AFG | 2022-01-02 | v8 | TRUE
https://raw.githubusercontent.com/mrc-ide/global-lmic-reports/master/AFG/projections.csv | 2021-05-09 | hospital_incidence | 41.33 | 45.15 | 46.72 | 46.82 | 48.85 | 52.71 | Pessimistic | Afghanistan | AFG | 2022-01-02 | v8 | TRUE
https://raw.githubusercontent.com/mrc-ide/global-lmic-reports/master/AFG/projections.csv | 2021-05-09 | ICU_incidence | 12.77 | 13.95 | 14.43 | 14.47 | 15.09 | 16.28 | Pessimistic | Afghanistan | AFG | 2022-01-02 | v8 | TRUE
https://raw.githubusercontent.com/mrc-ide/global-lmic-reports/master/AFG/projections.csv | 2021-05-09 | prevalence | 43180.09 | 46327.54 | 48631.24 | 48642.55 | 50479.53 | 54312.67 | Pessimistic | Afghanistan | AFG | 2022-01-02 | v8 | TRUE
https://raw.githubusercontent.com/mrc-ide/global-lmic-reports/master/AFG/projections.csv | 2021-05-09 | cumulative_infections | 1234863.11 | 1279849.32 | 1307224.4 | 1316023.02 | 1342493.17 | 1451077.12 | Pessimistic | Afghanistan | AFG | 2022-01-02 | v8 | TRUE
https://raw.githubusercontent.com/mrc-ide/global-lmic-reports/master/AFG/projections.csv | 2021-05-09 | cumulative_deaths | 2440.1 | 2536.19 | 2611.04 | 2615.88 | 2667.25 | 2909.54 | Pessimistic | Afghanistan | AFG | 2022-01-02 | v8 | TRUE
https://raw.githubusercontent.com/mrc-ide/global-lmic-reports/master/AFG/projections.csv | 2021-05-09 | Rt | 1.33 | 1.35 | 1.37 | 1.38 | 1.4 | 1.45 | Pessimistic | Afghanistan | AFG | 2022-01-02 | v8 | TRUE
https://raw.githubusercontent.com/mrc-ide/global-lmic-reports/master/AFG/projections.csv | 2021-05-09 | Reff | 1.26 | 1.29 | 1.31 | 1.32 | 1.34 | 1.39 | Pessimistic | Afghanistan | AFG | 2022-01-02 | v8 | TRUE
https://raw.githubusercontent.com/mrc-ide/global-lmic-reports/master/AFG/projections.csv | 2021-05-09 | infections | 7230.95 | 7757.03 | 8096.48 | 8088.22 | 8413.71 | 9067.6 | Relax Interventions 50% | Afghanistan | AFG | 2022-01-02 | v8 | TRUE
https://raw.githubusercontent.com/mrc-ide/global-lmic-reports/master/AFG/projections.csv | 2021-05-09 | deaths | 6.57 | 7.11 | 7.38 | 7.41 | 7.69 | 8.38 | Relax Interventions 50% | Afghanistan | AFG | 2022-01-02 | v8 | TRUE
https://raw.githubusercontent.com/mrc-ide/global-lmic-reports/master/AFG/projections.csv | 2021-05-09 | hospital_demand | 303.6 | 333.95 | 345.28 | 345.92 | 359.64 | 390.35 | Relax Interventions 50% | Afghanistan | AFG | 2022-01-02 | v8 | TRUE
https://raw.githubusercontent.com/mrc-ide/global-lmic-reports/master/AFG/projections.csv | 2021-05-09 | ICU_demand | 118.85 | 129.73 | 134.31 | 134.69 | 139.61 | 152.09 | Relax Interventions 50% | Afghanistan | AFG | 2022-01-02 | v8 | TRUE
https://raw.githubusercontent.com/mrc-ide/global-lmic-reports/master/AFG/projections.csv | 2021-05-09 | hospital_incidence | 41.33 | 45.15 | 46.72 | 46.82 | 48.85 | 52.71 | Relax Interventions 50% | Afghanistan | AFG | 2022-01-02 | v8 | TRUE
https://raw.githubusercontent.com/mrc-ide/global-lmic-reports/master/AFG/projections.csv | 2021-05-09 | ICU_incidence | 12.77 | 13.95 | 14.43 | 14.47 | 15.09 | 16.28 | Relax Interventions 50% | Afghanistan | AFG | 2022-01-02 | v8 | TRUE
https://raw.githubusercontent.com/mrc-ide/global-lmic-reports/master/AFG/projections.csv | 2021-05-09 | prevalence | 43180.09 | 46327.54 | 48631.24 | 48642.55 | 50479.53 | 54312.67 | Relax Interventions 50% | Afghanistan | AFG | 2022-01-02 | v8 | TRUE
https://raw.githubusercontent.com/mrc-ide/global-lmic-reports/master/AFG/projections.csv | 2021-05-09 | cumulative_infections | 1234863.11 | 1279849.32 | 1307224.4 | 1316023.02 | 1342493.17 | 1451077.12 | Relax Interventions 50% | Afghanistan | AFG | 2022-01-02 | v8 | TRUE
https://raw.githubusercontent.com/mrc-ide/global-lmic-reports/master/AFG/projections.csv | 2021-05-09 | cumulative_deaths | 2440.1 | 2536.19 | 2611.04 | 2615.88 | 2667.25 | 2909.54 | Relax Interventions 50% | Afghanistan | AFG | 2022-01-02 | v8 | TRUE
https://raw.githubusercontent.com/mrc-ide/global-lmic-reports/master/AFG/projections.csv | 2021-05-09 | Rt | 1.33 | 1.35 | 1.37 | 1.38 | 1.4 | 1.45 | Relax Interventions 50% | Afghanistan | AFG | 2022-01-02 | v8 | TRUE
https://raw.githubusercontent.com/mrc-ide/global-lmic-reports/master/AFG/projections.csv | 2021-05-09 | Reff | 1.26 | 1.29 | 1.31 | 1.32 | 1.34 | 1.39 | Relax Interventions 50% | Afghanistan | AFG | 2022-01-02 | v8 | TRUE
https://raw.githubusercontent.com/mrc-ide/global-lmic-reports/master/AFG/projections.csv | 2021-05-09 | infections | 7249.83 | 7839.95 | 8062.55 | 8076.45 | 8272.58 | 8853.95 | Surged Additional 50% Reduction | Afghanistan | AFG | 2022-01-02 | v8 | TRUE
https://raw.githubusercontent.com/mrc-ide/global-lmic-reports/master/AFG/projections.csv | 2021-05-09 | deaths | 6.65 | 7.17 | 7.43 | 7.47 | 7.8 | 8.42 | Surged Additional 50% Reduction | Afghanistan | AFG | 2022-01-02 | v8 | TRUE
https://raw.githubusercontent.com/mrc-ide/global-lmic-reports/master/AFG/projections.csv | 2021-05-09 | hospital_demand | 309.54 | 333.3 | 345.38 | 348.04 | 361.14 | 392.11 | Surged Additional 50% Reduction | Afghanistan | AFG | 2022-01-02 | v8 | TRUE
https://raw.githubusercontent.com/mrc-ide/global-lmic-reports/master/AFG/projections.csv | 2021-05-09 | ICU_demand | 120.94 | 130.41 | 134.81 | 135.57 | 140.7 | 152.53 | Surged Additional 50% Reduction | Afghanistan | AFG | 2022-01-02 | v8 | TRUE
https://raw.githubusercontent.com/mrc-ide/global-lmic-reports/master/AFG/projections.csv | 2021-05-09 | hospital_incidence | 41.31 | 45.07 | 46.52 | 46.99 | 48.84 | 52.85 | Surged Additional 50% Reduction | Afghanistan | AFG | 2022-01-02 | v8 | TRUE
https://raw.githubusercontent.com/mrc-ide/global-lmic-reports/master/AFG/projections.csv | 2021-05-09 | ICU_incidence | 12.76 | 13.92 | 14.37 | 14.52 | 15.09 | 16.33 | Surged Additional 50% Reduction | Afghanistan | AFG | 2022-01-02 | v8 | TRUE
https://raw.githubusercontent.com/mrc-ide/global-lmic-reports/master/AFG/projections.csv | 2021-05-09 | prevalence | 43491.21 | 46879.68 | 48519.83 | 48666.51 | 50311.08 | 54229.56 | Surged Additional 50% Reduction | Afghanistan | AFG | 2022-01-02 | v8 | TRUE
https://raw.githubusercontent.com/mrc-ide/global-lmic-reports/master/AFG/projections.csv | 2021-05-09 | cumulative_infections | 1233292.92 | 1274197.5 | 1303499 | 1305546.8 | 1338497.67 | 1386293.36 | Surged Additional 50% Reduction | Afghanistan | AFG | 2022-01-02 | v8 | TRUE
https://raw.githubusercontent.com/mrc-ide/global-lmic-reports/master/AFG/projections.csv | 2021-05-09 | cumulative_deaths | 2429.55 | 2514.6 | 2572.7 | 2578.59 | 2639.13 | 2758.49 | Surged Additional 50% Reduction | Afghanistan | AFG | 2022-01-02 | v8 | TRUE
https://raw.githubusercontent.com/mrc-ide/global-lmic-reports/master/AFG/projections.csv | 2021-05-09 | Rt | 1.3 | 1.34 | 1.37 | 1.37 | 1.39 | 1.45 | Surged Additional 50% Reduction | Afghanistan | AFG | 2022-01-02 | v8 | TRUE
https://raw.githubusercontent.com/mrc-ide/global-lmic-reports/master/AFG/projections.csv | 2021-05-09 | Reff | 1.24 | 1.28 | 1.3 | 1.31 | 1.33 | 1.38 | Surged Additional 50% Reduction | Afghanistan | AFG | 2022-01-02 | v8 | TRUE
https://raw.githubusercontent.com/mrc-ide/global-lmic-reports/master/AFG/projections.csv | 2021-05-09 | infections | 7249.83 | 7839.95 | 8062.55 | 8076.45 | 8272.58 | 8853.95 | Surged Maintain Status Quo | Afghanistan | AFG | 2022-01-02 | v8 | TRUE
https://raw.githubusercontent.com/mrc-ide/global-lmic-reports/master/AFG/projections.csv | 2021-05-09 | deaths | 6.65 | 7.17 | 7.43 | 7.47 | 7.8 | 8.42 | Surged Maintain Status Quo | Afghanistan | AFG | 2022-01-02 | v8 | TRUE
https://raw.githubusercontent.com/mrc-ide/global-lmic-reports/master/AFG/projections.csv | 2021-05-09 | hospital_demand | 309.54 | 333.3 | 345.38 | 348.04 | 361.14 | 392.11 | Surged Maintain Status Quo | Afghanistan | AFG | 2022-01-02 | v8 | TRUE
https://raw.githubusercontent.com/mrc-ide/global-lmic-reports/master/AFG/projections.csv | 2021-05-09 | ICU_demand | 120.94 | 130.41 | 134.81 | 135.57 | 140.7 | 152.53 | Surged Maintain Status Quo | Afghanistan | AFG | 2022-01-02 | v8 | TRUE
https://raw.githubusercontent.com/mrc-ide/global-lmic-reports/master/AFG/projections.csv | 2021-05-09 | hospital_incidence | 41.31 | 45.07 | 46.52 | 46.99 | 48.84 | 52.85 | Surged Maintain Status Quo | Afghanistan | AFG | 2022-01-02 | v8 | TRUE
https://raw.githubusercontent.com/mrc-ide/global-lmic-reports/master/AFG/projections.csv | 2021-05-09 | ICU_incidence | 12.76 | 13.92 | 14.37 | 14.52 | 15.09 | 16.33 | Surged Maintain Status Quo | Afghanistan | AFG | 2022-01-02 | v8 | TRUE
https://raw.githubusercontent.com/mrc-ide/global-lmic-reports/master/AFG/projections.csv | 2021-05-09 | prevalence | 43491.21 | 46879.68 | 48519.83 | 48666.51 | 50311.08 | 54229.56 | Surged Maintain Status Quo | Afghanistan | AFG | 2022-01-02 | v8 | TRUE
https://raw.githubusercontent.com/mrc-ide/global-lmic-reports/master/AFG/projections.csv | 2021-05-09 | cumulative_infections | 1233292.92 | 1274197.5 | 1303499 | 1305546.8 | 1338497.67 | 1386293.36 | Surged Maintain Status Quo | Afghanistan | AFG | 2022-01-02 | v8 | TRUE
https://raw.githubusercontent.com/mrc-ide/global-lmic-reports/master/AFG/projections.csv | 2021-05-09 | cumulative_deaths | 2429.55 | 2514.6 | 2572.7 | 2578.59 | 2639.13 | 2758.49 | Surged Maintain Status Quo | Afghanistan | AFG | 2022-01-02 | v8 | TRUE
https://raw.githubusercontent.com/mrc-ide/global-lmic-reports/master/AFG/projections.csv | 2021-05-09 | Rt | 1.3 | 1.34 | 1.37 | 1.37 | 1.39 | 1.45 | Surged Maintain Status Quo | Afghanistan | AFG | 2022-01-02 | v8 | TRUE
https://raw.githubusercontent.com/mrc-ide/global-lmic-reports/master/AFG/projections.csv | 2021-05-09 | Reff | 1.24 | 1.28 | 1.3 | 1.31 | 1.33 | 1.38 | Surged Maintain Status Quo | Afghanistan | AFG | 2022-01-02 | v8 | TRUE
https://raw.githubusercontent.com/mrc-ide/global-lmic-reports/master/AFG/projections.csv | 2021-05-09 | infections | 7249.83 | 7839.95 | 8062.55 | 8076.45 | 8272.58 | 8853.95 | Surged Optimistic | Afghanistan | AFG | 2022-01-02 | v8 | TRUE
https://raw.githubusercontent.com/mrc-ide/global-lmic-reports/master/AFG/projections.csv | 2021-05-09 | deaths | 6.65 | 7.17 | 7.43 | 7.47 | 7.8 | 8.42 | Surged Optimistic | Afghanistan | AFG | 2022-01-02 | v8 | TRUE
https://raw.githubusercontent.com/mrc-ide/global-lmic-reports/master/AFG/projections.csv | 2021-05-09 | hospital_demand | 309.54 | 333.3 | 345.38 | 348.04 | 361.14 | 392.11 | Surged Optimistic | Afghanistan | AFG | 2022-01-02 | v8 | TRUE
https://raw.githubusercontent.com/mrc-ide/global-lmic-reports/master/AFG/projections.csv | 2021-05-09 | ICU_demand | 120.94 | 130.41 | 134.81 | 135.57 | 140.7 | 152.53 | Surged Optimistic | Afghanistan | AFG | 2022-01-02 | v8 | TRUE
https://raw.githubusercontent.com/mrc-ide/global-lmic-reports/master/AFG/projections.csv | 2021-05-09 | hospital_incidence | 41.31 | 45.07 | 46.52 | 46.99 | 48.84 | 52.85 | Surged Optimistic | Afghanistan | AFG | 2022-01-02 | v8 | TRUE
https://raw.githubusercontent.com/mrc-ide/global-lmic-reports/master/AFG/projections.csv | 2021-05-09 | ICU_incidence | 12.76 | 13.92 | 14.37 | 14.52 | 15.09 | 16.33 | Surged Optimistic | Afghanistan | AFG | 2022-01-02 | v8 | TRUE
https://raw.githubusercontent.com/mrc-ide/global-lmic-reports/master/AFG/projections.csv | 2021-05-09 | prevalence | 43491.21 | 46879.68 | 48519.83 | 48666.51 | 50311.08 | 54229.56 | Surged Optimistic | Afghanistan | AFG | 2022-01-02 | v8 | TRUE
https://raw.githubusercontent.com/mrc-ide/global-lmic-reports/master/AFG/projections.csv | 2021-05-09 | cumulative_infections | 1233292.92 | 1274197.5 | 1303499 | 1305546.8 | 1338497.67 | 1386293.36 | Surged Optimistic | Afghanistan | AFG | 2022-01-02 | v8 | TRUE
https://raw.githubusercontent.com/mrc-ide/global-lmic-reports/master/AFG/projections.csv | 2021-05-09 | cumulative_deaths | 2429.55 | 2514.6 | 2572.7 | 2578.59 | 2639.13 | 2758.49 | Surged Optimistic | Afghanistan | AFG | 2022-01-02 | v8 | TRUE
https://raw.githubusercontent.com/mrc-ide/global-lmic-reports/master/AFG/projections.csv | 2021-05-09 | Rt | 1.3 | 1.34 | 1.37 | 1.37 | 1.39 | 1.45 | Surged Optimistic | Afghanistan | AFG | 2022-01-02 | v8 | TRUE
https://raw.githubusercontent.com/mrc-ide/global-lmic-reports/master/AFG/projections.csv | 2021-05-09 | Reff | 1.24 | 1.28 | 1.3 | 1.31 | 1.33 | 1.38 | Surged Optimistic | Afghanistan | AFG | 2022-01-02 | v8 | TRUE
https://raw.githubusercontent.com/mrc-ide/global-lmic-reports/master/AFG/projections.csv | 2021-05-09 | infections | 7249.83 | 7839.95 | 8062.55 | 8076.45 | 8272.58 | 8853.95 | Surged Pessimistic | Afghanistan | AFG | 2022-01-02 | v8 | TRUE
https://raw.githubusercontent.com/mrc-ide/global-lmic-reports/master/AFG/projections.csv | 2021-05-09 | deaths | 6.65 | 7.17 | 7.43 | 7.47 | 7.8 | 8.42 | Surged Pessimistic | Afghanistan | AFG | 2022-01-02 | v8 | TRUE
https://raw.githubusercontent.com/mrc-ide/global-lmic-reports/master/AFG/projections.csv | 2021-05-09 | hospital_demand | 309.54 | 333.3 | 345.38 | 348.04 | 361.14 | 392.11 | Surged Pessimistic | Afghanistan | AFG | 2022-01-02 | v8 | TRUE
https://raw.githubusercontent.com/mrc-ide/global-lmic-reports/master/AFG/projections.csv | 2021-05-09 | ICU_demand | 120.94 | 130.41 | 134.81 | 135.57 | 140.7 | 152.53 | Surged Pessimistic | Afghanistan | AFG | 2022-01-02 | v8 | TRUE
https://raw.githubusercontent.com/mrc-ide/global-lmic-reports/master/AFG/projections.csv | 2021-05-09 | hospital_incidence | 41.31 | 45.07 | 46.52 | 46.99 | 48.84 | 52.85 | Surged Pessimistic | Afghanistan | AFG | 2022-01-02 | v8 | TRUE
https://raw.githubusercontent.com/mrc-ide/global-lmic-reports/master/AFG/projections.csv | 2021-05-09 | ICU_incidence | 12.76 | 13.92 | 14.37 | 14.52 | 15.09 | 16.33 | Surged Pessimistic | Afghanistan | AFG | 2022-01-02 | v8 | TRUE
https://raw.githubusercontent.com/mrc-ide/global-lmic-reports/master/AFG/projections.csv | 2021-05-09 | prevalence | 43491.21 | 46879.68 | 48519.83 | 48666.51 | 50311.08 | 54229.56 | Surged Pessimistic | Afghanistan | AFG | 2022-01-02 | v8 | TRUE
https://raw.githubusercontent.com/mrc-ide/global-lmic-reports/master/AFG/projections.csv | 2021-05-09 | cumulative_infections | 1233292.92 | 1274197.5 | 1303499 | 1305546.8 | 1338497.67 | 1386293.36 | Surged Pessimistic | Afghanistan | AFG | 2022-01-02 | v8 | TRUE
https://raw.githubusercontent.com/mrc-ide/global-lmic-reports/master/AFG/projections.csv | 2021-05-09 | cumulative_deaths | 2429.55 | 2514.6 | 2572.7 | 2578.59 | 2639.13 | 2758.49 | Surged Pessimistic | Afghanistan | AFG | 2022-01-02 | v8 | TRUE
https://raw.githubusercontent.com/mrc-ide/global-lmic-reports/master/AFG/projections.csv | 2021-05-09 | Rt | 1.3 | 1.34 | 1.37 | 1.37 | 1.39 | 1.45 | Surged Pessimistic | Afghanistan | AFG | 2022-01-02 | v8 | TRUE
https://raw.githubusercontent.com/mrc-ide/global-lmic-reports/master/AFG/projections.csv | 2021-05-09 | Reff | 1.24 | 1.28 | 1.3 | 1.31 | 1.33 | 1.38 | Surged Pessimistic | Afghanistan | AFG | 2022-01-02 | v8 | TRUE
https://raw.githubusercontent.com/mrc-ide/global-lmic-reports/master/AFG/projections.csv | 2021-05-09 | infections | 7249.83 | 7839.95 | 8062.55 | 8076.45 | 8272.58 | 8853.95 | Surged Relax Interventions 50% | Afghanistan | AFG | 2022-01-02 | v8 | TRUE
https://raw.githubusercontent.com/mrc-ide/global-lmic-reports/master/AFG/projections.csv | 2021-05-09 | deaths | 6.65 | 7.17 | 7.43 | 7.47 | 7.8 | 8.42 | Surged Relax Interventions 50% | Afghanistan | AFG | 2022-01-02 | v8 | TRUE
https://raw.githubusercontent.com/mrc-ide/global-lmic-reports/master/AFG/projections.csv | 2021-05-09 | hospital_demand | 309.54 | 333.3 | 345.38 | 348.04 | 361.14 | 392.11 | Surged Relax Interventions 50% | Afghanistan | AFG | 2022-01-02 | v8 | TRUE
https://raw.githubusercontent.com/mrc-ide/global-lmic-reports/master/AFG/projections.csv | 2021-05-09 | ICU_demand | 120.94 | 130.41 | 134.81 | 135.57 | 140.7 | 152.53 | Surged Relax Interventions 50% | Afghanistan | AFG | 2022-01-02 | v8 | TRUE
https://raw.githubusercontent.com/mrc-ide/global-lmic-reports/master/AFG/projections.csv | 2021-05-09 | hospital_incidence | 41.31 | 45.07 | 46.52 | 46.99 | 48.84 | 52.85 | Surged Relax Interventions 50% | Afghanistan | AFG | 2022-01-02 | v8 | TRUE
https://raw.githubusercontent.com/mrc-ide/global-lmic-reports/master/AFG/projections.csv | 2021-05-09 | ICU_incidence | 12.76 | 13.92 | 14.37 | 14.52 | 15.09 | 16.33 | Surged Relax Interventions 50% | Afghanistan | AFG | 2022-01-02 | v8 | TRUE
https://raw.githubusercontent.com/mrc-ide/global-lmic-reports/master/AFG/projections.csv | 2021-05-09 | prevalence | 43491.21 | 46879.68 | 48519.83 | 48666.51 | 50311.08 | 54229.56 | Surged Relax Interventions 50% | Afghanistan | AFG | 2022-01-02 | v8 | TRUE
https://raw.githubusercontent.com/mrc-ide/global-lmic-reports/master/AFG/projections.csv | 2021-05-09 | cumulative_infections | 1233292.92 | 1274197.5 | 1303499 | 1305546.8 | 1338497.67 | 1386293.36 | Surged Relax Interventions 50% | Afghanistan | AFG | 2022-01-02 | v8 | TRUE
https://raw.githubusercontent.com/mrc-ide/global-lmic-reports/master/AFG/projections.csv | 2021-05-09 | cumulative_deaths | 2429.55 | 2514.6 | 2572.7 | 2578.59 | 2639.13 | 2758.49 | Surged Relax Interventions 50% | Afghanistan | AFG | 2022-01-02 | v8 | TRUE
https://raw.githubusercontent.com/mrc-ide/global-lmic-reports/master/AFG/projections.csv | 2021-05-09 | Rt | 1.3 | 1.34 | 1.37 | 1.37 | 1.39 | 1.45 | Surged Relax Interventions 50% | Afghanistan | AFG | 2022-01-02 | v8 | TRUE
https://raw.githubusercontent.com/mrc-ide/global-lmic-reports/master/AFG/projections.csv | 2021-05-09 | Reff | 1.24 | 1.28 | 1.3 | 1.31 | 1.33 | 1.38 | Surged Relax Interventions 50% | Afghanistan | AFG | 2022-01-02 | v8 | TRUE
https://raw.githubusercontent.com/mrc-ide/global-lmic-reports/master/AFG/projections.csv | 2021-05-10 | infections | 7972.32 | 8392.54 | 8882.6 | 8803.85 | 9105.28 | 9730.85 | Additional 50% Reduction | Afghanistan | AFG | 2022-01-02 | v8 | TRUE
https://raw.githubusercontent.com/mrc-ide/global-lmic-reports/master/AFG/projections.csv | 2021-05-10 | deaths | 6.78 | 7.38 | 7.65 | 7.67 | 7.95 | 8.67 | Additional 50% Reduction | Afghanistan | AFG | 2022-01-02 | v8 | TRUE
https://raw.githubusercontent.com/mrc-ide/global-lmic-reports/master/AFG/projections.csv | 2021-05-10 | hospital_demand | 316.06 | 346.86 | 358.32 | 359.25 | 373.71 | 405.21 | Additional 50% Reduction | Afghanistan | AFG | 2022-01-02 | v8 | TRUE
https://raw.githubusercontent.com/mrc-ide/global-lmic-reports/master/AFG/projections.csv | 2021-05-10 | ICU_demand | 122.97 | 134.96 | 139.63 | 139.94 | 145.17 | 157.94 | Additional 50% Reduction | Afghanistan | AFG | 2022-01-02 | v8 | TRUE
https://raw.githubusercontent.com/mrc-ide/global-lmic-reports/master/AFG/projections.csv | 2021-05-10 | hospital_incidence | 43 | 46.76 | 48.6 | 48.69 | 50.75 | 54.75 | Additional 50% Reduction | Afghanistan | AFG | 2022-01-02 | v8 | TRUE
https://raw.githubusercontent.com/mrc-ide/global-lmic-reports/master/AFG/projections.csv | 2021-05-10 | ICU_incidence | 13.3 | 14.46 | 15.03 | 15.06 | 15.7 | 16.93 | Additional 50% Reduction | Afghanistan | AFG | 2022-01-02 | v8 | TRUE
https://raw.githubusercontent.com/mrc-ide/global-lmic-reports/master/AFG/projections.csv | 2021-05-10 | prevalence | 45251.61 | 48437.54 | 50761.74 | 50759.94 | 52895.51 | 56525.28 | Additional 50% Reduction | Afghanistan | AFG | 2022-01-02 | v8 | TRUE
https://raw.githubusercontent.com/mrc-ide/global-lmic-reports/master/AFG/projections.csv | 2021-05-10 | cumulative_infections | 1243229.31 | 1288315.09 | 1315474.06 | 1324826.87 | 1351444.71 | 1460438.4 | Additional 50% Reduction | Afghanistan | AFG | 2022-01-02 | v8 | TRUE
https://raw.githubusercontent.com/mrc-ide/global-lmic-reports/master/AFG/projections.csv | 2021-05-10 | cumulative_deaths | 2447.48 | 2543.73 | 2618.19 | 2623.55 | 2675.61 | 2917.93 | Additional 50% Reduction | Afghanistan | AFG | 2022-01-02 | v8 | TRUE
https://raw.githubusercontent.com/mrc-ide/global-lmic-reports/master/AFG/projections.csv | 2021-05-10 | Rt | 1.35 | 1.38 | 1.41 | 1.41 | 1.44 | 1.5 | Additional 50% Reduction | Afghanistan | AFG | 2022-01-02 | v8 | TRUE
https://raw.githubusercontent.com/mrc-ide/global-lmic-reports/master/AFG/projections.csv | 2021-05-10 | Reff | 1.29 | 1.31 | 1.34 | 1.34 | 1.37 | 1.43 | Additional 50% Reduction | Afghanistan | AFG | 2022-01-02 | v8 | TRUE
https://raw.githubusercontent.com/mrc-ide/global-lmic-reports/master/AFG/projections.csv | 2021-05-10 | infections | 7972.32 | 8392.54 | 8882.6 | 8803.85 | 9105.28 | 9730.85 | Maintain Status Quo | Afghanistan | AFG | 2022-01-02 | v8 | TRUE
https://raw.githubusercontent.com/mrc-ide/global-lmic-reports/master/AFG/projections.csv | 2021-05-10 | deaths | 6.78 | 7.38 | 7.65 | 7.67 | 7.95 | 8.67 | Maintain Status Quo | Afghanistan | AFG | 2022-01-02 | v8 | TRUE
https://raw.githubusercontent.com/mrc-ide/global-lmic-reports/master/AFG/projections.csv | 2021-05-10 | hospital_demand | 316.06 | 346.86 | 358.32 | 359.25 | 373.71 | 405.21 | Maintain Status Quo | Afghanistan | AFG | 2022-01-02 | v8 | TRUE
https://raw.githubusercontent.com/mrc-ide/global-lmic-reports/master/AFG/projections.csv | 2021-05-10 | ICU_demand | 122.97 | 134.96 | 139.63 | 139.94 | 145.17 | 157.94 | Maintain Status Quo | Afghanistan | AFG | 2022-01-02 | v8 | TRUE
https://raw.githubusercontent.com/mrc-ide/global-lmic-reports/master/AFG/projections.csv | 2021-05-10 | hospital_incidence | 43 | 46.76 | 48.6 | 48.69 | 50.75 | 54.75 | Maintain Status Quo | Afghanistan | AFG | 2022-01-02 | v8 | TRUE
https://raw.githubusercontent.com/mrc-ide/global-lmic-reports/master/AFG/projections.csv | 2021-05-10 | ICU_incidence | 13.3 | 14.46 | 15.03 | 15.06 | 15.7 | 16.93 | Maintain Status Quo | Afghanistan | AFG | 2022-01-02 | v8 | TRUE
https://raw.githubusercontent.com/mrc-ide/global-lmic-reports/master/AFG/projections.csv | 2021-05-10 | prevalence | 45251.61 | 48437.54 | 50761.74 | 50759.94 | 52895.51 | 56525.28 | Maintain Status Quo | Afghanistan | AFG | 2022-01-02 | v8 | TRUE
https://raw.githubusercontent.com/mrc-ide/global-lmic-reports/master/AFG/projections.csv | 2021-05-10 | cumulative_infections | 1243229.31 | 1288315.09 | 1315474.06 | 1324826.87 | 1351444.71 | 1460438.4 | Maintain Status Quo | Afghanistan | AFG | 2022-01-02 | v8 | TRUE
https://raw.githubusercontent.com/mrc-ide/global-lmic-reports/master/AFG/projections.csv | 2021-05-10 | cumulative_deaths | 2447.48 | 2543.73 | 2618.19 | 2623.55 | 2675.61 | 2917.93 | Maintain Status Quo | Afghanistan | AFG | 2022-01-02 | v8 | TRUE
https://raw.githubusercontent.com/mrc-ide/global-lmic-reports/master/AFG/projections.csv | 2021-05-10 | Rt | 1.35 | 1.38 | 1.41 | 1.41 | 1.44 | 1.5 | Maintain Status Quo | Afghanistan | AFG | 2022-01-02 | v8 | TRUE
https://raw.githubusercontent.com/mrc-ide/global-lmic-reports/master/AFG/projections.csv | 2021-05-10 | Reff | 1.29 | 1.31 | 1.34 | 1.34 | 1.37 | 1.43 | Maintain Status Quo | Afghanistan | AFG | 2022-01-02 | v8 | TRUE
https://raw.githubusercontent.com/mrc-ide/global-lmic-reports/master/AFG/projections.csv | 2021-05-10 | infections | 7972.32 | 8392.54 | 8882.6 | 8803.85 | 9105.28 | 9730.85 | Optimistic | Afghanistan | AFG | 2022-01-02 | v8 | TRUE
https://raw.githubusercontent.com/mrc-ide/global-lmic-reports/master/AFG/projections.csv | 2021-05-10 | deaths | 6.78 | 7.38 | 7.65 | 7.67 | 7.95 | 8.67 | Optimistic | Afghanistan | AFG | 2022-01-02 | v8 | TRUE
https://raw.githubusercontent.com/mrc-ide/global-lmic-reports/master/AFG/projections.csv | 2021-05-10 | hospital_demand | 316.06 | 346.86 | 358.32 | 359.25 | 373.71 | 405.21 | Optimistic | Afghanistan | AFG | 2022-01-02 | v8 | TRUE
https://raw.githubusercontent.com/mrc-ide/global-lmic-reports/master/AFG/projections.csv | 2021-05-10 | ICU_demand | 122.97 | 134.96 | 139.63 | 139.94 | 145.17 | 157.94 | Optimistic | Afghanistan | AFG | 2022-01-02 | v8 | TRUE
https://raw.githubusercontent.com/mrc-ide/global-lmic-reports/master/AFG/projections.csv | 2021-05-10 | hospital_incidence | 43 | 46.76 | 48.6 | 48.69 | 50.75 | 54.75 | Optimistic | Afghanistan | AFG | 2022-01-02 | v8 | TRUE
https://raw.githubusercontent.com/mrc-ide/global-lmic-reports/master/AFG/projections.csv | 2021-05-10 | ICU_incidence | 13.3 | 14.46 | 15.03 | 15.06 | 15.7 | 16.93 | Optimistic | Afghanistan | AFG | 2022-01-02 | v8 | TRUE
https://raw.githubusercontent.com/mrc-ide/global-lmic-reports/master/AFG/projections.csv | 2021-05-10 | prevalence | 45251.61 | 48437.54 | 50761.74 | 50759.94 | 52895.51 | 56525.28 | Optimistic | Afghanistan | AFG | 2022-01-02 | v8 | TRUE
https://raw.githubusercontent.com/mrc-ide/global-lmic-reports/master/AFG/projections.csv | 2021-05-10 | cumulative_infections | 1243229.31 | 1288315.09 | 1315474.06 | 1324826.87 | 1351444.71 | 1460438.4 | Optimistic | Afghanistan | AFG | 2022-01-02 | v8 | TRUE
https://raw.githubusercontent.com/mrc-ide/global-lmic-reports/master/AFG/projections.csv | 2021-05-10 | cumulative_deaths | 2447.48 | 2543.73 | 2618.19 | 2623.55 | 2675.61 | 2917.93 | Optimistic | Afghanistan | AFG | 2022-01-02 | v8 | TRUE
https://raw.githubusercontent.com/mrc-ide/global-lmic-reports/master/AFG/projections.csv | 2021-05-10 | Rt | 1.35 | 1.38 | 1.41 | 1.41 | 1.44 | 1.5 | Optimistic | Afghanistan | AFG | 2022-01-02 | v8 | TRUE
https://raw.githubusercontent.com/mrc-ide/global-lmic-reports/master/AFG/projections.csv | 2021-05-10 | Reff | 1.29 | 1.31 | 1.34 | 1.34 | 1.37 | 1.43 | Optimistic | Afghanistan | AFG | 2022-01-02 | v8 | TRUE
https://raw.githubusercontent.com/mrc-ide/global-lmic-reports/master/AFG/projections.csv | 2021-05-10 | infections | 7972.32 | 8392.54 | 8882.6 | 8803.85 | 9105.28 | 9730.85 | Pessimistic | Afghanistan | AFG | 2022-01-02 | v8 | TRUE
https://raw.githubusercontent.com/mrc-ide/global-lmic-reports/master/AFG/projections.csv | 2021-05-10 | deaths | 6.78 | 7.38 | 7.65 | 7.67 | 7.95 | 8.67 | Pessimistic | Afghanistan | AFG | 2022-01-02 | v8 | TRUE
https://raw.githubusercontent.com/mrc-ide/global-lmic-reports/master/AFG/projections.csv | 2021-05-10 | hospital_demand | 316.06 | 346.86 | 358.32 | 359.25 | 373.71 | 405.21 | Pessimistic | Afghanistan | AFG | 2022-01-02 | v8 | TRUE
https://raw.githubusercontent.com/mrc-ide/global-lmic-reports/master/AFG/projections.csv | 2021-05-10 | ICU_demand | 122.97 | 134.96 | 139.63 | 139.94 | 145.17 | 157.94 | Pessimistic | Afghanistan | AFG | 2022-01-02 | v8 | TRUE
https://raw.githubusercontent.com/mrc-ide/global-lmic-reports/master/AFG/projections.csv | 2021-05-10 | hospital_incidence | 43 | 46.76 | 48.6 | 48.69 | 50.75 | 54.75 | Pessimistic | Afghanistan | AFG | 2022-01-02 | v8 | TRUE
https://raw.githubusercontent.com/mrc-ide/global-lmic-reports/master/AFG/projections.csv | 2021-05-10 | ICU_incidence | 13.3 | 14.46 | 15.03 | 15.06 | 15.7 | 16.93 | Pessimistic | Afghanistan | AFG | 2022-01-02 | v8 | TRUE
https://raw.githubusercontent.com/mrc-ide/global-lmic-reports/master/AFG/projections.csv | 2021-05-10 | prevalence | 45251.61 | 48437.54 | 50761.74 | 50759.94 | 52895.51 | 56525.28 | Pessimistic | Afghanistan | AFG | 2022-01-02 | v8 | TRUE
https://raw.githubusercontent.com/mrc-ide/global-lmic-reports/master/AFG/projections.csv | 2021-05-10 | cumulative_infections | 1243229.31 | 1288315.09 | 1315474.06 | 1324826.87 | 1351444.71 | 1460438.4 | Pessimistic | Afghanistan | AFG | 2022-01-02 | v8 | TRUE
https://raw.githubusercontent.com/mrc-ide/global-lmic-reports/master/AFG/projections.csv | 2021-05-10 | cumulative_deaths | 2447.48 | 2543.73 | 2618.19 | 2623.55 | 2675.61 | 2917.93 | Pessimistic | Afghanistan | AFG | 2022-01-02 | v8 | TRUE
https://raw.githubusercontent.com/mrc-ide/global-lmic-reports/master/AFG/projections.csv | 2021-05-10 | Rt | 1.35 | 1.38 | 1.41 | 1.41 | 1.44 | 1.5 | Pessimistic | Afghanistan | AFG | 2022-01-02 | v8 | TRUE
https://raw.githubusercontent.com/mrc-ide/global-lmic-reports/master/AFG/projections.csv | 2021-05-10 | Reff | 1.29 | 1.31 | 1.34 | 1.34 | 1.37 | 1.43 | Pessimistic | Afghanistan | AFG | 2022-01-02 | v8 | TRUE
https://raw.githubusercontent.com/mrc-ide/global-lmic-reports/master/AFG/projections.csv | 2021-05-10 | infections | 7972.32 | 8392.54 | 8882.6 | 8803.85 | 9105.28 | 9730.85 | Relax Interventions 50% | Afghanistan | AFG | 2022-01-02 | v8 | TRUE
https://raw.githubusercontent.com/mrc-ide/global-lmic-reports/master/AFG/projections.csv | 2021-05-10 | deaths | 6.78 | 7.38 | 7.65 | 7.67 | 7.95 | 8.67 | Relax Interventions 50% | Afghanistan | AFG | 2022-01-02 | v8 | TRUE
https://raw.githubusercontent.com/mrc-ide/global-lmic-reports/master/AFG/projections.csv | 2021-05-10 | hospital_demand | 316.06 | 346.86 | 358.32 | 359.25 | 373.71 | 405.21 | Relax Interventions 50% | Afghanistan | AFG | 2022-01-02 | v8 | TRUE
https://raw.githubusercontent.com/mrc-ide/global-lmic-reports/master/AFG/projections.csv | 2021-05-10 | ICU_demand | 122.97 | 134.96 | 139.63 | 139.94 | 145.17 | 157.94 | Relax Interventions 50% | Afghanistan | AFG | 2022-01-02 | v8 | TRUE
https://raw.githubusercontent.com/mrc-ide/global-lmic-reports/master/AFG/projections.csv | 2021-05-10 | hospital_incidence | 43 | 46.76 | 48.6 | 48.69 | 50.75 | 54.75 | Relax Interventions 50% | Afghanistan | AFG | 2022-01-02 | v8 | TRUE
https://raw.githubusercontent.com/mrc-ide/global-lmic-reports/master/AFG/projections.csv | 2021-05-10 | ICU_incidence | 13.3 | 14.46 | 15.03 | 15.06 | 15.7 | 16.93 | Relax Interventions 50% | Afghanistan | AFG | 2022-01-02 | v8 | TRUE
https://raw.githubusercontent.com/mrc-ide/global-lmic-reports/master/AFG/projections.csv | 2021-05-10 | prevalence | 45251.61 | 48437.54 | 50761.74 | 50759.94 | 52895.51 | 56525.28 | Relax Interventions 50% | Afghanistan | AFG | 2022-01-02 | v8 | TRUE
https://raw.githubusercontent.com/mrc-ide/global-lmic-reports/master/AFG/projections.csv | 2021-05-10 | cumulative_infections | 1243229.31 | 1288315.09 | 1315474.06 | 1324826.87 | 1351444.71 | 1460438.4 | Relax Interventions 50% | Afghanistan | AFG | 2022-01-02 | v8 | TRUE
https://raw.githubusercontent.com/mrc-ide/global-lmic-reports/master/AFG/projections.csv | 2021-05-10 | cumulative_deaths | 2447.48 | 2543.73 | 2618.19 | 2623.55 | 2675.61 | 2917.93 | Relax Interventions 50% | Afghanistan | AFG | 2022-01-02 | v8 | TRUE
https://raw.githubusercontent.com/mrc-ide/global-lmic-reports/master/AFG/projections.csv | 2021-05-10 | Rt | 1.35 | 1.38 | 1.41 | 1.41 | 1.44 | 1.5 | Relax Interventions 50% | Afghanistan | AFG | 2022-01-02 | v8 | TRUE
https://raw.githubusercontent.com/mrc-ide/global-lmic-reports/master/AFG/projections.csv | 2021-05-10 | Reff | 1.29 | 1.31 | 1.34 | 1.34 | 1.37 | 1.43 | Relax Interventions 50% | Afghanistan | AFG | 2022-01-02 | v8 | TRUE
https://raw.githubusercontent.com/mrc-ide/global-lmic-reports/master/AFG/projections.csv | 2021-05-10 | infections | 7898.17 | 8519.25 | 8755.77 | 8765.03 | 8977.2 | 9633.01 | Surged Additional 50% Reduction | Afghanistan | AFG | 2022-01-02 | v8 | TRUE
https://raw.githubusercontent.com/mrc-ide/global-lmic-reports/master/AFG/projections.csv | 2021-05-10 | deaths | 6.89 | 7.43 | 7.69 | 7.73 | 8.03 | 8.71 | Surged Additional 50% Reduction | Afghanistan | AFG | 2022-01-02 | v8 | TRUE
https://raw.githubusercontent.com/mrc-ide/global-lmic-reports/master/AFG/projections.csv | 2021-05-10 | hospital_demand | 321.23 | 345.8 | 358.38 | 361.29 | 374.64 | 406.61 | Surged Additional 50% Reduction | Afghanistan | AFG | 2022-01-02 | v8 | TRUE
https://raw.githubusercontent.com/mrc-ide/global-lmic-reports/master/AFG/projections.csv | 2021-05-10 | ICU_demand | 125.58 | 135.32 | 139.9 | 140.8 | 146.04 | 158.23 | Surged Additional 50% Reduction | Afghanistan | AFG | 2022-01-02 | v8 | TRUE
https://raw.githubusercontent.com/mrc-ide/global-lmic-reports/master/AFG/projections.csv | 2021-05-10 | hospital_incidence | 43.04 | 46.92 | 48.28 | 48.82 | 50.78 | 54.77 | Surged Additional 50% Reduction | Afghanistan | AFG | 2022-01-02 | v8 | TRUE
https://raw.githubusercontent.com/mrc-ide/global-lmic-reports/master/AFG/projections.csv | 2021-05-10 | ICU_incidence | 13.31 | 14.51 | 14.93 | 15.1 | 15.71 | 16.94 | Surged Additional 50% Reduction | Afghanistan | AFG | 2022-01-02 | v8 | TRUE
https://raw.githubusercontent.com/mrc-ide/global-lmic-reports/master/AFG/projections.csv | 2021-05-10 | prevalence | 45604.62 | 49074.78 | 50606.1 | 50734.34 | 52192.37 | 56246.41 | Surged Additional 50% Reduction | Afghanistan | AFG | 2022-01-02 | v8 | TRUE
https://raw.githubusercontent.com/mrc-ide/global-lmic-reports/master/AFG/projections.csv | 2021-05-10 | cumulative_infections | 1241878.85 | 1283256.54 | 1312182.2 | 1314311.83 | 1347333.73 | 1395240.71 | Surged Additional 50% Reduction | Afghanistan | AFG | 2022-01-02 | v8 | TRUE
https://raw.githubusercontent.com/mrc-ide/global-lmic-reports/master/AFG/projections.csv | 2021-05-10 | cumulative_deaths | 2436.9 | 2522.04 | 2579.97 | 2586.32 | 2647.33 | 2766.77 | Surged Additional 50% Reduction | Afghanistan | AFG | 2022-01-02 | v8 | TRUE
https://raw.githubusercontent.com/mrc-ide/global-lmic-reports/master/AFG/projections.csv | 2021-05-10 | Rt | 1.31 | 1.37 | 1.4 | 1.4 | 1.43 | 1.49 | Surged Additional 50% Reduction | Afghanistan | AFG | 2022-01-02 | v8 | TRUE
https://raw.githubusercontent.com/mrc-ide/global-lmic-reports/master/AFG/projections.csv | 2021-05-10 | Reff | 1.25 | 1.3 | 1.33 | 1.34 | 1.36 | 1.42 | Surged Additional 50% Reduction | Afghanistan | AFG | 2022-01-02 | v8 | TRUE
https://raw.githubusercontent.com/mrc-ide/global-lmic-reports/master/AFG/projections.csv | 2021-05-10 | infections | 7898.17 | 8519.25 | 8755.77 | 8765.03 | 8977.2 | 9633.01 | Surged Maintain Status Quo | Afghanistan | AFG | 2022-01-02 | v8 | TRUE
https://raw.githubusercontent.com/mrc-ide/global-lmic-reports/master/AFG/projections.csv | 2021-05-10 | deaths | 6.89 | 7.43 | 7.69 | 7.73 | 8.03 | 8.71 | Surged Maintain Status Quo | Afghanistan | AFG | 2022-01-02 | v8 | TRUE
https://raw.githubusercontent.com/mrc-ide/global-lmic-reports/master/AFG/projections.csv | 2021-05-10 | hospital_demand | 321.23 | 345.8 | 358.38 | 361.29 | 374.64 | 406.61 | Surged Maintain Status Quo | Afghanistan | AFG | 2022-01-02 | v8 | TRUE
https://raw.githubusercontent.com/mrc-ide/global-lmic-reports/master/AFG/projections.csv | 2021-05-10 | ICU_demand | 125.58 | 135.32 | 139.9 | 140.8 | 146.04 | 158.23 | Surged Maintain Status Quo | Afghanistan | AFG | 2022-01-02 | v8 | TRUE
https://raw.githubusercontent.com/mrc-ide/global-lmic-reports/master/AFG/projections.csv | 2021-05-10 | hospital_incidence | 43.04 | 46.92 | 48.28 | 48.82 | 50.78 | 54.77 | Surged Maintain Status Quo | Afghanistan | AFG | 2022-01-02 | v8 | TRUE
https://raw.githubusercontent.com/mrc-ide/global-lmic-reports/master/AFG/projections.csv | 2021-05-10 | ICU_incidence | 13.31 | 14.51 | 14.93 | 15.1 | 15.71 | 16.94 | Surged Maintain Status Quo | Afghanistan | AFG | 2022-01-02 | v8 | TRUE
https://raw.githubusercontent.com/mrc-ide/global-lmic-reports/master/AFG/projections.csv | 2021-05-10 | prevalence | 45604.62 | 49074.78 | 50606.1 | 50734.34 | 52192.37 | 56246.41 | Surged Maintain Status Quo | Afghanistan | AFG | 2022-01-02 | v8 | TRUE
https://raw.githubusercontent.com/mrc-ide/global-lmic-reports/master/AFG/projections.csv | 2021-05-10 | cumulative_infections | 1241878.85 | 1283256.54 | 1312182.2 | 1314311.83 | 1347333.73 | 1395240.71 | Surged Maintain Status Quo | Afghanistan | AFG | 2022-01-02 | v8 | TRUE
https://raw.githubusercontent.com/mrc-ide/global-lmic-reports/master/AFG/projections.csv | 2021-05-10 | cumulative_deaths | 2436.9 | 2522.04 | 2579.97 | 2586.32 | 2647.33 | 2766.77 | Surged Maintain Status Quo | Afghanistan | AFG | 2022-01-02 | v8 | TRUE
https://raw.githubusercontent.com/mrc-ide/global-lmic-reports/master/AFG/projections.csv | 2021-05-10 | Rt | 1.31 | 1.37 | 1.4 | 1.4 | 1.43 | 1.49 | Surged Maintain Status Quo | Afghanistan | AFG | 2022-01-02 | v8 | TRUE
https://raw.githubusercontent.com/mrc-ide/global-lmic-reports/master/AFG/projections.csv | 2021-05-10 | Reff | 1.25 | 1.3 | 1.33 | 1.34 | 1.36 | 1.42 | Surged Maintain Status Quo | Afghanistan | AFG | 2022-01-02 | v8 | TRUE
https://raw.githubusercontent.com/mrc-ide/global-lmic-reports/master/AFG/projections.csv | 2021-05-10 | infections | 7898.17 | 8519.25 | 8755.77 | 8765.03 | 8977.2 | 9633.01 | Surged Optimistic | Afghanistan | AFG | 2022-01-02 | v8 | TRUE
https://raw.githubusercontent.com/mrc-ide/global-lmic-reports/master/AFG/projections.csv | 2021-05-10 | deaths | 6.89 | 7.43 | 7.69 | 7.73 | 8.03 | 8.71 | Surged Optimistic | Afghanistan | AFG | 2022-01-02 | v8 | TRUE
https://raw.githubusercontent.com/mrc-ide/global-lmic-reports/master/AFG/projections.csv | 2021-05-10 | hospital_demand | 321.23 | 345.8 | 358.38 | 361.29 | 374.64 | 406.61 | Surged Optimistic | Afghanistan | AFG | 2022-01-02 | v8 | TRUE
https://raw.githubusercontent.com/mrc-ide/global-lmic-reports/master/AFG/projections.csv | 2021-05-10 | ICU_demand | 125.58 | 135.32 | 139.9 | 140.8 | 146.04 | 158.23 | Surged Optimistic | Afghanistan | AFG | 2022-01-02 | v8 | TRUE
https://raw.githubusercontent.com/mrc-ide/global-lmic-reports/master/AFG/projections.csv | 2021-05-10 | hospital_incidence | 43.04 | 46.92 | 48.28 | 48.82 | 50.78 | 54.77 | Surged Optimistic | Afghanistan | AFG | 2022-01-02 | v8 | TRUE
https://raw.githubusercontent.com/mrc-ide/global-lmic-reports/master/AFG/projections.csv | 2021-05-10 | ICU_incidence | 13.31 | 14.51 | 14.93 | 15.1 | 15.71 | 16.94 | Surged Optimistic | Afghanistan | AFG | 2022-01-02 | v8 | TRUE
https://raw.githubusercontent.com/mrc-ide/global-lmic-reports/master/AFG/projections.csv | 2021-05-10 | prevalence | 45604.62 | 49074.78 | 50606.1 | 50734.34 | 52192.37 | 56246.41 | Surged Optimistic | Afghanistan | AFG | 2022-01-02 | v8 | TRUE
https://raw.githubusercontent.com/mrc-ide/global-lmic-reports/master/AFG/projections.csv | 2021-05-10 | cumulative_infections | 1241878.85 | 1283256.54 | 1312182.2 | 1314311.83 | 1347333.73 | 1395240.71 | Surged Optimistic | Afghanistan | AFG | 2022-01-02 | v8 | TRUE
https://raw.githubusercontent.com/mrc-ide/global-lmic-reports/master/AFG/projections.csv | 2021-05-10 | cumulative_deaths | 2436.9 | 2522.04 | 2579.97 | 2586.32 | 2647.33 | 2766.77 | Surged Optimistic | Afghanistan | AFG | 2022-01-02 | v8 | TRUE
https://raw.githubusercontent.com/mrc-ide/global-lmic-reports/master/AFG/projections.csv | 2021-05-10 | Rt | 1.31 | 1.37 | 1.4 | 1.4 | 1.43 | 1.49 | Surged Optimistic | Afghanistan | AFG | 2022-01-02 | v8 | TRUE
https://raw.githubusercontent.com/mrc-ide/global-lmic-reports/master/AFG/projections.csv | 2021-05-10 | Reff | 1.25 | 1.3 | 1.33 | 1.34 | 1.36 | 1.42 | Surged Optimistic | Afghanistan | AFG | 2022-01-02 | v8 | TRUE
https://raw.githubusercontent.com/mrc-ide/global-lmic-reports/master/AFG/projections.csv | 2021-05-10 | infections | 7898.17 | 8519.25 | 8755.77 | 8765.03 | 8977.2 | 9633.01 | Surged Pessimistic | Afghanistan | AFG | 2022-01-02 | v8 | TRUE
https://raw.githubusercontent.com/mrc-ide/global-lmic-reports/master/AFG/projections.csv | 2021-05-10 | deaths | 6.89 | 7.43 | 7.69 | 7.73 | 8.03 | 8.71 | Surged Pessimistic | Afghanistan | AFG | 2022-01-02 | v8 | TRUE
https://raw.githubusercontent.com/mrc-ide/global-lmic-reports/master/AFG/projections.csv | 2021-05-10 | hospital_demand | 321.23 | 345.8 | 358.38 | 361.29 | 374.64 | 406.61 | Surged Pessimistic | Afghanistan | AFG | 2022-01-02 | v8 | TRUE
https://raw.githubusercontent.com/mrc-ide/global-lmic-reports/master/AFG/projections.csv | 2021-05-10 | ICU_demand | 125.58 | 135.32 | 139.9 | 140.8 | 146.04 | 158.23 | Surged Pessimistic | Afghanistan | AFG | 2022-01-02 | v8 | TRUE
https://raw.githubusercontent.com/mrc-ide/global-lmic-reports/master/AFG/projections.csv | 2021-05-10 | hospital_incidence | 43.04 | 46.92 | 48.28 | 48.82 | 50.78 | 54.77 | Surged Pessimistic | Afghanistan | AFG | 2022-01-02 | v8 | TRUE
https://raw.githubusercontent.com/mrc-ide/global-lmic-reports/master/AFG/projections.csv | 2021-05-10 | ICU_incidence | 13.31 | 14.51 | 14.93 | 15.1 | 15.71 | 16.94 | Surged Pessimistic | Afghanistan | AFG | 2022-01-02 | v8 | TRUE
https://raw.githubusercontent.com/mrc-ide/global-lmic-reports/master/AFG/projections.csv | 2021-05-10 | prevalence | 45604.62 | 49074.78 | 50606.1 | 50734.34 | 52192.37 | 56246.41 | Surged Pessimistic | Afghanistan | AFG | 2022-01-02 | v8 | TRUE
https://raw.githubusercontent.com/mrc-ide/global-lmic-reports/master/AFG/projections.csv | 2021-05-10 | cumulative_infections | 1241878.85 | 1283256.54 | 1312182.2 | 1314311.83 | 1347333.73 | 1395240.71 | Surged Pessimistic | Afghanistan | AFG | 2022-01-02 | v8 | TRUE
https://raw.githubusercontent.com/mrc-ide/global-lmic-reports/master/AFG/projections.csv | 2021-05-10 | cumulative_deaths | 2436.9 | 2522.04 | 2579.97 | 2586.32 | 2647.33 | 2766.77 | Surged Pessimistic | Afghanistan | AFG | 2022-01-02 | v8 | TRUE
https://raw.githubusercontent.com/mrc-ide/global-lmic-reports/master/AFG/projections.csv | 2021-05-10 | Rt | 1.31 | 1.37 | 1.4 | 1.4 | 1.43 | 1.49 | Surged Pessimistic | Afghanistan | AFG | 2022-01-02 | v8 | TRUE
https://raw.githubusercontent.com/mrc-ide/global-lmic-reports/master/AFG/projections.csv | 2021-05-10 | Reff | 1.25 | 1.3 | 1.33 | 1.34 | 1.36 | 1.42 | Surged Pessimistic | Afghanistan | AFG | 2022-01-02 | v8 | TRUE
https://raw.githubusercontent.com/mrc-ide/global-lmic-reports/master/AFG/projections.csv | 2021-05-10 | infections | 7898.17 | 8519.25 | 8755.77 | 8765.03 | 8977.2 | 9633.01 | Surged Relax Interventions 50% | Afghanistan | AFG | 2022-01-02 | v8 | TRUE
https://raw.githubusercontent.com/mrc-ide/global-lmic-reports/master/AFG/projections.csv | 2021-05-10 | deaths | 6.89 | 7.43 | 7.69 | 7.73 | 8.03 | 8.71 | Surged Relax Interventions 50% | Afghanistan | AFG | 2022-01-02 | v8 | TRUE
https://raw.githubusercontent.com/mrc-ide/global-lmic-reports/master/AFG/projections.csv | 2021-05-10 | hospital_demand | 321.23 | 345.8 | 358.38 | 361.29 | 374.64 | 406.61 | Surged Relax Interventions 50% | Afghanistan | AFG | 2022-01-02 | v8 | TRUE
https://raw.githubusercontent.com/mrc-ide/global-lmic-reports/master/AFG/projections.csv | 2021-05-10 | ICU_demand | 125.58 | 135.32 | 139.9 | 140.8 | 146.04 | 158.23 | Surged Relax Interventions 50% | Afghanistan | AFG | 2022-01-02 | v8 | TRUE
https://raw.githubusercontent.com/mrc-ide/global-lmic-reports/master/AFG/projections.csv | 2021-05-10 | hospital_incidence | 43.04 | 46.92 | 48.28 | 48.82 | 50.78 | 54.77 | Surged Relax Interventions 50% | Afghanistan | AFG | 2022-01-02 | v8 | TRUE
https://raw.githubusercontent.com/mrc-ide/global-lmic-reports/master/AFG/projections.csv | 2021-05-10 | ICU_incidence | 13.31 | 14.51 | 14.93 | 15.1 | 15.71 | 16.94 | Surged Relax Interventions 50% | Afghanistan | AFG | 2022-01-02 | v8 | TRUE
https://raw.githubusercontent.com/mrc-ide/global-lmic-reports/master/AFG/projections.csv | 2021-05-10 | prevalence | 45604.62 | 49074.78 | 50606.1 | 50734.34 | 52192.37 | 56246.41 | Surged Relax Interventions 50% | Afghanistan | AFG | 2022-01-02 | v8 | TRUE
https://raw.githubusercontent.com/mrc-ide/global-lmic-reports/master/AFG/projections.csv | 2021-05-10 | cumulative_infections | 1241878.85 | 1283256.54 | 1312182.2 | 1314311.83 | 1347333.73 | 1395240.71 | Surged Relax Interventions 50% | Afghanistan | AFG | 2022-01-02 | v8 | TRUE
https://raw.githubusercontent.com/mrc-ide/global-lmic-reports/master/AFG/projections.csv | 2021-05-10 | cumulative_deaths | 2436.9 | 2522.04 | 2579.97 | 2586.32 | 2647.33 | 2766.77 | Surged Relax Interventions 50% | Afghanistan | AFG | 2022-01-02 | v8 | TRUE
https://raw.githubusercontent.com/mrc-ide/global-lmic-reports/master/AFG/projections.csv | 2021-05-10 | Rt | 1.31 | 1.37 | 1.4 | 1.4 | 1.43 | 1.49 | Surged Relax Interventions 50% | Afghanistan | AFG | 2022-01-02 | v8 | TRUE
https://raw.githubusercontent.com/mrc-ide/global-lmic-reports/master/AFG/projections.csv | 2021-05-10 | Reff | 1.25 | 1.3 | 1.33 | 1.34 | 1.36 | 1.42 | Surged Relax Interventions 50% | Afghanistan | AFG | 2022-01-02 | v8 | TRUE
https://raw.githubusercontent.com/mrc-ide/global-lmic-reports/master/AFG/projections.csv | 2021-05-11 | infections | 8501.28 | 8892.78 | 9385.15 | 9363.47 | 9721.73 | 10355.7 | Additional 50% Reduction | Afghanistan | AFG | 2022-01-02 | v8 | TRUE
https://raw.githubusercontent.com/mrc-ide/global-lmic-reports/master/AFG/projections.csv | 2021-05-11 | deaths | 7 | 7.65 | 7.92 | 7.94 | 8.24 | 8.97 | Additional 50% Reduction | Afghanistan | AFG | 2022-01-02 | v8 | TRUE
https://raw.githubusercontent.com/mrc-ide/global-lmic-reports/master/AFG/projections.csv | 2021-05-11 | hospital_demand | 329.14 | 359.51 | 372.37 | 373.16 | 388.3 | 420.64 | Additional 50% Reduction | Afghanistan | AFG | 2022-01-02 | v8 | TRUE
https://raw.githubusercontent.com/mrc-ide/global-lmic-reports/master/AFG/projections.csv | 2021-05-11 | ICU_demand | 128.06 | 140.34 | 145.04 | 145.42 | 150.96 | 164.03 | Additional 50% Reduction | Afghanistan | AFG | 2022-01-02 | v8 | TRUE
https://raw.githubusercontent.com/mrc-ide/global-lmic-reports/master/AFG/projections.csv | 2021-05-11 | hospital_incidence | 44.73 | 48.5 | 50.5 | 50.57 | 52.64 | 56.75 | Additional 50% Reduction | Afghanistan | AFG | 2022-01-02 | v8 | TRUE
https://raw.githubusercontent.com/mrc-ide/global-lmic-reports/master/AFG/projections.csv | 2021-05-11 | ICU_incidence | 13.85 | 15.02 | 15.64 | 15.66 | 16.3 | 17.57 | Additional 50% Reduction | Afghanistan | AFG | 2022-01-02 | v8 | TRUE
https://raw.githubusercontent.com/mrc-ide/global-lmic-reports/master/AFG/projections.csv | 2021-05-11 | prevalence | 47603.47 | 50619.45 | 53411.97 | 53162.18 | 55550.41 | 58996.75 | Additional 50% Reduction | Afghanistan | AFG | 2022-01-02 | v8 | TRUE
https://raw.githubusercontent.com/mrc-ide/global-lmic-reports/master/AFG/projections.csv | 2021-05-11 | cumulative_infections | 1252072.94 | 1297884.73 | 1324198.82 | 1334190.33 | 1360797.58 | 1470456.61 | Additional 50% Reduction | Afghanistan | AFG | 2022-01-02 | v8 | TRUE
https://raw.githubusercontent.com/mrc-ide/global-lmic-reports/master/AFG/projections.csv | 2021-05-11 | cumulative_deaths | 2455.1 | 2551.54 | 2625.56 | 2631.5 | 2684.27 | 2926.61 | Additional 50% Reduction | Afghanistan | AFG | 2022-01-02 | v8 | TRUE
https://raw.githubusercontent.com/mrc-ide/global-lmic-reports/master/AFG/projections.csv | 2021-05-11 | Rt | 1.38 | 1.4 | 1.45 | 1.45 | 1.48 | 1.56 | Additional 50% Reduction | Afghanistan | AFG | 2022-01-02 | v8 | TRUE
https://raw.githubusercontent.com/mrc-ide/global-lmic-reports/master/AFG/projections.csv | 2021-05-11 | Reff | 1.31 | 1.34 | 1.38 | 1.38 | 1.41 | 1.49 | Additional 50% Reduction | Afghanistan | AFG | 2022-01-02 | v8 | TRUE
https://raw.githubusercontent.com/mrc-ide/global-lmic-reports/master/AFG/projections.csv | 2021-05-11 | infections | 8501.28 | 8892.78 | 9385.15 | 9363.47 | 9721.73 | 10355.7 | Maintain Status Quo | Afghanistan | AFG | 2022-01-02 | v8 | TRUE
https://raw.githubusercontent.com/mrc-ide/global-lmic-reports/master/AFG/projections.csv | 2021-05-11 | deaths | 7 | 7.65 | 7.92 | 7.94 | 8.24 | 8.97 | Maintain Status Quo | Afghanistan | AFG | 2022-01-02 | v8 | TRUE
https://raw.githubusercontent.com/mrc-ide/global-lmic-reports/master/AFG/projections.csv | 2021-05-11 | hospital_demand | 329.14 | 359.51 | 372.37 | 373.16 | 388.3 | 420.64 | Maintain Status Quo | Afghanistan | AFG | 2022-01-02 | v8 | TRUE
https://raw.githubusercontent.com/mrc-ide/global-lmic-reports/master/AFG/projections.csv | 2021-05-11 | ICU_demand | 128.06 | 140.34 | 145.04 | 145.42 | 150.96 | 164.03 | Maintain Status Quo | Afghanistan | AFG | 2022-01-02 | v8 | TRUE
https://raw.githubusercontent.com/mrc-ide/global-lmic-reports/master/AFG/projections.csv | 2021-05-11 | hospital_incidence | 44.73 | 48.5 | 50.5 | 50.57 | 52.64 | 56.75 | Maintain Status Quo | Afghanistan | AFG | 2022-01-02 | v8 | TRUE
https://raw.githubusercontent.com/mrc-ide/global-lmic-reports/master/AFG/projections.csv | 2021-05-11 | ICU_incidence | 13.85 | 15.02 | 15.64 | 15.66 | 16.3 | 17.57 | Maintain Status Quo | Afghanistan | AFG | 2022-01-02 | v8 | TRUE
https://raw.githubusercontent.com/mrc-ide/global-lmic-reports/master/AFG/projections.csv | 2021-05-11 | prevalence | 47603.47 | 50619.45 | 53411.97 | 53162.18 | 55550.41 | 58996.75 | Maintain Status Quo | Afghanistan | AFG | 2022-01-02 | v8 | TRUE
https://raw.githubusercontent.com/mrc-ide/global-lmic-reports/master/AFG/projections.csv | 2021-05-11 | cumulative_infections | 1252072.94 | 1297884.73 | 1324198.82 | 1334190.33 | 1360797.58 | 1470456.61 | Maintain Status Quo | Afghanistan | AFG | 2022-01-02 | v8 | TRUE
https://raw.githubusercontent.com/mrc-ide/global-lmic-reports/master/AFG/projections.csv | 2021-05-11 | cumulative_deaths | 2455.1 | 2551.54 | 2625.56 | 2631.5 | 2684.27 | 2926.61 | Maintain Status Quo | Afghanistan | AFG | 2022-01-02 | v8 | TRUE
https://raw.githubusercontent.com/mrc-ide/global-lmic-reports/master/AFG/projections.csv | 2021-05-11 | Rt | 1.38 | 1.4 | 1.45 | 1.45 | 1.48 | 1.56 | Maintain Status Quo | Afghanistan | AFG | 2022-01-02 | v8 | TRUE
https://raw.githubusercontent.com/mrc-ide/global-lmic-reports/master/AFG/projections.csv | 2021-05-11 | Reff | 1.31 | 1.34 | 1.38 | 1.38 | 1.41 | 1.49 | Maintain Status Quo | Afghanistan | AFG | 2022-01-02 | v8 | TRUE
https://raw.githubusercontent.com/mrc-ide/global-lmic-reports/master/AFG/projections.csv | 2021-05-11 | infections | 8501.28 | 8892.78 | 9385.15 | 9363.47 | 9721.73 | 10355.7 | Optimistic | Afghanistan | AFG | 2022-01-02 | v8 | TRUE
https://raw.githubusercontent.com/mrc-ide/global-lmic-reports/master/AFG/projections.csv | 2021-05-11 | deaths | 7 | 7.65 | 7.92 | 7.94 | 8.24 | 8.97 | Optimistic | Afghanistan | AFG | 2022-01-02 | v8 | TRUE
https://raw.githubusercontent.com/mrc-ide/global-lmic-reports/master/AFG/projections.csv | 2021-05-11 | hospital_demand | 329.14 | 359.51 | 372.37 | 373.16 | 388.3 | 420.64 | Optimistic | Afghanistan | AFG | 2022-01-02 | v8 | TRUE
https://raw.githubusercontent.com/mrc-ide/global-lmic-reports/master/AFG/projections.csv | 2021-05-11 | ICU_demand | 128.06 | 140.34 | 145.04 | 145.42 | 150.96 | 164.03 | Optimistic | Afghanistan | AFG | 2022-01-02 | v8 | TRUE
https://raw.githubusercontent.com/mrc-ide/global-lmic-reports/master/AFG/projections.csv | 2021-05-11 | hospital_incidence | 44.73 | 48.5 | 50.5 | 50.57 | 52.64 | 56.75 | Optimistic | Afghanistan | AFG | 2022-01-02 | v8 | TRUE
https://raw.githubusercontent.com/mrc-ide/global-lmic-reports/master/AFG/projections.csv | 2021-05-11 | ICU_incidence | 13.85 | 15.02 | 15.64 | 15.66 | 16.3 | 17.57 | Optimistic | Afghanistan | AFG | 2022-01-02 | v8 | TRUE
https://raw.githubusercontent.com/mrc-ide/global-lmic-reports/master/AFG/projections.csv | 2021-05-11 | prevalence | 47603.47 | 50619.45 | 53411.97 | 53162.18 | 55550.41 | 58996.75 | Optimistic | Afghanistan | AFG | 2022-01-02 | v8 | TRUE
https://raw.githubusercontent.com/mrc-ide/global-lmic-reports/master/AFG/projections.csv | 2021-05-11 | cumulative_infections | 1252072.94 | 1297884.73 | 1324198.82 | 1334190.33 | 1360797.58 | 1470456.61 | Optimistic | Afghanistan | AFG | 2022-01-02 | v8 | TRUE
https://raw.githubusercontent.com/mrc-ide/global-lmic-reports/master/AFG/projections.csv | 2021-05-11 | cumulative_deaths | 2455.1 | 2551.54 | 2625.56 | 2631.5 | 2684.27 | 2926.61 | Optimistic | Afghanistan | AFG | 2022-01-02 | v8 | TRUE
https://raw.githubusercontent.com/mrc-ide/global-lmic-reports/master/AFG/projections.csv | 2021-05-11 | Rt | 1.38 | 1.4 | 1.45 | 1.45 | 1.48 | 1.56 | Optimistic | Afghanistan | AFG | 2022-01-02 | v8 | TRUE
https://raw.githubusercontent.com/mrc-ide/global-lmic-reports/master/AFG/projections.csv | 2021-05-11 | Reff | 1.31 | 1.34 | 1.38 | 1.38 | 1.41 | 1.49 | Optimistic | Afghanistan | AFG | 2022-01-02 | v8 | TRUE
https://raw.githubusercontent.com/mrc-ide/global-lmic-reports/master/AFG/projections.csv | 2021-05-11 | infections | 8501.28 | 8892.78 | 9385.15 | 9363.47 | 9721.73 | 10355.7 | Pessimistic | Afghanistan | AFG | 2022-01-02 | v8 | TRUE
https://raw.githubusercontent.com/mrc-ide/global-lmic-reports/master/AFG/projections.csv | 2021-05-11 | deaths | 7 | 7.65 | 7.92 | 7.94 | 8.24 | 8.97 | Pessimistic | Afghanistan | AFG | 2022-01-02 | v8 | TRUE
https://raw.githubusercontent.com/mrc-ide/global-lmic-reports/master/AFG/projections.csv | 2021-05-11 | hospital_demand | 329.14 | 359.51 | 372.37 | 373.16 | 388.3 | 420.64 | Pessimistic | Afghanistan | AFG | 2022-01-02 | v8 | TRUE
https://raw.githubusercontent.com/mrc-ide/global-lmic-reports/master/AFG/projections.csv | 2021-05-11 | ICU_demand | 128.06 | 140.34 | 145.04 | 145.42 | 150.96 | 164.03 | Pessimistic | Afghanistan | AFG | 2022-01-02 | v8 | TRUE
https://raw.githubusercontent.com/mrc-ide/global-lmic-reports/master/AFG/projections.csv | 2021-05-11 | hospital_incidence | 44.73 | 48.5 | 50.5 | 50.57 | 52.64 | 56.75 | Pessimistic | Afghanistan | AFG | 2022-01-02 | v8 | TRUE
https://raw.githubusercontent.com/mrc-ide/global-lmic-reports/master/AFG/projections.csv | 2021-05-11 | ICU_incidence | 13.85 | 15.02 | 15.64 | 15.66 | 16.3 | 17.57 | Pessimistic | Afghanistan | AFG | 2022-01-02 | v8 | TRUE
https://raw.githubusercontent.com/mrc-ide/global-lmic-reports/master/AFG/projections.csv | 2021-05-11 | prevalence | 47603.47 | 50619.45 | 53411.97 | 53162.18 | 55550.41 | 58996.75 | Pessimistic | Afghanistan | AFG | 2022-01-02 | v8 | TRUE
https://raw.githubusercontent.com/mrc-ide/global-lmic-reports/master/AFG/projections.csv | 2021-05-11 | cumulative_infections | 1252072.94 | 1297884.73 | 1324198.82 | 1334190.33 | 1360797.58 | 1470456.61 | Pessimistic | Afghanistan | AFG | 2022-01-02 | v8 | TRUE
https://raw.githubusercontent.com/mrc-ide/global-lmic-reports/master/AFG/projections.csv | 2021-05-11 | cumulative_deaths | 2455.1 | 2551.54 | 2625.56 | 2631.5 | 2684.27 | 2926.61 | Pessimistic | Afghanistan | AFG | 2022-01-02 | v8 | TRUE
https://raw.githubusercontent.com/mrc-ide/global-lmic-reports/master/AFG/projections.csv | 2021-05-11 | Rt | 1.38 | 1.4 | 1.45 | 1.45 | 1.48 | 1.56 | Pessimistic | Afghanistan | AFG | 2022-01-02 | v8 | TRUE
https://raw.githubusercontent.com/mrc-ide/global-lmic-reports/master/AFG/projections.csv | 2021-05-11 | Reff | 1.31 | 1.34 | 1.38 | 1.38 | 1.41 | 1.49 | Pessimistic | Afghanistan | AFG | 2022-01-02 | v8 | TRUE
https://raw.githubusercontent.com/mrc-ide/global-lmic-reports/master/AFG/projections.csv | 2021-05-11 | infections | 8501.28 | 8892.78 | 9385.15 | 9363.47 | 9721.73 | 10355.7 | Relax Interventions 50% | Afghanistan | AFG | 2022-01-02 | v8 | TRUE
https://raw.githubusercontent.com/mrc-ide/global-lmic-reports/master/AFG/projections.csv | 2021-05-11 | deaths | 7 | 7.65 | 7.92 | 7.94 | 8.24 | 8.97 | Relax Interventions 50% | Afghanistan | AFG | 2022-01-02 | v8 | TRUE
https://raw.githubusercontent.com/mrc-ide/global-lmic-reports/master/AFG/projections.csv | 2021-05-11 | hospital_demand | 329.14 | 359.51 | 372.37 | 373.16 | 388.3 | 420.64 | Relax Interventions 50% | Afghanistan | AFG | 2022-01-02 | v8 | TRUE
https://raw.githubusercontent.com/mrc-ide/global-lmic-reports/master/AFG/projections.csv | 2021-05-11 | ICU_demand | 128.06 | 140.34 | 145.04 | 145.42 | 150.96 | 164.03 | Relax Interventions 50% | Afghanistan | AFG | 2022-01-02 | v8 | TRUE
https://raw.githubusercontent.com/mrc-ide/global-lmic-reports/master/AFG/projections.csv | 2021-05-11 | hospital_incidence | 44.73 | 48.5 | 50.5 | 50.57 | 52.64 | 56.75 | Relax Interventions 50% | Afghanistan | AFG | 2022-01-02 | v8 | TRUE
https://raw.githubusercontent.com/mrc-ide/global-lmic-reports/master/AFG/projections.csv | 2021-05-11 | ICU_incidence | 13.85 | 15.02 | 15.64 | 15.66 | 16.3 | 17.57 | Relax Interventions 50% | Afghanistan | AFG | 2022-01-02 | v8 | TRUE
https://raw.githubusercontent.com/mrc-ide/global-lmic-reports/master/AFG/projections.csv | 2021-05-11 | prevalence | 47603.47 | 50619.45 | 53411.97 | 53162.18 | 55550.41 | 58996.75 | Relax Interventions 50% | Afghanistan | AFG | 2022-01-02 | v8 | TRUE
https://raw.githubusercontent.com/mrc-ide/global-lmic-reports/master/AFG/projections.csv | 2021-05-11 | cumulative_infections | 1252072.94 | 1297884.73 | 1324198.82 | 1334190.33 | 1360797.58 | 1470456.61 | Relax Interventions 50% | Afghanistan | AFG | 2022-01-02 | v8 | TRUE
https://raw.githubusercontent.com/mrc-ide/global-lmic-reports/master/AFG/projections.csv | 2021-05-11 | cumulative_deaths | 2455.1 | 2551.54 | 2625.56 | 2631.5 | 2684.27 | 2926.61 | Relax Interventions 50% | Afghanistan | AFG | 2022-01-02 | v8 | TRUE
https://raw.githubusercontent.com/mrc-ide/global-lmic-reports/master/AFG/projections.csv | 2021-05-11 | Rt | 1.38 | 1.4 | 1.45 | 1.45 | 1.48 | 1.56 | Relax Interventions 50% | Afghanistan | AFG | 2022-01-02 | v8 | TRUE
https://raw.githubusercontent.com/mrc-ide/global-lmic-reports/master/AFG/projections.csv | 2021-05-11 | Reff | 1.31 | 1.34 | 1.38 | 1.38 | 1.41 | 1.49 | Relax Interventions 50% | Afghanistan | AFG | 2022-01-02 | v8 | TRUE
https://raw.githubusercontent.com/mrc-ide/global-lmic-reports/master/AFG/projections.csv | 2021-05-11 | infections | 8382.08 | 9058.07 | 9310.95 | 9306.38 | 9521.41 | 10316.19 | Surged Additional 50% Reduction | Afghanistan | AFG | 2022-01-02 | v8 | TRUE
https://raw.githubusercontent.com/mrc-ide/global-lmic-reports/master/AFG/projections.csv | 2021-05-11 | deaths | 7.12 | 7.68 | 7.95 | 8 | 8.3 | 9.01 | Surged Additional 50% Reduction | Afghanistan | AFG | 2022-01-02 | v8 | TRUE
https://raw.githubusercontent.com/mrc-ide/global-lmic-reports/master/AFG/projections.csv | 2021-05-11 | hospital_demand | 333.08 | 359.43 | 372.47 | 375.1 | 388.75 | 421.9 | Surged Additional 50% Reduction | Afghanistan | AFG | 2022-01-02 | v8 | TRUE
https://raw.githubusercontent.com/mrc-ide/global-lmic-reports/master/AFG/projections.csv | 2021-05-11 | ICU_demand | 130.48 | 140.46 | 145.13 | 146.25 | 151.6 | 164.18 | Surged Additional 50% Reduction | Afghanistan | AFG | 2022-01-02 | v8 | TRUE
https://raw.githubusercontent.com/mrc-ide/global-lmic-reports/master/AFG/projections.csv | 2021-05-11 | hospital_incidence | 44.9 | 48.69 | 50.16 | 50.68 | 52.74 | 56.71 | Surged Additional 50% Reduction | Afghanistan | AFG | 2022-01-02 | v8 | TRUE
https://raw.githubusercontent.com/mrc-ide/global-lmic-reports/master/AFG/projections.csv | 2021-05-11 | ICU_incidence | 13.9 | 15.08 | 15.53 | 15.69 | 16.33 | 17.56 | Surged Additional 50% Reduction | Afghanistan | AFG | 2022-01-02 | v8 | TRUE
https://raw.githubusercontent.com/mrc-ide/global-lmic-reports/master/AFG/projections.csv | 2021-05-11 | prevalence | 47855.24 | 51428.35 | 52808.66 | 53073.65 | 54345.35 | 58616.53 | Surged Additional 50% Reduction | Afghanistan | AFG | 2022-01-02 | v8 | TRUE
https://raw.githubusercontent.com/mrc-ide/global-lmic-reports/master/AFG/projections.csv | 2021-05-11 | cumulative_infections | 1251023.91 | 1292782.38 | 1321376.5 | 1323618.21 | 1356838.92 | 1404828.05 | Surged Additional 50% Reduction | Afghanistan | AFG | 2022-01-02 | v8 | TRUE
https://raw.githubusercontent.com/mrc-ide/global-lmic-reports/master/AFG/projections.csv | 2021-05-11 | cumulative_deaths | 2444.4 | 2529.76 | 2587.52 | 2594.31 | 2655.81 | 2775.35 | Surged Additional 50% Reduction | Afghanistan | AFG | 2022-01-02 | v8 | TRUE
https://raw.githubusercontent.com/mrc-ide/global-lmic-reports/master/AFG/projections.csv | 2021-05-11 | Rt | 1.33 | 1.4 | 1.43 | 1.44 | 1.47 | 1.55 | Surged Additional 50% Reduction | Afghanistan | AFG | 2022-01-02 | v8 | TRUE
https://raw.githubusercontent.com/mrc-ide/global-lmic-reports/master/AFG/projections.csv | 2021-05-11 | Reff | 1.27 | 1.33 | 1.37 | 1.37 | 1.4 | 1.47 | Surged Additional 50% Reduction | Afghanistan | AFG | 2022-01-02 | v8 | TRUE
https://raw.githubusercontent.com/mrc-ide/global-lmic-reports/master/AFG/projections.csv | 2021-05-11 | infections | 8382.08 | 9058.07 | 9310.95 | 9306.38 | 9521.41 | 10316.19 | Surged Maintain Status Quo | Afghanistan | AFG | 2022-01-02 | v8 | TRUE
https://raw.githubusercontent.com/mrc-ide/global-lmic-reports/master/AFG/projections.csv | 2021-05-11 | deaths | 7.12 | 7.68 | 7.95 | 8 | 8.3 | 9.01 | Surged Maintain Status Quo | Afghanistan | AFG | 2022-01-02 | v8 | TRUE
https://raw.githubusercontent.com/mrc-ide/global-lmic-reports/master/AFG/projections.csv | 2021-05-11 | hospital_demand | 333.08 | 359.43 | 372.47 | 375.1 | 388.75 | 421.9 | Surged Maintain Status Quo | Afghanistan | AFG | 2022-01-02 | v8 | TRUE
https://raw.githubusercontent.com/mrc-ide/global-lmic-reports/master/AFG/projections.csv | 2021-05-11 | ICU_demand | 130.48 | 140.46 | 145.13 | 146.25 | 151.6 | 164.18 | Surged Maintain Status Quo | Afghanistan | AFG | 2022-01-02 | v8 | TRUE
https://raw.githubusercontent.com/mrc-ide/global-lmic-reports/master/AFG/projections.csv | 2021-05-11 | hospital_incidence | 44.9 | 48.69 | 50.16 | 50.68 | 52.74 | 56.71 | Surged Maintain Status Quo | Afghanistan | AFG | 2022-01-02 | v8 | TRUE
https://raw.githubusercontent.com/mrc-ide/global-lmic-reports/master/AFG/projections.csv | 2021-05-11 | ICU_incidence | 13.9 | 15.08 | 15.53 | 15.69 | 16.33 | 17.56 | Surged Maintain Status Quo | Afghanistan | AFG | 2022-01-02 | v8 | TRUE
https://raw.githubusercontent.com/mrc-ide/global-lmic-reports/master/AFG/projections.csv | 2021-05-11 | prevalence | 47855.24 | 51428.35 | 52808.66 | 53073.65 | 54345.35 | 58616.53 | Surged Maintain Status Quo | Afghanistan | AFG | 2022-01-02 | v8 | TRUE
https://raw.githubusercontent.com/mrc-ide/global-lmic-reports/master/AFG/projections.csv | 2021-05-11 | cumulative_infections | 1251023.91 | 1292782.38 | 1321376.5 | 1323618.21 | 1356838.92 | 1404828.05 | Surged Maintain Status Quo | Afghanistan | AFG | 2022-01-02 | v8 | TRUE
https://raw.githubusercontent.com/mrc-ide/global-lmic-reports/master/AFG/projections.csv | 2021-05-11 | cumulative_deaths | 2444.4 | 2529.76 | 2587.52 | 2594.31 | 2655.81 | 2775.35 | Surged Maintain Status Quo | Afghanistan | AFG | 2022-01-02 | v8 | TRUE
https://raw.githubusercontent.com/mrc-ide/global-lmic-reports/master/AFG/projections.csv | 2021-05-11 | Rt | 1.33 | 1.4 | 1.43 | 1.44 | 1.47 | 1.55 | Surged Maintain Status Quo | Afghanistan | AFG | 2022-01-02 | v8 | TRUE
https://raw.githubusercontent.com/mrc-ide/global-lmic-reports/master/AFG/projections.csv | 2021-05-11 | Reff | 1.27 | 1.33 | 1.37 | 1.37 | 1.4 | 1.47 | Surged Maintain Status Quo | Afghanistan | AFG | 2022-01-02 | v8 | TRUE
https://raw.githubusercontent.com/mrc-ide/global-lmic-reports/master/AFG/projections.csv | 2021-05-11 | infections | 8382.08 | 9058.07 | 9310.95 | 9306.38 | 9521.41 | 10316.19 | Surged Optimistic | Afghanistan | AFG | 2022-01-02 | v8 | TRUE
https://raw.githubusercontent.com/mrc-ide/global-lmic-reports/master/AFG/projections.csv | 2021-05-11 | deaths | 7.12 | 7.68 | 7.95 | 8 | 8.3 | 9.01 | Surged Optimistic | Afghanistan | AFG | 2022-01-02 | v8 | TRUE
https://raw.githubusercontent.com/mrc-ide/global-lmic-reports/master/AFG/projections.csv | 2021-05-11 | hospital_demand | 333.08 | 359.43 | 372.47 | 375.1 | 388.75 | 421.9 | Surged Optimistic | Afghanistan | AFG | 2022-01-02 | v8 | TRUE
https://raw.githubusercontent.com/mrc-ide/global-lmic-reports/master/AFG/projections.csv | 2021-05-11 | ICU_demand | 130.48 | 140.46 | 145.13 | 146.25 | 151.6 | 164.18 | Surged Optimistic | Afghanistan | AFG | 2022-01-02 | v8 | TRUE
https://raw.githubusercontent.com/mrc-ide/global-lmic-reports/master/AFG/projections.csv | 2021-05-11 | hospital_incidence | 44.9 | 48.69 | 50.16 | 50.68 | 52.74 | 56.71 | Surged Optimistic | Afghanistan | AFG | 2022-01-02 | v8 | TRUE
https://raw.githubusercontent.com/mrc-ide/global-lmic-reports/master/AFG/projections.csv | 2021-05-11 | ICU_incidence | 13.9 | 15.08 | 15.53 | 15.69 | 16.33 | 17.56 | Surged Optimistic | Afghanistan | AFG | 2022-01-02 | v8 | TRUE
https://raw.githubusercontent.com/mrc-ide/global-lmic-reports/master/AFG/projections.csv | 2021-05-11 | prevalence | 47855.24 | 51428.35 | 52808.66 | 53073.65 | 54345.35 | 58616.53 | Surged Optimistic | Afghanistan | AFG | 2022-01-02 | v8 | TRUE
https://raw.githubusercontent.com/mrc-ide/global-lmic-reports/master/AFG/projections.csv | 2021-05-11 | cumulative_infections | 1251023.91 | 1292782.38 | 1321376.5 | 1323618.21 | 1356838.92 | 1404828.05 | Surged Optimistic | Afghanistan | AFG | 2022-01-02 | v8 | TRUE
https://raw.githubusercontent.com/mrc-ide/global-lmic-reports/master/AFG/projections.csv | 2021-05-11 | cumulative_deaths | 2444.4 | 2529.76 | 2587.52 | 2594.31 | 2655.81 | 2775.35 | Surged Optimistic | Afghanistan | AFG | 2022-01-02 | v8 | TRUE
https://raw.githubusercontent.com/mrc-ide/global-lmic-reports/master/AFG/projections.csv | 2021-05-11 | Rt | 1.33 | 1.4 | 1.43 | 1.44 | 1.47 | 1.55 | Surged Optimistic | Afghanistan | AFG | 2022-01-02 | v8 | TRUE
https://raw.githubusercontent.com/mrc-ide/global-lmic-reports/master/AFG/projections.csv | 2021-05-11 | Reff | 1.27 | 1.33 | 1.37 | 1.37 | 1.4 | 1.47 | Surged Optimistic | Afghanistan | AFG | 2022-01-02 | v8 | TRUE
https://raw.githubusercontent.com/mrc-ide/global-lmic-reports/master/AFG/projections.csv | 2021-05-11 | infections | 8382.08 | 9058.07 | 9310.95 | 9306.38 | 9521.41 | 10316.19 | Surged Pessimistic | Afghanistan | AFG | 2022-01-02 | v8 | TRUE
https://raw.githubusercontent.com/mrc-ide/global-lmic-reports/master/AFG/projections.csv | 2021-05-11 | deaths | 7.12 | 7.68 | 7.95 | 8 | 8.3 | 9.01 | Surged Pessimistic | Afghanistan | AFG | 2022-01-02 | v8 | TRUE
https://raw.githubusercontent.com/mrc-ide/global-lmic-reports/master/AFG/projections.csv | 2021-05-11 | hospital_demand | 333.08 | 359.43 | 372.47 | 375.1 | 388.75 | 421.9 | Surged Pessimistic | Afghanistan | AFG | 2022-01-02 | v8 | TRUE
https://raw.githubusercontent.com/mrc-ide/global-lmic-reports/master/AFG/projections.csv | 2021-05-11 | ICU_demand | 130.48 | 140.46 | 145.13 | 146.25 | 151.6 | 164.18 | Surged Pessimistic | Afghanistan | AFG | 2022-01-02 | v8 | TRUE
https://raw.githubusercontent.com/mrc-ide/global-lmic-reports/master/AFG/projections.csv | 2021-05-11 | hospital_incidence | 44.9 | 48.69 | 50.16 | 50.68 | 52.74 | 56.71 | Surged Pessimistic | Afghanistan | AFG | 2022-01-02 | v8 | TRUE
https://raw.githubusercontent.com/mrc-ide/global-lmic-reports/master/AFG/projections.csv | 2021-05-11 | ICU_incidence | 13.9 | 15.08 | 15.53 | 15.69 | 16.33 | 17.56 | Surged Pessimistic | Afghanistan | AFG | 2022-01-02 | v8 | TRUE
https://raw.githubusercontent.com/mrc-ide/global-lmic-reports/master/AFG/projections.csv | 2021-05-11 | prevalence | 47855.24 | 51428.35 | 52808.66 | 53073.65 | 54345.35 | 58616.53 | Surged Pessimistic | Afghanistan | AFG | 2022-01-02 | v8 | TRUE
https://raw.githubusercontent.com/mrc-ide/global-lmic-reports/master/AFG/projections.csv | 2021-05-11 | cumulative_infections | 1251023.91 | 1292782.38 | 1321376.5 | 1323618.21 | 1356838.92 | 1404828.05 | Surged Pessimistic | Afghanistan | AFG | 2022-01-02 | v8 | TRUE
https://raw.githubusercontent.com/mrc-ide/global-lmic-reports/master/AFG/projections.csv | 2021-05-11 | cumulative_deaths | 2444.4 | 2529.76 | 2587.52 | 2594.31 | 2655.81 | 2775.35 | Surged Pessimistic | Afghanistan | AFG | 2022-01-02 | v8 | TRUE
https://raw.githubusercontent.com/mrc-ide/global-lmic-reports/master/AFG/projections.csv | 2021-05-11 | Rt | 1.33 | 1.4 | 1.43 | 1.44 | 1.47 | 1.55 | Surged Pessimistic | Afghanistan | AFG | 2022-01-02 | v8 | TRUE
https://raw.githubusercontent.com/mrc-ide/global-lmic-reports/master/AFG/projections.csv | 2021-05-11 | Reff | 1.27 | 1.33 | 1.37 | 1.37 | 1.4 | 1.47 | Surged Pessimistic | Afghanistan | AFG | 2022-01-02 | v8 | TRUE
https://raw.githubusercontent.com/mrc-ide/global-lmic-reports/master/AFG/projections.csv | 2021-05-11 | infections | 8382.08 | 9058.07 | 9310.95 | 9306.38 | 9521.41 | 10316.19 | Surged Relax Interventions 50% | Afghanistan | AFG | 2022-01-02 | v8 | TRUE
https://raw.githubusercontent.com/mrc-ide/global-lmic-reports/master/AFG/projections.csv | 2021-05-11 | deaths | 7.12 | 7.68 | 7.95 | 8 | 8.3 | 9.01 | Surged Relax Interventions 50% | Afghanistan | AFG | 2022-01-02 | v8 | TRUE
https://raw.githubusercontent.com/mrc-ide/global-lmic-reports/master/AFG/projections.csv | 2021-05-11 | hospital_demand | 333.08 | 359.43 | 372.47 | 375.1 | 388.75 | 421.9 | Surged Relax Interventions 50% | Afghanistan | AFG | 2022-01-02 | v8 | TRUE
https://raw.githubusercontent.com/mrc-ide/global-lmic-reports/master/AFG/projections.csv | 2021-05-11 | ICU_demand | 130.48 | 140.46 | 145.13 | 146.25 | 151.6 | 164.18 | Surged Relax Interventions 50% | Afghanistan | AFG | 2022-01-02 | v8 | TRUE
https://raw.githubusercontent.com/mrc-ide/global-lmic-reports/master/AFG/projections.csv | 2021-05-11 | hospital_incidence | 44.9 | 48.69 | 50.16 | 50.68 | 52.74 | 56.71 | Surged Relax Interventions 50% | Afghanistan | AFG | 2022-01-02 | v8 | TRUE
https://raw.githubusercontent.com/mrc-ide/global-lmic-reports/master/AFG/projections.csv | 2021-05-11 | ICU_incidence | 13.9 | 15.08 | 15.53 | 15.69 | 16.33 | 17.56 | Surged Relax Interventions 50% | Afghanistan | AFG | 2022-01-02 | v8 | TRUE
https://raw.githubusercontent.com/mrc-ide/global-lmic-reports/master/AFG/projections.csv | 2021-05-11 | prevalence | 47855.24 | 51428.35 | 52808.66 | 53073.65 | 54345.35 | 58616.53 | Surged Relax Interventions 50% | Afghanistan | AFG | 2022-01-02 | v8 | TRUE
https://raw.githubusercontent.com/mrc-ide/global-lmic-reports/master/AFG/projections.csv | 2021-05-11 | cumulative_infections | 1251023.91 | 1292782.38 | 1321376.5 | 1323618.21 | 1356838.92 | 1404828.05 | Surged Relax Interventions 50% | Afghanistan | AFG | 2022-01-02 | v8 | TRUE
https://raw.githubusercontent.com/mrc-ide/global-lmic-reports/master/AFG/projections.csv | 2021-05-11 | cumulative_deaths | 2444.4 | 2529.76 | 2587.52 | 2594.31 | 2655.81 | 2775.35 | Surged Relax Interventions 50% | Afghanistan | AFG | 2022-01-02 | v8 | TRUE
https://raw.githubusercontent.com/mrc-ide/global-lmic-reports/master/AFG/projections.csv | 2021-05-11 | Rt | 1.33 | 1.4 | 1.43 | 1.44 | 1.47 | 1.55 | Surged Relax Interventions 50% | Afghanistan | AFG | 2022-01-02 | v8 | TRUE
https://raw.githubusercontent.com/mrc-ide/global-lmic-reports/master/AFG/projections.csv | 2021-05-11 | Reff | 1.27 | 1.33 | 1.37 | 1.37 | 1.4 | 1.47 | Surged Relax Interventions 50% | Afghanistan | AFG | 2022-01-02 | v8 | TRUE
https://raw.githubusercontent.com/mrc-ide/global-lmic-reports/master/AFG/projections.csv | 2021-05-12 | infections | 9048.01 | 9504.96 | 10013.79 | 10017.97 | 10427.6 | 11233.63 | Additional 50% Reduction | Afghanistan | AFG | 2022-01-02 | v8 | TRUE
https://raw.githubusercontent.com/mrc-ide/global-lmic-reports/master/AFG/projections.csv | 2021-05-12 | deaths | 7.23 | 7.94 | 8.21 | 8.23 | 8.55 | 9.29 | Additional 50% Reduction | Afghanistan | AFG | 2022-01-02 | v8 | TRUE
https://raw.githubusercontent.com/mrc-ide/global-lmic-reports/master/AFG/projections.csv | 2021-05-12 | hospital_demand | 342.25 | 373.33 | 386.8 | 387.63 | 403.35 | 436.58 | Additional 50% Reduction | Afghanistan | AFG | 2022-01-02 | v8 | TRUE
https://raw.githubusercontent.com/mrc-ide/global-lmic-reports/master/AFG/projections.csv | 2021-05-12 | ICU_demand | 133.35 | 145.74 | 150.76 | 151.14 | 156.94 | 170.35 | Additional 50% Reduction | Afghanistan | AFG | 2022-01-02 | v8 | TRUE
https://raw.githubusercontent.com/mrc-ide/global-lmic-reports/master/AFG/projections.csv | 2021-05-12 | hospital_incidence | 46.56 | 50.22 | 52.46 | 52.53 | 54.55 | 58.78 | Additional 50% Reduction | Afghanistan | AFG | 2022-01-02 | v8 | TRUE
https://raw.githubusercontent.com/mrc-ide/global-lmic-reports/master/AFG/projections.csv | 2021-05-12 | ICU_incidence | 14.43 | 15.56 | 16.26 | 16.28 | 16.91 | 18.21 | Additional 50% Reduction | Afghanistan | AFG | 2022-01-02 | v8 | TRUE
https://raw.githubusercontent.com/mrc-ide/global-lmic-reports/master/AFG/projections.csv | 2021-05-12 | prevalence | 50314.62 | 53137.34 | 56343.35 | 55923.36 | 58069.96 | 61914.69 | Additional 50% Reduction | Afghanistan | AFG | 2022-01-02 | v8 | TRUE
https://raw.githubusercontent.com/mrc-ide/global-lmic-reports/master/AFG/projections.csv | 2021-05-12 | cumulative_infections | 1261469.98 | 1307655.12 | 1333473.47 | 1344208.3 | 1370588.43 | 1481262.94 | Additional 50% Reduction | Afghanistan | AFG | 2022-01-02 | v8 | TRUE
https://raw.githubusercontent.com/mrc-ide/global-lmic-reports/master/AFG/projections.csv | 2021-05-12 | cumulative_deaths | 2462.99 | 2559.61 | 2633.17 | 2639.73 | 2693.24 | 2935.61 | Additional 50% Reduction | Afghanistan | AFG | 2022-01-02 | v8 | TRUE
https://raw.githubusercontent.com/mrc-ide/global-lmic-reports/master/AFG/projections.csv | 2021-05-12 | Rt | 1.33 | 1.36 | 1.38 | 1.38 | 1.41 | 1.46 | Additional 50% Reduction | Afghanistan | AFG | 2022-01-02 | v8 | TRUE
https://raw.githubusercontent.com/mrc-ide/global-lmic-reports/master/AFG/projections.csv | 2021-05-12 | Reff | 1.26 | 1.29 | 1.31 | 1.32 | 1.34 | 1.39 | Additional 50% Reduction | Afghanistan | AFG | 2022-01-02 | v8 | TRUE
https://raw.githubusercontent.com/mrc-ide/global-lmic-reports/master/AFG/projections.csv | 2021-05-12 | infections | 9048.01 | 9504.96 | 10013.79 | 10017.97 | 10427.6 | 11233.63 | Maintain Status Quo | Afghanistan | AFG | 2022-01-02 | v8 | TRUE
https://raw.githubusercontent.com/mrc-ide/global-lmic-reports/master/AFG/projections.csv | 2021-05-12 | deaths | 7.23 | 7.94 | 8.21 | 8.23 | 8.55 | 9.29 | Maintain Status Quo | Afghanistan | AFG | 2022-01-02 | v8 | TRUE
https://raw.githubusercontent.com/mrc-ide/global-lmic-reports/master/AFG/projections.csv | 2021-05-12 | hospital_demand | 342.25 | 373.33 | 386.8 | 387.63 | 403.35 | 436.58 | Maintain Status Quo | Afghanistan | AFG | 2022-01-02 | v8 | TRUE
https://raw.githubusercontent.com/mrc-ide/global-lmic-reports/master/AFG/projections.csv | 2021-05-12 | ICU_demand | 133.35 | 145.74 | 150.76 | 151.14 | 156.94 | 170.35 | Maintain Status Quo | Afghanistan | AFG | 2022-01-02 | v8 | TRUE
https://raw.githubusercontent.com/mrc-ide/global-lmic-reports/master/AFG/projections.csv | 2021-05-12 | hospital_incidence | 46.56 | 50.22 | 52.46 | 52.53 | 54.55 | 58.78 | Maintain Status Quo | Afghanistan | AFG | 2022-01-02 | v8 | TRUE
https://raw.githubusercontent.com/mrc-ide/global-lmic-reports/master/AFG/projections.csv | 2021-05-12 | ICU_incidence | 14.43 | 15.56 | 16.26 | 16.28 | 16.91 | 18.21 | Maintain Status Quo | Afghanistan | AFG | 2022-01-02 | v8 | TRUE
https://raw.githubusercontent.com/mrc-ide/global-lmic-reports/master/AFG/projections.csv | 2021-05-12 | prevalence | 50314.62 | 53137.34 | 56343.35 | 55923.36 | 58069.96 | 61914.69 | Maintain Status Quo | Afghanistan | AFG | 2022-01-02 | v8 | TRUE
https://raw.githubusercontent.com/mrc-ide/global-lmic-reports/master/AFG/projections.csv | 2021-05-12 | cumulative_infections | 1261469.98 | 1307655.12 | 1333473.47 | 1344208.3 | 1370588.43 | 1481262.94 | Maintain Status Quo | Afghanistan | AFG | 2022-01-02 | v8 | TRUE
https://raw.githubusercontent.com/mrc-ide/global-lmic-reports/master/AFG/projections.csv | 2021-05-12 | cumulative_deaths | 2462.99 | 2559.61 | 2633.17 | 2639.73 | 2693.24 | 2935.61 | Maintain Status Quo | Afghanistan | AFG | 2022-01-02 | v8 | TRUE
https://raw.githubusercontent.com/mrc-ide/global-lmic-reports/master/AFG/projections.csv | 2021-05-12 | Rt | 1.33 | 1.36 | 1.38 | 1.38 | 1.41 | 1.46 | Maintain Status Quo | Afghanistan | AFG | 2022-01-02 | v8 | TRUE
https://raw.githubusercontent.com/mrc-ide/global-lmic-reports/master/AFG/projections.csv | 2021-05-12 | Reff | 1.26 | 1.29 | 1.31 | 1.32 | 1.34 | 1.39 | Maintain Status Quo | Afghanistan | AFG | 2022-01-02 | v8 | TRUE
https://raw.githubusercontent.com/mrc-ide/global-lmic-reports/master/AFG/projections.csv | 2021-05-12 | infections | 9048.01 | 9504.96 | 10013.79 | 10017.97 | 10427.6 | 11233.63 | Optimistic | Afghanistan | AFG | 2022-01-02 | v8 | TRUE
https://raw.githubusercontent.com/mrc-ide/global-lmic-reports/master/AFG/projections.csv | 2021-05-12 | deaths | 7.23 | 7.94 | 8.21 | 8.23 | 8.55 | 9.29 | Optimistic | Afghanistan | AFG | 2022-01-02 | v8 | TRUE
https://raw.githubusercontent.com/mrc-ide/global-lmic-reports/master/AFG/projections.csv | 2021-05-12 | hospital_demand | 342.25 | 373.33 | 386.8 | 387.63 | 403.35 | 436.58 | Optimistic | Afghanistan | AFG | 2022-01-02 | v8 | TRUE
https://raw.githubusercontent.com/mrc-ide/global-lmic-reports/master/AFG/projections.csv | 2021-05-12 | ICU_demand | 133.35 | 145.74 | 150.76 | 151.14 | 156.94 | 170.35 | Optimistic | Afghanistan | AFG | 2022-01-02 | v8 | TRUE
https://raw.githubusercontent.com/mrc-ide/global-lmic-reports/master/AFG/projections.csv | 2021-05-12 | hospital_incidence | 46.56 | 50.22 | 52.46 | 52.53 | 54.55 | 58.78 | Optimistic | Afghanistan | AFG | 2022-01-02 | v8 | TRUE
https://raw.githubusercontent.com/mrc-ide/global-lmic-reports/master/AFG/projections.csv | 2021-05-12 | ICU_incidence | 14.43 | 15.56 | 16.26 | 16.28 | 16.91 | 18.21 | Optimistic | Afghanistan | AFG | 2022-01-02 | v8 | TRUE
https://raw.githubusercontent.com/mrc-ide/global-lmic-reports/master/AFG/projections.csv | 2021-05-12 | prevalence | 50314.62 | 53137.34 | 56343.35 | 55923.36 | 58069.96 | 61914.69 | Optimistic | Afghanistan | AFG | 2022-01-02 | v8 | TRUE
https://raw.githubusercontent.com/mrc-ide/global-lmic-reports/master/AFG/projections.csv | 2021-05-12 | cumulative_infections | 1261469.98 | 1307655.12 | 1333473.47 | 1344208.3 | 1370588.43 | 1481262.94 | Optimistic | Afghanistan | AFG | 2022-01-02 | v8 | TRUE
https://raw.githubusercontent.com/mrc-ide/global-lmic-reports/master/AFG/projections.csv | 2021-05-12 | cumulative_deaths | 2462.99 | 2559.61 | 2633.17 | 2639.73 | 2693.24 | 2935.61 | Optimistic | Afghanistan | AFG | 2022-01-02 | v8 | TRUE
https://raw.githubusercontent.com/mrc-ide/global-lmic-reports/master/AFG/projections.csv | 2021-05-12 | Rt | 1.33 | 1.36 | 1.38 | 1.38 | 1.41 | 1.46 | Optimistic | Afghanistan | AFG | 2022-01-02 | v8 | TRUE
https://raw.githubusercontent.com/mrc-ide/global-lmic-reports/master/AFG/projections.csv | 2021-05-12 | Reff | 1.26 | 1.29 | 1.31 | 1.32 | 1.34 | 1.39 | Optimistic | Afghanistan | AFG | 2022-01-02 | v8 | TRUE
https://raw.githubusercontent.com/mrc-ide/global-lmic-reports/master/AFG/projections.csv | 2021-05-12 | infections | 9048.01 | 9504.96 | 10013.79 | 10017.97 | 10427.6 | 11233.63 | Pessimistic | Afghanistan | AFG | 2022-01-02 | v8 | TRUE
https://raw.githubusercontent.com/mrc-ide/global-lmic-reports/master/AFG/projections.csv | 2021-05-12 | deaths | 7.23 | 7.94 | 8.21 | 8.23 | 8.55 | 9.29 | Pessimistic | Afghanistan | AFG | 2022-01-02 | v8 | TRUE
https://raw.githubusercontent.com/mrc-ide/global-lmic-reports/master/AFG/projections.csv | 2021-05-12 | hospital_demand | 342.25 | 373.33 | 386.8 | 387.63 | 403.35 | 436.58 | Pessimistic | Afghanistan | AFG | 2022-01-02 | v8 | TRUE
https://raw.githubusercontent.com/mrc-ide/global-lmic-reports/master/AFG/projections.csv | 2021-05-12 | ICU_demand | 133.35 | 145.74 | 150.76 | 151.14 | 156.94 | 170.35 | Pessimistic | Afghanistan | AFG | 2022-01-02 | v8 | TRUE
https://raw.githubusercontent.com/mrc-ide/global-lmic-reports/master/AFG/projections.csv | 2021-05-12 | hospital_incidence | 46.56 | 50.22 | 52.46 | 52.53 | 54.55 | 58.78 | Pessimistic | Afghanistan | AFG | 2022-01-02 | v8 | TRUE
https://raw.githubusercontent.com/mrc-ide/global-lmic-reports/master/AFG/projections.csv | 2021-05-12 | ICU_incidence | 14.43 | 15.56 | 16.26 | 16.28 | 16.91 | 18.21 | Pessimistic | Afghanistan | AFG | 2022-01-02 | v8 | TRUE
https://raw.githubusercontent.com/mrc-ide/global-lmic-reports/master/AFG/projections.csv | 2021-05-12 | prevalence | 50314.62 | 53137.34 | 56343.35 | 55923.36 | 58069.96 | 61914.69 | Pessimistic | Afghanistan | AFG | 2022-01-02 | v8 | TRUE
https://raw.githubusercontent.com/mrc-ide/global-lmic-reports/master/AFG/projections.csv | 2021-05-12 | cumulative_infections | 1261469.98 | 1307655.12 | 1333473.47 | 1344208.3 | 1370588.43 | 1481262.94 | Pessimistic | Afghanistan | AFG | 2022-01-02 | v8 | TRUE
https://raw.githubusercontent.com/mrc-ide/global-lmic-reports/master/AFG/projections.csv | 2021-05-12 | cumulative_deaths | 2462.99 | 2559.61 | 2633.17 | 2639.73 | 2693.24 | 2935.61 | Pessimistic | Afghanistan | AFG | 2022-01-02 | v8 | TRUE
https://raw.githubusercontent.com/mrc-ide/global-lmic-reports/master/AFG/projections.csv | 2021-05-12 | Rt | 1.33 | 1.36 | 1.38 | 1.38 | 1.41 | 1.46 | Pessimistic | Afghanistan | AFG | 2022-01-02 | v8 | TRUE
https://raw.githubusercontent.com/mrc-ide/global-lmic-reports/master/AFG/projections.csv | 2021-05-12 | Reff | 1.26 | 1.29 | 1.31 | 1.32 | 1.34 | 1.39 | Pessimistic | Afghanistan | AFG | 2022-01-02 | v8 | TRUE
https://raw.githubusercontent.com/mrc-ide/global-lmic-reports/master/AFG/projections.csv | 2021-05-12 | infections | 9048.01 | 9504.96 | 10013.79 | 10017.97 | 10427.6 | 11233.63 | Relax Interventions 50% | Afghanistan | AFG | 2022-01-02 | v8 | TRUE
https://raw.githubusercontent.com/mrc-ide/global-lmic-reports/master/AFG/projections.csv | 2021-05-12 | deaths | 7.23 | 7.94 | 8.21 | 8.23 | 8.55 | 9.29 | Relax Interventions 50% | Afghanistan | AFG | 2022-01-02 | v8 | TRUE
https://raw.githubusercontent.com/mrc-ide/global-lmic-reports/master/AFG/projections.csv | 2021-05-12 | hospital_demand | 342.25 | 373.33 | 386.8 | 387.63 | 403.35 | 436.58 | Relax Interventions 50% | Afghanistan | AFG | 2022-01-02 | v8 | TRUE
https://raw.githubusercontent.com/mrc-ide/global-lmic-reports/master/AFG/projections.csv | 2021-05-12 | ICU_demand | 133.35 | 145.74 | 150.76 | 151.14 | 156.94 | 170.35 | Relax Interventions 50% | Afghanistan | AFG | 2022-01-02 | v8 | TRUE
https://raw.githubusercontent.com/mrc-ide/global-lmic-reports/master/AFG/projections.csv | 2021-05-12 | hospital_incidence | 46.56 | 50.22 | 52.46 | 52.53 | 54.55 | 58.78 | Relax Interventions 50% | Afghanistan | AFG | 2022-01-02 | v8 | TRUE
https://raw.githubusercontent.com/mrc-ide/global-lmic-reports/master/AFG/projections.csv | 2021-05-12 | ICU_incidence | 14.43 | 15.56 | 16.26 | 16.28 | 16.91 | 18.21 | Relax Interventions 50% | Afghanistan | AFG | 2022-01-02 | v8 | TRUE
https://raw.githubusercontent.com/mrc-ide/global-lmic-reports/master/AFG/projections.csv | 2021-05-12 | prevalence | 50314.62 | 53137.34 | 56343.35 | 55923.36 | 58069.96 | 61914.69 | Relax Interventions 50% | Afghanistan | AFG | 2022-01-02 | v8 | TRUE
https://raw.githubusercontent.com/mrc-ide/global-lmic-reports/master/AFG/projections.csv | 2021-05-12 | cumulative_infections | 1261469.98 | 1307655.12 | 1333473.47 | 1344208.3 | 1370588.43 | 1481262.94 | Relax Interventions 50% | Afghanistan | AFG | 2022-01-02 | v8 | TRUE
https://raw.githubusercontent.com/mrc-ide/global-lmic-reports/master/AFG/projections.csv | 2021-05-12 | cumulative_deaths | 2462.99 | 2559.61 | 2633.17 | 2639.73 | 2693.24 | 2935.61 | Relax Interventions 50% | Afghanistan | AFG | 2022-01-02 | v8 | TRUE
https://raw.githubusercontent.com/mrc-ide/global-lmic-reports/master/AFG/projections.csv | 2021-05-12 | Rt | 1.33 | 1.36 | 1.38 | 1.38 | 1.41 | 1.46 | Relax Interventions 50% | Afghanistan | AFG | 2022-01-02 | v8 | TRUE
https://raw.githubusercontent.com/mrc-ide/global-lmic-reports/master/AFG/projections.csv | 2021-05-12 | Reff | 1.26 | 1.29 | 1.31 | 1.32 | 1.34 | 1.39 | Relax Interventions 50% | Afghanistan | AFG | 2022-01-02 | v8 | TRUE
https://raw.githubusercontent.com/mrc-ide/global-lmic-reports/master/AFG/projections.csv | 2021-05-12 | infections | 9013.45 | 9657.28 | 9932.28 | 9930.83 | 10090.71 | 11173.95 | Surged Additional 50% Reduction | Afghanistan | AFG | 2022-01-02 | v8 | TRUE
https://raw.githubusercontent.com/mrc-ide/global-lmic-reports/master/AFG/projections.csv | 2021-05-12 | deaths | 7.38 | 7.95 | 8.22 | 8.28 | 8.59 | 9.32 | Surged Additional 50% Reduction | Afghanistan | AFG | 2022-01-02 | v8 | TRUE
https://raw.githubusercontent.com/mrc-ide/global-lmic-reports/master/AFG/projections.csv | 2021-05-12 | hospital_demand | 345.74 | 374.14 | 387.01 | 389.44 | 403.04 | 437.57 | Surged Additional 50% Reduction | Afghanistan | AFG | 2022-01-02 | v8 | TRUE
https://raw.githubusercontent.com/mrc-ide/global-lmic-reports/master/AFG/projections.csv | 2021-05-12 | ICU_demand | 135.66 | 145.87 | 150.75 | 151.93 | 157.4 | 170.46 | Surged Additional 50% Reduction | Afghanistan | AFG | 2022-01-02 | v8 | TRUE
https://raw.githubusercontent.com/mrc-ide/global-lmic-reports/master/AFG/projections.csv | 2021-05-12 | hospital_incidence | 46.86 | 50.62 | 52.17 | 52.59 | 54.58 | 58.7 | Surged Additional 50% Reduction | Afghanistan | AFG | 2022-01-02 | v8 | TRUE
https://raw.githubusercontent.com/mrc-ide/global-lmic-reports/master/AFG/projections.csv | 2021-05-12 | ICU_incidence | 14.52 | 15.69 | 16.17 | 16.3 | 16.92 | 18.19 | Surged Additional 50% Reduction | Afghanistan | AFG | 2022-01-02 | v8 | TRUE
https://raw.githubusercontent.com/mrc-ide/global-lmic-reports/master/AFG/projections.csv | 2021-05-12 | prevalence | 50272.46 | 54076.42 | 55466.24 | 55748.12 | 57046.31 | 61632.76 | Surged Additional 50% Reduction | Afghanistan | AFG | 2022-01-02 | v8 | TRUE
https://raw.githubusercontent.com/mrc-ide/global-lmic-reports/master/AFG/projections.csv | 2021-05-12 | cumulative_infections | 1260813.73 | 1302826.63 | 1331160.52 | 1333549.04 | 1367127.6 | 1415180.85 | Surged Additional 50% Reduction | Afghanistan | AFG | 2022-01-02 | v8 | TRUE
https://raw.githubusercontent.com/mrc-ide/global-lmic-reports/master/AFG/projections.csv | 2021-05-12 | cumulative_deaths | 2452 | 2537.77 | 2595.37 | 2602.6 | 2664.57 | 2784.25 | Surged Additional 50% Reduction | Afghanistan | AFG | 2022-01-02 | v8 | TRUE
https://raw.githubusercontent.com/mrc-ide/global-lmic-reports/master/AFG/projections.csv | 2021-05-12 | Rt | 1.3 | 1.35 | 1.37 | 1.38 | 1.4 | 1.46 | Surged Additional 50% Reduction | Afghanistan | AFG | 2022-01-02 | v8 | TRUE
https://raw.githubusercontent.com/mrc-ide/global-lmic-reports/master/AFG/projections.csv | 2021-05-12 | Reff | 1.24 | 1.28 | 1.31 | 1.31 | 1.33 | 1.39 | Surged Additional 50% Reduction | Afghanistan | AFG | 2022-01-02 | v8 | TRUE
https://raw.githubusercontent.com/mrc-ide/global-lmic-reports/master/AFG/projections.csv | 2021-05-12 | infections | 9013.45 | 9657.28 | 9932.28 | 9930.83 | 10090.71 | 11173.95 | Surged Maintain Status Quo | Afghanistan | AFG | 2022-01-02 | v8 | TRUE
https://raw.githubusercontent.com/mrc-ide/global-lmic-reports/master/AFG/projections.csv | 2021-05-12 | deaths | 7.38 | 7.95 | 8.22 | 8.28 | 8.59 | 9.32 | Surged Maintain Status Quo | Afghanistan | AFG | 2022-01-02 | v8 | TRUE
https://raw.githubusercontent.com/mrc-ide/global-lmic-reports/master/AFG/projections.csv | 2021-05-12 | hospital_demand | 345.74 | 374.14 | 387.01 | 389.44 | 403.04 | 437.57 | Surged Maintain Status Quo | Afghanistan | AFG | 2022-01-02 | v8 | TRUE
https://raw.githubusercontent.com/mrc-ide/global-lmic-reports/master/AFG/projections.csv | 2021-05-12 | ICU_demand | 135.66 | 145.87 | 150.75 | 151.93 | 157.4 | 170.46 | Surged Maintain Status Quo | Afghanistan | AFG | 2022-01-02 | v8 | TRUE
https://raw.githubusercontent.com/mrc-ide/global-lmic-reports/master/AFG/projections.csv | 2021-05-12 | hospital_incidence | 46.86 | 50.62 | 52.17 | 52.59 | 54.58 | 58.7 | Surged Maintain Status Quo | Afghanistan | AFG | 2022-01-02 | v8 | TRUE
https://raw.githubusercontent.com/mrc-ide/global-lmic-reports/master/AFG/projections.csv | 2021-05-12 | ICU_incidence | 14.52 | 15.69 | 16.17 | 16.3 | 16.92 | 18.19 | Surged Maintain Status Quo | Afghanistan | AFG | 2022-01-02 | v8 | TRUE
https://raw.githubusercontent.com/mrc-ide/global-lmic-reports/master/AFG/projections.csv | 2021-05-12 | prevalence | 50272.46 | 54076.42 | 55466.24 | 55748.12 | 57046.31 | 61632.76 | Surged Maintain Status Quo | Afghanistan | AFG | 2022-01-02 | v8 | TRUE
https://raw.githubusercontent.com/mrc-ide/global-lmic-reports/master/AFG/projections.csv | 2021-05-12 | cumulative_infections | 1260813.73 | 1302826.63 | 1331160.52 | 1333549.04 | 1367127.6 | 1415180.85 | Surged Maintain Status Quo | Afghanistan | AFG | 2022-01-02 | v8 | TRUE
https://raw.githubusercontent.com/mrc-ide/global-lmic-reports/master/AFG/projections.csv | 2021-05-12 | cumulative_deaths | 2452 | 2537.77 | 2595.37 | 2602.6 | 2664.57 | 2784.25 | Surged Maintain Status Quo | Afghanistan | AFG | 2022-01-02 | v8 | TRUE
https://raw.githubusercontent.com/mrc-ide/global-lmic-reports/master/AFG/projections.csv | 2021-05-12 | Rt | 1.3 | 1.35 | 1.37 | 1.38 | 1.4 | 1.46 | Surged Maintain Status Quo | Afghanistan | AFG | 2022-01-02 | v8 | TRUE
https://raw.githubusercontent.com/mrc-ide/global-lmic-reports/master/AFG/projections.csv | 2021-05-12 | Reff | 1.24 | 1.28 | 1.31 | 1.31 | 1.33 | 1.39 | Surged Maintain Status Quo | Afghanistan | AFG | 2022-01-02 | v8 | TRUE
https://raw.githubusercontent.com/mrc-ide/global-lmic-reports/master/AFG/projections.csv | 2021-05-12 | infections | 9013.45 | 9657.28 | 9932.28 | 9930.83 | 10090.71 | 11173.95 | Surged Optimistic | Afghanistan | AFG | 2022-01-02 | v8 | TRUE
https://raw.githubusercontent.com/mrc-ide/global-lmic-reports/master/AFG/projections.csv | 2021-05-12 | deaths | 7.38 | 7.95 | 8.22 | 8.28 | 8.59 | 9.32 | Surged Optimistic | Afghanistan | AFG | 2022-01-02 | v8 | TRUE
https://raw.githubusercontent.com/mrc-ide/global-lmic-reports/master/AFG/projections.csv | 2021-05-12 | hospital_demand | 345.74 | 374.14 | 387.01 | 389.44 | 403.04 | 437.57 | Surged Optimistic | Afghanistan | AFG | 2022-01-02 | v8 | TRUE
https://raw.githubusercontent.com/mrc-ide/global-lmic-reports/master/AFG/projections.csv | 2021-05-12 | ICU_demand | 135.66 | 145.87 | 150.75 | 151.93 | 157.4 | 170.46 | Surged Optimistic | Afghanistan | AFG | 2022-01-02 | v8 | TRUE
https://raw.githubusercontent.com/mrc-ide/global-lmic-reports/master/AFG/projections.csv | 2021-05-12 | hospital_incidence | 46.86 | 50.62 | 52.17 | 52.59 | 54.58 | 58.7 | Surged Optimistic | Afghanistan | AFG | 2022-01-02 | v8 | TRUE
https://raw.githubusercontent.com/mrc-ide/global-lmic-reports/master/AFG/projections.csv | 2021-05-12 | ICU_incidence | 14.52 | 15.69 | 16.17 | 16.3 | 16.92 | 18.19 | Surged Optimistic | Afghanistan | AFG | 2022-01-02 | v8 | TRUE
https://raw.githubusercontent.com/mrc-ide/global-lmic-reports/master/AFG/projections.csv | 2021-05-12 | prevalence | 50272.46 | 54076.42 | 55466.24 | 55748.12 | 57046.31 | 61632.76 | Surged Optimistic | Afghanistan | AFG | 2022-01-02 | v8 | TRUE
https://raw.githubusercontent.com/mrc-ide/global-lmic-reports/master/AFG/projections.csv | 2021-05-12 | cumulative_infections | 1260813.73 | 1302826.63 | 1331160.52 | 1333549.04 | 1367127.6 | 1415180.85 | Surged Optimistic | Afghanistan | AFG | 2022-01-02 | v8 | TRUE
https://raw.githubusercontent.com/mrc-ide/global-lmic-reports/master/AFG/projections.csv | 2021-05-12 | cumulative_deaths | 2452 | 2537.77 | 2595.37 | 2602.6 | 2664.57 | 2784.25 | Surged Optimistic | Afghanistan | AFG | 2022-01-02 | v8 | TRUE
https://raw.githubusercontent.com/mrc-ide/global-lmic-reports/master/AFG/projections.csv | 2021-05-12 | Rt | 1.3 | 1.35 | 1.37 | 1.38 | 1.4 | 1.46 | Surged Optimistic | Afghanistan | AFG | 2022-01-02 | v8 | TRUE
https://raw.githubusercontent.com/mrc-ide/global-lmic-reports/master/AFG/projections.csv | 2021-05-12 | Reff | 1.24 | 1.28 | 1.31 | 1.31 | 1.33 | 1.39 | Surged Optimistic | Afghanistan | AFG | 2022-01-02 | v8 | TRUE
https://raw.githubusercontent.com/mrc-ide/global-lmic-reports/master/AFG/projections.csv | 2021-05-12 | infections | 9013.45 | 9657.28 | 9932.28 | 9930.83 | 10090.71 | 11173.95 | Surged Pessimistic | Afghanistan | AFG | 2022-01-02 | v8 | TRUE
https://raw.githubusercontent.com/mrc-ide/global-lmic-reports/master/AFG/projections.csv | 2021-05-12 | deaths | 7.38 | 7.95 | 8.22 | 8.28 | 8.59 | 9.32 | Surged Pessimistic | Afghanistan | AFG | 2022-01-02 | v8 | TRUE
https://raw.githubusercontent.com/mrc-ide/global-lmic-reports/master/AFG/projections.csv | 2021-05-12 | hospital_demand | 345.74 | 374.14 | 387.01 | 389.44 | 403.04 | 437.57 | Surged Pessimistic | Afghanistan | AFG | 2022-01-02 | v8 | TRUE
https://raw.githubusercontent.com/mrc-ide/global-lmic-reports/master/AFG/projections.csv | 2021-05-12 | ICU_demand | 135.66 | 145.87 | 150.75 | 151.93 | 157.4 | 170.46 | Surged Pessimistic | Afghanistan | AFG | 2022-01-02 | v8 | TRUE
https://raw.githubusercontent.com/mrc-ide/global-lmic-reports/master/AFG/projections.csv | 2021-05-12 | hospital_incidence | 46.86 | 50.62 | 52.17 | 52.59 | 54.58 | 58.7 | Surged Pessimistic | Afghanistan | AFG | 2022-01-02 | v8 | TRUE
https://raw.githubusercontent.com/mrc-ide/global-lmic-reports/master/AFG/projections.csv | 2021-05-12 | ICU_incidence | 14.52 | 15.69 | 16.17 | 16.3 | 16.92 | 18.19 | Surged Pessimistic | Afghanistan | AFG | 2022-01-02 | v8 | TRUE
https://raw.githubusercontent.com/mrc-ide/global-lmic-reports/master/AFG/projections.csv | 2021-05-12 | prevalence | 50272.46 | 54076.42 | 55466.24 | 55748.12 | 57046.31 | 61632.76 | Surged Pessimistic | Afghanistan | AFG | 2022-01-02 | v8 | TRUE
https://raw.githubusercontent.com/mrc-ide/global-lmic-reports/master/AFG/projections.csv | 2021-05-12 | cumulative_infections | 1260813.73 | 1302826.63 | 1331160.52 | 1333549.04 | 1367127.6 | 1415180.85 | Surged Pessimistic | Afghanistan | AFG | 2022-01-02 | v8 | TRUE
https://raw.githubusercontent.com/mrc-ide/global-lmic-reports/master/AFG/projections.csv | 2021-05-12 | cumulative_deaths | 2452 | 2537.77 | 2595.37 | 2602.6 | 2664.57 | 2784.25 | Surged Pessimistic | Afghanistan | AFG | 2022-01-02 | v8 | TRUE
https://raw.githubusercontent.com/mrc-ide/global-lmic-reports/master/AFG/projections.csv | 2021-05-12 | Rt | 1.3 | 1.35 | 1.37 | 1.38 | 1.4 | 1.46 | Surged Pessimistic | Afghanistan | AFG | 2022-01-02 | v8 | TRUE
https://raw.githubusercontent.com/mrc-ide/global-lmic-reports/master/AFG/projections.csv | 2021-05-12 | Reff | 1.24 | 1.28 | 1.31 | 1.31 | 1.33 | 1.39 | Surged Pessimistic | Afghanistan | AFG | 2022-01-02 | v8 | TRUE
https://raw.githubusercontent.com/mrc-ide/global-lmic-reports/master/AFG/projections.csv | 2021-05-12 | infections | 9013.45 | 9657.28 | 9932.28 | 9930.83 | 10090.71 | 11173.95 | Surged Relax Interventions 50% | Afghanistan | AFG | 2022-01-02 | v8 | TRUE
https://raw.githubusercontent.com/mrc-ide/global-lmic-reports/master/AFG/projections.csv | 2021-05-12 | deaths | 7.38 | 7.95 | 8.22 | 8.28 | 8.59 | 9.32 | Surged Relax Interventions 50% | Afghanistan | AFG | 2022-01-02 | v8 | TRUE
https://raw.githubusercontent.com/mrc-ide/global-lmic-reports/master/AFG/projections.csv | 2021-05-12 | hospital_demand | 345.74 | 374.14 | 387.01 | 389.44 | 403.04 | 437.57 | Surged Relax Interventions 50% | Afghanistan | AFG | 2022-01-02 | v8 | TRUE
https://raw.githubusercontent.com/mrc-ide/global-lmic-reports/master/AFG/projections.csv | 2021-05-12 | ICU_demand | 135.66 | 145.87 | 150.75 | 151.93 | 157.4 | 170.46 | Surged Relax Interventions 50% | Afghanistan | AFG | 2022-01-02 | v8 | TRUE
https://raw.githubusercontent.com/mrc-ide/global-lmic-reports/master/AFG/projections.csv | 2021-05-12 | hospital_incidence | 46.86 | 50.62 | 52.17 | 52.59 | 54.58 | 58.7 | Surged Relax Interventions 50% | Afghanistan | AFG | 2022-01-02 | v8 | TRUE
https://raw.githubusercontent.com/mrc-ide/global-lmic-reports/master/AFG/projections.csv | 2021-05-12 | ICU_incidence | 14.52 | 15.69 | 16.17 | 16.3 | 16.92 | 18.19 | Surged Relax Interventions 50% | Afghanistan | AFG | 2022-01-02 | v8 | TRUE
https://raw.githubusercontent.com/mrc-ide/global-lmic-reports/master/AFG/projections.csv | 2021-05-12 | prevalence | 50272.46 | 54076.42 | 55466.24 | 55748.12 | 57046.31 | 61632.76 | Surged Relax Interventions 50% | Afghanistan | AFG | 2022-01-02 | v8 | TRUE
https://raw.githubusercontent.com/mrc-ide/global-lmic-reports/master/AFG/projections.csv | 2021-05-12 | cumulative_infections | 1260813.73 | 1302826.63 | 1331160.52 | 1333549.04 | 1367127.6 | 1415180.85 | Surged Relax Interventions 50% | Afghanistan | AFG | 2022-01-02 | v8 | TRUE
https://raw.githubusercontent.com/mrc-ide/global-lmic-reports/master/AFG/projections.csv | 2021-05-12 | cumulative_deaths | 2452 | 2537.77 | 2595.37 | 2602.6 | 2664.57 | 2784.25 | Surged Relax Interventions 50% | Afghanistan | AFG | 2022-01-02 | v8 | TRUE
https://raw.githubusercontent.com/mrc-ide/global-lmic-reports/master/AFG/projections.csv | 2021-05-12 | Rt | 1.3 | 1.35 | 1.37 | 1.38 | 1.4 | 1.46 | Surged Relax Interventions 50% | Afghanistan | AFG | 2022-01-02 | v8 | TRUE
https://raw.githubusercontent.com/mrc-ide/global-lmic-reports/master/AFG/projections.csv | 2021-05-12 | Reff | 1.24 | 1.28 | 1.31 | 1.31 | 1.33 | 1.39 | Surged Relax Interventions 50% | Afghanistan | AFG | 2022-01-02 | v8 | TRUE
https://raw.githubusercontent.com/mrc-ide/global-lmic-reports/master/AFG/projections.csv | 2021-05-13 | infections | 9076.05 | 9481.13 | 10013.22 | 9998.56 | 10395.19 | 11076.82 | Additional 50% Reduction | Afghanistan | AFG | 2022-01-02 | v8 | TRUE
https://raw.githubusercontent.com/mrc-ide/global-lmic-reports/master/AFG/projections.csv | 2021-05-13 | deaths | 7.51 | 8.23 | 8.51 | 8.53 | 8.86 | 9.62 | Additional 50% Reduction | Afghanistan | AFG | 2022-01-02 | v8 | TRUE
https://raw.githubusercontent.com/mrc-ide/global-lmic-reports/master/AFG/projections.csv | 2021-05-13 | hospital_demand | 355.95 | 389.1 | 402.6 | 402.69 | 418.85 | 453.02 | Additional 50% Reduction | Afghanistan | AFG | 2022-01-02 | v8 | TRUE
https://raw.githubusercontent.com/mrc-ide/global-lmic-reports/master/AFG/projections.csv | 2021-05-13 | ICU_demand | 138.75 | 151.6 | 156.74 | 157.1 | 163.13 | 176.89 | Additional 50% Reduction | Afghanistan | AFG | 2022-01-02 | v8 | TRUE
https://raw.githubusercontent.com/mrc-ide/global-lmic-reports/master/AFG/projections.csv | 2021-05-13 | hospital_incidence | 48.54 | 52.08 | 54.56 | 54.6 | 56.63 | 60.91 | Additional 50% Reduction | Afghanistan | AFG | 2022-01-02 | v8 | TRUE
https://raw.githubusercontent.com/mrc-ide/global-lmic-reports/master/AFG/projections.csv | 2021-05-13 | ICU_incidence | 15.06 | 16.16 | 16.93 | 16.94 | 17.57 | 18.89 | Additional 50% Reduction | Afghanistan | AFG | 2022-01-02 | v8 | TRUE
https://raw.githubusercontent.com/mrc-ide/global-lmic-reports/master/AFG/projections.csv | 2021-05-13 | prevalence | 52688.32 | 55674.05 | 58882.93 | 58337.52 | 60287.81 | 64475.29 | Additional 50% Reduction | Afghanistan | AFG | 2022-01-02 | v8 | TRUE
https://raw.githubusercontent.com/mrc-ide/global-lmic-reports/master/AFG/projections.csv | 2021-05-13 | cumulative_infections | 1270762.35 | 1317351.31 | 1342908.99 | 1354206.86 | 1380554.23 | 1491797.49 | Additional 50% Reduction | Afghanistan | AFG | 2022-01-02 | v8 | TRUE
https://raw.githubusercontent.com/mrc-ide/global-lmic-reports/master/AFG/projections.csv | 2021-05-13 | cumulative_deaths | 2471.16 | 2567.84 | 2641.01 | 2648.26 | 2702.54 | 2944.93 | Additional 50% Reduction | Afghanistan | AFG | 2022-01-02 | v8 | TRUE
https://raw.githubusercontent.com/mrc-ide/global-lmic-reports/master/AFG/projections.csv | 2021-05-13 | Rt | 1.09 | 1.18 | 1.2 | 1.2 | 1.22 | 1.28 | Additional 50% Reduction | Afghanistan | AFG | 2022-01-02 | v8 | TRUE
https://raw.githubusercontent.com/mrc-ide/global-lmic-reports/master/AFG/projections.csv | 2021-05-13 | Reff | 1.04 | 1.13 | 1.14 | 1.14 | 1.16 | 1.22 | Additional 50% Reduction | Afghanistan | AFG | 2022-01-02 | v8 | TRUE
https://raw.githubusercontent.com/mrc-ide/global-lmic-reports/master/AFG/projections.csv | 2021-05-13 | infections | 9076.05 | 9481.13 | 10013.22 | 9998.56 | 10395.19 | 11076.82 | Maintain Status Quo | Afghanistan | AFG | 2022-01-02 | v8 | TRUE
https://raw.githubusercontent.com/mrc-ide/global-lmic-reports/master/AFG/projections.csv | 2021-05-13 | deaths | 7.51 | 8.23 | 8.51 | 8.53 | 8.86 | 9.62 | Maintain Status Quo | Afghanistan | AFG | 2022-01-02 | v8 | TRUE
https://raw.githubusercontent.com/mrc-ide/global-lmic-reports/master/AFG/projections.csv | 2021-05-13 | hospital_demand | 355.95 | 389.1 | 402.6 | 402.69 | 418.85 | 453.02 | Maintain Status Quo | Afghanistan | AFG | 2022-01-02 | v8 | TRUE
https://raw.githubusercontent.com/mrc-ide/global-lmic-reports/master/AFG/projections.csv | 2021-05-13 | ICU_demand | 138.75 | 151.6 | 156.74 | 157.1 | 163.13 | 176.89 | Maintain Status Quo | Afghanistan | AFG | 2022-01-02 | v8 | TRUE
https://raw.githubusercontent.com/mrc-ide/global-lmic-reports/master/AFG/projections.csv | 2021-05-13 | hospital_incidence | 48.54 | 52.08 | 54.56 | 54.6 | 56.63 | 60.91 | Maintain Status Quo | Afghanistan | AFG | 2022-01-02 | v8 | TRUE
https://raw.githubusercontent.com/mrc-ide/global-lmic-reports/master/AFG/projections.csv | 2021-05-13 | ICU_incidence | 15.06 | 16.16 | 16.93 | 16.94 | 17.57 | 18.89 | Maintain Status Quo | Afghanistan | AFG | 2022-01-02 | v8 | TRUE
https://raw.githubusercontent.com/mrc-ide/global-lmic-reports/master/AFG/projections.csv | 2021-05-13 | prevalence | 52688.32 | 55674.05 | 58882.93 | 58337.52 | 60287.81 | 64475.29 | Maintain Status Quo | Afghanistan | AFG | 2022-01-02 | v8 | TRUE
https://raw.githubusercontent.com/mrc-ide/global-lmic-reports/master/AFG/projections.csv | 2021-05-13 | cumulative_infections | 1270762.35 | 1317351.31 | 1342908.99 | 1354206.86 | 1380554.23 | 1491797.49 | Maintain Status Quo | Afghanistan | AFG | 2022-01-02 | v8 | TRUE
https://raw.githubusercontent.com/mrc-ide/global-lmic-reports/master/AFG/projections.csv | 2021-05-13 | cumulative_deaths | 2471.16 | 2567.84 | 2641.01 | 2648.26 | 2702.54 | 2944.93 | Maintain Status Quo | Afghanistan | AFG | 2022-01-02 | v8 | TRUE
https://raw.githubusercontent.com/mrc-ide/global-lmic-reports/master/AFG/projections.csv | 2021-05-13 | Rt | 1.09 | 1.18 | 1.2 | 1.2 | 1.22 | 1.28 | Maintain Status Quo | Afghanistan | AFG | 2022-01-02 | v8 | TRUE
https://raw.githubusercontent.com/mrc-ide/global-lmic-reports/master/AFG/projections.csv | 2021-05-13 | Reff | 1.04 | 1.13 | 1.14 | 1.14 | 1.16 | 1.22 | Maintain Status Quo | Afghanistan | AFG | 2022-01-02 | v8 | TRUE
https://raw.githubusercontent.com/mrc-ide/global-lmic-reports/master/AFG/projections.csv | 2021-05-13 | infections | 9076.05 | 9481.13 | 10013.22 | 9998.56 | 10395.19 | 11076.82 | Optimistic | Afghanistan | AFG | 2022-01-02 | v8 | TRUE
https://raw.githubusercontent.com/mrc-ide/global-lmic-reports/master/AFG/projections.csv | 2021-05-13 | deaths | 7.51 | 8.23 | 8.51 | 8.53 | 8.86 | 9.62 | Optimistic | Afghanistan | AFG | 2022-01-02 | v8 | TRUE
https://raw.githubusercontent.com/mrc-ide/global-lmic-reports/master/AFG/projections.csv | 2021-05-13 | hospital_demand | 355.95 | 389.1 | 402.6 | 402.69 | 418.85 | 453.02 | Optimistic | Afghanistan | AFG | 2022-01-02 | v8 | TRUE
https://raw.githubusercontent.com/mrc-ide/global-lmic-reports/master/AFG/projections.csv | 2021-05-13 | ICU_demand | 138.75 | 151.6 | 156.74 | 157.1 | 163.13 | 176.89 | Optimistic | Afghanistan | AFG | 2022-01-02 | v8 | TRUE
https://raw.githubusercontent.com/mrc-ide/global-lmic-reports/master/AFG/projections.csv | 2021-05-13 | hospital_incidence | 48.54 | 52.08 | 54.56 | 54.6 | 56.63 | 60.91 | Optimistic | Afghanistan | AFG | 2022-01-02 | v8 | TRUE
https://raw.githubusercontent.com/mrc-ide/global-lmic-reports/master/AFG/projections.csv | 2021-05-13 | ICU_incidence | 15.06 | 16.16 | 16.93 | 16.94 | 17.57 | 18.89 | Optimistic | Afghanistan | AFG | 2022-01-02 | v8 | TRUE
https://raw.githubusercontent.com/mrc-ide/global-lmic-reports/master/AFG/projections.csv | 2021-05-13 | prevalence | 52688.32 | 55674.05 | 58882.93 | 58337.52 | 60287.81 | 64475.29 | Optimistic | Afghanistan | AFG | 2022-01-02 | v8 | TRUE
https://raw.githubusercontent.com/mrc-ide/global-lmic-reports/master/AFG/projections.csv | 2021-05-13 | cumulative_infections | 1270762.35 | 1317351.31 | 1342908.99 | 1354206.86 | 1380554.23 | 1491797.49 | Optimistic | Afghanistan | AFG | 2022-01-02 | v8 | TRUE
https://raw.githubusercontent.com/mrc-ide/global-lmic-reports/master/AFG/projections.csv | 2021-05-13 | cumulative_deaths | 2471.16 | 2567.84 | 2641.01 | 2648.26 | 2702.54 | 2944.93 | Optimistic | Afghanistan | AFG | 2022-01-02 | v8 | TRUE
https://raw.githubusercontent.com/mrc-ide/global-lmic-reports/master/AFG/projections.csv | 2021-05-13 | Rt | 1.09 | 1.18 | 1.2 | 1.2 | 1.22 | 1.28 | Optimistic | Afghanistan | AFG | 2022-01-02 | v8 | TRUE
https://raw.githubusercontent.com/mrc-ide/global-lmic-reports/master/AFG/projections.csv | 2021-05-13 | Reff | 1.04 | 1.13 | 1.14 | 1.14 | 1.16 | 1.22 | Optimistic | Afghanistan | AFG | 2022-01-02 | v8 | TRUE
https://raw.githubusercontent.com/mrc-ide/global-lmic-reports/master/AFG/projections.csv | 2021-05-13 | infections | 9076.05 | 9481.13 | 10013.22 | 9998.56 | 10395.19 | 11076.82 | Pessimistic | Afghanistan | AFG | 2022-01-02 | v8 | TRUE
https://raw.githubusercontent.com/mrc-ide/global-lmic-reports/master/AFG/projections.csv | 2021-05-13 | deaths | 7.51 | 8.23 | 8.51 | 8.53 | 8.86 | 9.62 | Pessimistic | Afghanistan | AFG | 2022-01-02 | v8 | TRUE
https://raw.githubusercontent.com/mrc-ide/global-lmic-reports/master/AFG/projections.csv | 2021-05-13 | hospital_demand | 355.95 | 389.1 | 402.6 | 402.69 | 418.85 | 453.02 | Pessimistic | Afghanistan | AFG | 2022-01-02 | v8 | TRUE
https://raw.githubusercontent.com/mrc-ide/global-lmic-reports/master/AFG/projections.csv | 2021-05-13 | ICU_demand | 138.75 | 151.6 | 156.74 | 157.1 | 163.13 | 176.89 | Pessimistic | Afghanistan | AFG | 2022-01-02 | v8 | TRUE
https://raw.githubusercontent.com/mrc-ide/global-lmic-reports/master/AFG/projections.csv | 2021-05-13 | hospital_incidence | 48.54 | 52.08 | 54.56 | 54.6 | 56.63 | 60.91 | Pessimistic | Afghanistan | AFG | 2022-01-02 | v8 | TRUE
https://raw.githubusercontent.com/mrc-ide/global-lmic-reports/master/AFG/projections.csv | 2021-05-13 | ICU_incidence | 15.06 | 16.16 | 16.93 | 16.94 | 17.57 | 18.89 | Pessimistic | Afghanistan | AFG | 2022-01-02 | v8 | TRUE
https://raw.githubusercontent.com/mrc-ide/global-lmic-reports/master/AFG/projections.csv | 2021-05-13 | prevalence | 52688.32 | 55674.05 | 58882.93 | 58337.52 | 60287.81 | 64475.29 | Pessimistic | Afghanistan | AFG | 2022-01-02 | v8 | TRUE
https://raw.githubusercontent.com/mrc-ide/global-lmic-reports/master/AFG/projections.csv | 2021-05-13 | cumulative_infections | 1270762.35 | 1317351.31 | 1342908.99 | 1354206.86 | 1380554.23 | 1491797.49 | Pessimistic | Afghanistan | AFG | 2022-01-02 | v8 | TRUE
https://raw.githubusercontent.com/mrc-ide/global-lmic-reports/master/AFG/projections.csv | 2021-05-13 | cumulative_deaths | 2471.16 | 2567.84 | 2641.01 | 2648.26 | 2702.54 | 2944.93 | Pessimistic | Afghanistan | AFG | 2022-01-02 | v8 | TRUE
https://raw.githubusercontent.com/mrc-ide/global-lmic-reports/master/AFG/projections.csv | 2021-05-13 | Rt | 1.09 | 1.18 | 1.2 | 1.2 | 1.22 | 1.28 | Pessimistic | Afghanistan | AFG | 2022-01-02 | v8 | TRUE
https://raw.githubusercontent.com/mrc-ide/global-lmic-reports/master/AFG/projections.csv | 2021-05-13 | Reff | 1.04 | 1.13 | 1.14 | 1.14 | 1.16 | 1.22 | Pessimistic | Afghanistan | AFG | 2022-01-02 | v8 | TRUE
https://raw.githubusercontent.com/mrc-ide/global-lmic-reports/master/AFG/projections.csv | 2021-05-13 | infections | 9076.05 | 9481.13 | 10013.22 | 9998.56 | 10395.19 | 11076.82 | Relax Interventions 50% | Afghanistan | AFG | 2022-01-02 | v8 | TRUE
https://raw.githubusercontent.com/mrc-ide/global-lmic-reports/master/AFG/projections.csv | 2021-05-13 | deaths | 7.51 | 8.23 | 8.51 | 8.53 | 8.86 | 9.62 | Relax Interventions 50% | Afghanistan | AFG | 2022-01-02 | v8 | TRUE
https://raw.githubusercontent.com/mrc-ide/global-lmic-reports/master/AFG/projections.csv | 2021-05-13 | hospital_demand | 355.95 | 389.1 | 402.6 | 402.69 | 418.85 | 453.02 | Relax Interventions 50% | Afghanistan | AFG | 2022-01-02 | v8 | TRUE
https://raw.githubusercontent.com/mrc-ide/global-lmic-reports/master/AFG/projections.csv | 2021-05-13 | ICU_demand | 138.75 | 151.6 | 156.74 | 157.1 | 163.13 | 176.89 | Relax Interventions 50% | Afghanistan | AFG | 2022-01-02 | v8 | TRUE
https://raw.githubusercontent.com/mrc-ide/global-lmic-reports/master/AFG/projections.csv | 2021-05-13 | hospital_incidence | 48.54 | 52.08 | 54.56 | 54.6 | 56.63 | 60.91 | Relax Interventions 50% | Afghanistan | AFG | 2022-01-02 | v8 | TRUE
https://raw.githubusercontent.com/mrc-ide/global-lmic-reports/master/AFG/projections.csv | 2021-05-13 | ICU_incidence | 15.06 | 16.16 | 16.93 | 16.94 | 17.57 | 18.89 | Relax Interventions 50% | Afghanistan | AFG | 2022-01-02 | v8 | TRUE
https://raw.githubusercontent.com/mrc-ide/global-lmic-reports/master/AFG/projections.csv | 2021-05-13 | prevalence | 52688.32 | 55674.05 | 58882.93 | 58337.52 | 60287.81 | 64475.29 | Relax Interventions 50% | Afghanistan | AFG | 2022-01-02 | v8 | TRUE
https://raw.githubusercontent.com/mrc-ide/global-lmic-reports/master/AFG/projections.csv | 2021-05-13 | cumulative_infections | 1270762.35 | 1317351.31 | 1342908.99 | 1354206.86 | 1380554.23 | 1491797.49 | Relax Interventions 50% | Afghanistan | AFG | 2022-01-02 | v8 | TRUE
https://raw.githubusercontent.com/mrc-ide/global-lmic-reports/master/AFG/projections.csv | 2021-05-13 | cumulative_deaths | 2471.16 | 2567.84 | 2641.01 | 2648.26 | 2702.54 | 2944.93 | Relax Interventions 50% | Afghanistan | AFG | 2022-01-02 | v8 | TRUE
https://raw.githubusercontent.com/mrc-ide/global-lmic-reports/master/AFG/projections.csv | 2021-05-13 | Rt | 1.09 | 1.18 | 1.2 | 1.2 | 1.22 | 1.28 | Relax Interventions 50% | Afghanistan | AFG | 2022-01-02 | v8 | TRUE
https://raw.githubusercontent.com/mrc-ide/global-lmic-reports/master/AFG/projections.csv | 2021-05-13 | Reff | 1.04 | 1.13 | 1.14 | 1.14 | 1.16 | 1.22 | Relax Interventions 50% | Afghanistan | AFG | 2022-01-02 | v8 | TRUE
https://raw.githubusercontent.com/mrc-ide/global-lmic-reports/master/AFG/projections.csv | 2021-05-13 | infections | 8958.98 | 9647.11 | 9933.82 | 9921.99 | 10156.91 | 10885.26 | Surged Additional 50% Reduction | Afghanistan | AFG | 2022-01-02 | v8 | TRUE
https://raw.githubusercontent.com/mrc-ide/global-lmic-reports/master/AFG/projections.csv | 2021-05-13 | deaths | 7.64 | 8.23 | 8.51 | 8.58 | 8.89 | 9.64 | Surged Additional 50% Reduction | Afghanistan | AFG | 2022-01-02 | v8 | TRUE
https://raw.githubusercontent.com/mrc-ide/global-lmic-reports/master/AFG/projections.csv | 2021-05-13 | hospital_demand | 359.36 | 388.92 | 401.48 | 404.34 | 418.51 | 453.56 | Surged Additional 50% Reduction | Afghanistan | AFG | 2022-01-02 | v8 | TRUE
https://raw.githubusercontent.com/mrc-ide/global-lmic-reports/master/AFG/projections.csv | 2021-05-13 | ICU_demand | 141.04 | 151.78 | 156.63 | 157.84 | 163.43 | 176.9 | Surged Additional 50% Reduction | Afghanistan | AFG | 2022-01-02 | v8 | TRUE
https://raw.githubusercontent.com/mrc-ide/global-lmic-reports/master/AFG/projections.csv | 2021-05-13 | hospital_incidence | 49.05 | 52.7 | 54.45 | 54.62 | 56.44 | 60.73 | Surged Additional 50% Reduction | Afghanistan | AFG | 2022-01-02 | v8 | TRUE
https://raw.githubusercontent.com/mrc-ide/global-lmic-reports/master/AFG/projections.csv | 2021-05-13 | ICU_incidence | 15.22 | 16.35 | 16.89 | 16.94 | 17.51 | 18.84 | Surged Additional 50% Reduction | Afghanistan | AFG | 2022-01-02 | v8 | TRUE
https://raw.githubusercontent.com/mrc-ide/global-lmic-reports/master/AFG/projections.csv | 2021-05-13 | prevalence | 52353.33 | 56315.34 | 57904.93 | 58094.25 | 59498.52 | 64133.13 | Surged Additional 50% Reduction | Afghanistan | AFG | 2022-01-02 | v8 | TRUE
https://raw.githubusercontent.com/mrc-ide/global-lmic-reports/master/AFG/projections.csv | 2021-05-13 | cumulative_infections | 1270554.15 | 1313021.57 | 1341106.29 | 1343471.03 | 1377065.25 | 1425408.43 | Surged Additional 50% Reduction | Afghanistan | AFG | 2022-01-02 | v8 | TRUE
https://raw.githubusercontent.com/mrc-ide/global-lmic-reports/master/AFG/projections.csv | 2021-05-13 | cumulative_deaths | 2459.87 | 2546.11 | 2603.53 | 2611.17 | 2673.64 | 2793.49 | Surged Additional 50% Reduction | Afghanistan | AFG | 2022-01-02 | v8 | TRUE
https://raw.githubusercontent.com/mrc-ide/global-lmic-reports/master/AFG/projections.csv | 2021-05-13 | Rt | 1.12 | 1.19 | 1.21 | 1.2 | 1.22 | 1.28 | Surged Additional 50% Reduction | Afghanistan | AFG | 2022-01-02 | v8 | TRUE
https://raw.githubusercontent.com/mrc-ide/global-lmic-reports/master/AFG/projections.csv | 2021-05-13 | Reff | 1.06 | 1.13 | 1.15 | 1.15 | 1.16 | 1.22 | Surged Additional 50% Reduction | Afghanistan | AFG | 2022-01-02 | v8 | TRUE
https://raw.githubusercontent.com/mrc-ide/global-lmic-reports/master/AFG/projections.csv | 2021-05-13 | infections | 8958.98 | 9647.11 | 9933.82 | 9921.99 | 10156.91 | 10885.26 | Surged Maintain Status Quo | Afghanistan | AFG | 2022-01-02 | v8 | TRUE
https://raw.githubusercontent.com/mrc-ide/global-lmic-reports/master/AFG/projections.csv | 2021-05-13 | deaths | 7.64 | 8.23 | 8.51 | 8.58 | 8.89 | 9.64 | Surged Maintain Status Quo | Afghanistan | AFG | 2022-01-02 | v8 | TRUE
https://raw.githubusercontent.com/mrc-ide/global-lmic-reports/master/AFG/projections.csv | 2021-05-13 | hospital_demand | 359.36 | 388.92 | 401.48 | 404.34 | 418.51 | 453.56 | Surged Maintain Status Quo | Afghanistan | AFG | 2022-01-02 | v8 | TRUE
https://raw.githubusercontent.com/mrc-ide/global-lmic-reports/master/AFG/projections.csv | 2021-05-13 | ICU_demand | 141.04 | 151.78 | 156.63 | 157.84 | 163.43 | 176.9 | Surged Maintain Status Quo | Afghanistan | AFG | 2022-01-02 | v8 | TRUE
https://raw.githubusercontent.com/mrc-ide/global-lmic-reports/master/AFG/projections.csv | 2021-05-13 | hospital_incidence | 49.05 | 52.7 | 54.45 | 54.62 | 56.44 | 60.73 | Surged Maintain Status Quo | Afghanistan | AFG | 2022-01-02 | v8 | TRUE
https://raw.githubusercontent.com/mrc-ide/global-lmic-reports/master/AFG/projections.csv | 2021-05-13 | ICU_incidence | 15.22 | 16.35 | 16.89 | 16.94 | 17.51 | 18.84 | Surged Maintain Status Quo | Afghanistan | AFG | 2022-01-02 | v8 | TRUE
https://raw.githubusercontent.com/mrc-ide/global-lmic-reports/master/AFG/projections.csv | 2021-05-13 | prevalence | 52353.33 | 56315.34 | 57904.93 | 58094.25 | 59498.52 | 64133.13 | Surged Maintain Status Quo | Afghanistan | AFG | 2022-01-02 | v8 | TRUE
https://raw.githubusercontent.com/mrc-ide/global-lmic-reports/master/AFG/projections.csv | 2021-05-13 | cumulative_infections | 1270554.15 | 1313021.57 | 1341106.29 | 1343471.03 | 1377065.25 | 1425408.43 | Surged Maintain Status Quo | Afghanistan | AFG | 2022-01-02 | v8 | TRUE
https://raw.githubusercontent.com/mrc-ide/global-lmic-reports/master/AFG/projections.csv | 2021-05-13 | cumulative_deaths | 2459.87 | 2546.11 | 2603.53 | 2611.17 | 2673.64 | 2793.49 | Surged Maintain Status Quo | Afghanistan | AFG | 2022-01-02 | v8 | TRUE
https://raw.githubusercontent.com/mrc-ide/global-lmic-reports/master/AFG/projections.csv | 2021-05-13 | Rt | 1.12 | 1.19 | 1.21 | 1.2 | 1.22 | 1.28 | Surged Maintain Status Quo | Afghanistan | AFG | 2022-01-02 | v8 | TRUE
https://raw.githubusercontent.com/mrc-ide/global-lmic-reports/master/AFG/projections.csv | 2021-05-13 | Reff | 1.06 | 1.13 | 1.15 | 1.15 | 1.16 | 1.22 | Surged Maintain Status Quo | Afghanistan | AFG | 2022-01-02 | v8 | TRUE
https://raw.githubusercontent.com/mrc-ide/global-lmic-reports/master/AFG/projections.csv | 2021-05-13 | infections | 8958.98 | 9647.11 | 9933.82 | 9921.99 | 10156.91 | 10885.26 | Surged Optimistic | Afghanistan | AFG | 2022-01-02 | v8 | TRUE
https://raw.githubusercontent.com/mrc-ide/global-lmic-reports/master/AFG/projections.csv | 2021-05-13 | deaths | 7.64 | 8.23 | 8.51 | 8.58 | 8.89 | 9.64 | Surged Optimistic | Afghanistan | AFG | 2022-01-02 | v8 | TRUE
https://raw.githubusercontent.com/mrc-ide/global-lmic-reports/master/AFG/projections.csv | 2021-05-13 | hospital_demand | 359.36 | 388.92 | 401.48 | 404.34 | 418.51 | 453.56 | Surged Optimistic | Afghanistan | AFG | 2022-01-02 | v8 | TRUE
https://raw.githubusercontent.com/mrc-ide/global-lmic-reports/master/AFG/projections.csv | 2021-05-13 | ICU_demand | 141.04 | 151.78 | 156.63 | 157.84 | 163.43 | 176.9 | Surged Optimistic | Afghanistan | AFG | 2022-01-02 | v8 | TRUE
https://raw.githubusercontent.com/mrc-ide/global-lmic-reports/master/AFG/projections.csv | 2021-05-13 | hospital_incidence | 49.05 | 52.7 | 54.45 | 54.62 | 56.44 | 60.73 | Surged Optimistic | Afghanistan | AFG | 2022-01-02 | v8 | TRUE
https://raw.githubusercontent.com/mrc-ide/global-lmic-reports/master/AFG/projections.csv | 2021-05-13 | ICU_incidence | 15.22 | 16.35 | 16.89 | 16.94 | 17.51 | 18.84 | Surged Optimistic | Afghanistan | AFG | 2022-01-02 | v8 | TRUE
https://raw.githubusercontent.com/mrc-ide/global-lmic-reports/master/AFG/projections.csv | 2021-05-13 | prevalence | 52353.33 | 56315.34 | 57904.93 | 58094.25 | 59498.52 | 64133.13 | Surged Optimistic | Afghanistan | AFG | 2022-01-02 | v8 | TRUE
https://raw.githubusercontent.com/mrc-ide/global-lmic-reports/master/AFG/projections.csv | 2021-05-13 | cumulative_infections | 1270554.15 | 1313021.57 | 1341106.29 | 1343471.03 | 1377065.25 | 1425408.43 | Surged Optimistic | Afghanistan | AFG | 2022-01-02 | v8 | TRUE
https://raw.githubusercontent.com/mrc-ide/global-lmic-reports/master/AFG/projections.csv | 2021-05-13 | cumulative_deaths | 2459.87 | 2546.11 | 2603.53 | 2611.17 | 2673.64 | 2793.49 | Surged Optimistic | Afghanistan | AFG | 2022-01-02 | v8 | TRUE
https://raw.githubusercontent.com/mrc-ide/global-lmic-reports/master/AFG/projections.csv | 2021-05-13 | Rt | 1.12 | 1.19 | 1.21 | 1.2 | 1.22 | 1.28 | Surged Optimistic | Afghanistan | AFG | 2022-01-02 | v8 | TRUE
https://raw.githubusercontent.com/mrc-ide/global-lmic-reports/master/AFG/projections.csv | 2021-05-13 | Reff | 1.06 | 1.13 | 1.15 | 1.15 | 1.16 | 1.22 | Surged Optimistic | Afghanistan | AFG | 2022-01-02 | v8 | TRUE
https://raw.githubusercontent.com/mrc-ide/global-lmic-reports/master/AFG/projections.csv | 2021-05-13 | infections | 8958.98 | 9647.11 | 9933.82 | 9921.99 | 10156.91 | 10885.26 | Surged Pessimistic | Afghanistan | AFG | 2022-01-02 | v8 | TRUE
https://raw.githubusercontent.com/mrc-ide/global-lmic-reports/master/AFG/projections.csv | 2021-05-13 | deaths | 7.64 | 8.23 | 8.51 | 8.58 | 8.89 | 9.64 | Surged Pessimistic | Afghanistan | AFG | 2022-01-02 | v8 | TRUE
https://raw.githubusercontent.com/mrc-ide/global-lmic-reports/master/AFG/projections.csv | 2021-05-13 | hospital_demand | 359.36 | 388.92 | 401.48 | 404.34 | 418.51 | 453.56 | Surged Pessimistic | Afghanistan | AFG | 2022-01-02 | v8 | TRUE
https://raw.githubusercontent.com/mrc-ide/global-lmic-reports/master/AFG/projections.csv | 2021-05-13 | ICU_demand | 141.04 | 151.78 | 156.63 | 157.84 | 163.43 | 176.9 | Surged Pessimistic | Afghanistan | AFG | 2022-01-02 | v8 | TRUE
https://raw.githubusercontent.com/mrc-ide/global-lmic-reports/master/AFG/projections.csv | 2021-05-13 | hospital_incidence | 49.05 | 52.7 | 54.45 | 54.62 | 56.44 | 60.73 | Surged Pessimistic | Afghanistan | AFG | 2022-01-02 | v8 | TRUE
https://raw.githubusercontent.com/mrc-ide/global-lmic-reports/master/AFG/projections.csv | 2021-05-13 | ICU_incidence | 15.22 | 16.35 | 16.89 | 16.94 | 17.51 | 18.84 | Surged Pessimistic | Afghanistan | AFG | 2022-01-02 | v8 | TRUE
https://raw.githubusercontent.com/mrc-ide/global-lmic-reports/master/AFG/projections.csv | 2021-05-13 | prevalence | 52353.33 | 56315.34 | 57904.93 | 58094.25 | 59498.52 | 64133.13 | Surged Pessimistic | Afghanistan | AFG | 2022-01-02 | v8 | TRUE
https://raw.githubusercontent.com/mrc-ide/global-lmic-reports/master/AFG/projections.csv | 2021-05-13 | cumulative_infections | 1270554.15 | 1313021.57 | 1341106.29 | 1343471.03 | 1377065.25 | 1425408.43 | Surged Pessimistic | Afghanistan | AFG | 2022-01-02 | v8 | TRUE
https://raw.githubusercontent.com/mrc-ide/global-lmic-reports/master/AFG/projections.csv | 2021-05-13 | cumulative_deaths | 2459.87 | 2546.11 | 2603.53 | 2611.17 | 2673.64 | 2793.49 | Surged Pessimistic | Afghanistan | AFG | 2022-01-02 | v8 | TRUE
https://raw.githubusercontent.com/mrc-ide/global-lmic-reports/master/AFG/projections.csv | 2021-05-13 | Rt | 1.12 | 1.19 | 1.21 | 1.2 | 1.22 | 1.28 | Surged Pessimistic | Afghanistan | AFG | 2022-01-02 | v8 | TRUE
https://raw.githubusercontent.com/mrc-ide/global-lmic-reports/master/AFG/projections.csv | 2021-05-13 | Reff | 1.06 | 1.13 | 1.15 | 1.15 | 1.16 | 1.22 | Surged Pessimistic | Afghanistan | AFG | 2022-01-02 | v8 | TRUE
https://raw.githubusercontent.com/mrc-ide/global-lmic-reports/master/AFG/projections.csv | 2021-05-13 | infections | 8958.98 | 9647.11 | 9933.82 | 9921.99 | 10156.91 | 10885.26 | Surged Relax Interventions 50% | Afghanistan | AFG | 2022-01-02 | v8 | TRUE
https://raw.githubusercontent.com/mrc-ide/global-lmic-reports/master/AFG/projections.csv | 2021-05-13 | deaths | 7.64 | 8.23 | 8.51 | 8.58 | 8.89 | 9.64 | Surged Relax Interventions 50% | Afghanistan | AFG | 2022-01-02 | v8 | TRUE
https://raw.githubusercontent.com/mrc-ide/global-lmic-reports/master/AFG/projections.csv | 2021-05-13 | hospital_demand | 359.36 | 388.92 | 401.48 | 404.34 | 418.51 | 453.56 | Surged Relax Interventions 50% | Afghanistan | AFG | 2022-01-02 | v8 | TRUE
https://raw.githubusercontent.com/mrc-ide/global-lmic-reports/master/AFG/projections.csv | 2021-05-13 | ICU_demand | 141.04 | 151.78 | 156.63 | 157.84 | 163.43 | 176.9 | Surged Relax Interventions 50% | Afghanistan | AFG | 2022-01-02 | v8 | TRUE
https://raw.githubusercontent.com/mrc-ide/global-lmic-reports/master/AFG/projections.csv | 2021-05-13 | hospital_incidence | 49.05 | 52.7 | 54.45 | 54.62 | 56.44 | 60.73 | Surged Relax Interventions 50% | Afghanistan | AFG | 2022-01-02 | v8 | TRUE
https://raw.githubusercontent.com/mrc-ide/global-lmic-reports/master/AFG/projections.csv | 2021-05-13 | ICU_incidence | 15.22 | 16.35 | 16.89 | 16.94 | 17.51 | 18.84 | Surged Relax Interventions 50% | Afghanistan | AFG | 2022-01-02 | v8 | TRUE
https://raw.githubusercontent.com/mrc-ide/global-lmic-reports/master/AFG/projections.csv | 2021-05-13 | prevalence | 52353.33 | 56315.34 | 57904.93 | 58094.25 | 59498.52 | 64133.13 | Surged Relax Interventions 50% | Afghanistan | AFG | 2022-01-02 | v8 | TRUE
https://raw.githubusercontent.com/mrc-ide/global-lmic-reports/master/AFG/projections.csv | 2021-05-13 | cumulative_infections | 1270554.15 | 1313021.57 | 1341106.29 | 1343471.03 | 1377065.25 | 1425408.43 | Surged Relax Interventions 50% | Afghanistan | AFG | 2022-01-02 | v8 | TRUE
https://raw.githubusercontent.com/mrc-ide/global-lmic-reports/master/AFG/projections.csv | 2021-05-13 | cumulative_deaths | 2459.87 | 2546.11 | 2603.53 | 2611.17 | 2673.64 | 2793.49 | Surged Relax Interventions 50% | Afghanistan | AFG | 2022-01-02 | v8 | TRUE
https://raw.githubusercontent.com/mrc-ide/global-lmic-reports/master/AFG/projections.csv | 2021-05-13 | Rt | 1.12 | 1.19 | 1.21 | 1.2 | 1.22 | 1.28 | Surged Relax Interventions 50% | Afghanistan | AFG | 2022-01-02 | v8 | TRUE
https://raw.githubusercontent.com/mrc-ide/global-lmic-reports/master/AFG/projections.csv | 2021-05-13 | Reff | 1.06 | 1.13 | 1.15 | 1.15 | 1.16 | 1.22 | Surged Relax Interventions 50% | Afghanistan | AFG | 2022-01-02 | v8 | TRUE
https://raw.githubusercontent.com/mrc-ide/global-lmic-reports/master/AFG/projections.csv | 2021-05-14 | infections | 7986.7 | 8750.3 | 9070.77 | 9084.35 | 9439.52 | 10152.46 | Additional 50% Reduction | Afghanistan | AFG | 2022-01-02 | v8 | TRUE
https://raw.githubusercontent.com/mrc-ide/global-lmic-reports/master/AFG/projections.csv | 2021-05-14 | deaths | 7.8 | 8.52 | 8.82 | 8.84 | 9.19 | 9.96 | Additional 50% Reduction | Afghanistan | AFG | 2022-01-02 | v8 | TRUE
https://raw.githubusercontent.com/mrc-ide/global-lmic-reports/master/AFG/projections.csv | 2021-05-14 | hospital_demand | 370.36 | 405.34 | 417.5 | 418.41 | 434.83 | 470.03 | Additional 50% Reduction | Afghanistan | AFG | 2022-01-02 | v8 | TRUE
https://raw.githubusercontent.com/mrc-ide/global-lmic-reports/master/AFG/projections.csv | 2021-05-14 | ICU_demand | 144.42 | 157.92 | 163.27 | 163.32 | 169.52 | 183.67 | Additional 50% Reduction | Afghanistan | AFG | 2022-01-02 | v8 | TRUE
https://raw.githubusercontent.com/mrc-ide/global-lmic-reports/master/AFG/projections.csv | 2021-05-14 | hospital_incidence | 50.66 | 54.17 | 56.85 | 56.78 | 59.31 | 63.17 | Additional 50% Reduction | Afghanistan | AFG | 2022-01-02 | v8 | TRUE
https://raw.githubusercontent.com/mrc-ide/global-lmic-reports/master/AFG/projections.csv | 2021-05-14 | ICU_incidence | 15.73 | 16.82 | 17.65 | 17.63 | 18.42 | 19.61 | Additional 50% Reduction | Afghanistan | AFG | 2022-01-02 | v8 | TRUE
https://raw.githubusercontent.com/mrc-ide/global-lmic-reports/master/AFG/projections.csv | 2021-05-14 | prevalence | 53687.22 | 56757.45 | 59910.89 | 59489.9 | 61485.56 | 65963.5 | Additional 50% Reduction | Afghanistan | AFG | 2022-01-02 | v8 | TRUE
https://raw.githubusercontent.com/mrc-ide/global-lmic-reports/master/AFG/projections.csv | 2021-05-14 | cumulative_infections | 1278939.97 | 1325783.63 | 1352142.82 | 1363291.21 | 1390429.77 | 1500861.07 | Additional 50% Reduction | Afghanistan | AFG | 2022-01-02 | v8 | TRUE
https://raw.githubusercontent.com/mrc-ide/global-lmic-reports/master/AFG/projections.csv | 2021-05-14 | cumulative_deaths | 2479.61 | 2576.35 | 2649.11 | 2657.1 | 2712.3 | 2954.58 | Additional 50% Reduction | Afghanistan | AFG | 2022-01-02 | v8 | TRUE
https://raw.githubusercontent.com/mrc-ide/global-lmic-reports/master/AFG/projections.csv | 2021-05-14 | Rt | 1.3 | 1.33 | 1.34 | 1.35 | 1.36 | 1.41 | Additional 50% Reduction | Afghanistan | AFG | 2022-01-02 | v8 | TRUE
https://raw.githubusercontent.com/mrc-ide/global-lmic-reports/master/AFG/projections.csv | 2021-05-14 | Reff | 1.23 | 1.26 | 1.28 | 1.28 | 1.29 | 1.34 | Additional 50% Reduction | Afghanistan | AFG | 2022-01-02 | v8 | TRUE
https://raw.githubusercontent.com/mrc-ide/global-lmic-reports/master/AFG/projections.csv | 2021-05-14 | infections | 7986.7 | 8750.3 | 9070.77 | 9084.35 | 9439.52 | 10152.46 | Maintain Status Quo | Afghanistan | AFG | 2022-01-02 | v8 | TRUE
https://raw.githubusercontent.com/mrc-ide/global-lmic-reports/master/AFG/projections.csv | 2021-05-14 | deaths | 7.8 | 8.52 | 8.82 | 8.84 | 9.19 | 9.96 | Maintain Status Quo | Afghanistan | AFG | 2022-01-02 | v8 | TRUE
https://raw.githubusercontent.com/mrc-ide/global-lmic-reports/master/AFG/projections.csv | 2021-05-14 | hospital_demand | 370.36 | 405.34 | 417.5 | 418.41 | 434.83 | 470.03 | Maintain Status Quo | Afghanistan | AFG | 2022-01-02 | v8 | TRUE
https://raw.githubusercontent.com/mrc-ide/global-lmic-reports/master/AFG/projections.csv | 2021-05-14 | ICU_demand | 144.42 | 157.92 | 163.27 | 163.32 | 169.52 | 183.67 | Maintain Status Quo | Afghanistan | AFG | 2022-01-02 | v8 | TRUE
https://raw.githubusercontent.com/mrc-ide/global-lmic-reports/master/AFG/projections.csv | 2021-05-14 | hospital_incidence | 50.66 | 54.17 | 56.85 | 56.78 | 59.31 | 63.17 | Maintain Status Quo | Afghanistan | AFG | 2022-01-02 | v8 | TRUE
https://raw.githubusercontent.com/mrc-ide/global-lmic-reports/master/AFG/projections.csv | 2021-05-14 | ICU_incidence | 15.73 | 16.82 | 17.65 | 17.63 | 18.42 | 19.61 | Maintain Status Quo | Afghanistan | AFG | 2022-01-02 | v8 | TRUE
https://raw.githubusercontent.com/mrc-ide/global-lmic-reports/master/AFG/projections.csv | 2021-05-14 | prevalence | 53687.22 | 56757.45 | 59910.89 | 59489.9 | 61485.56 | 65963.5 | Maintain Status Quo | Afghanistan | AFG | 2022-01-02 | v8 | TRUE
https://raw.githubusercontent.com/mrc-ide/global-lmic-reports/master/AFG/projections.csv | 2021-05-14 | cumulative_infections | 1278939.97 | 1325783.63 | 1352142.82 | 1363291.21 | 1390429.77 | 1500861.07 | Maintain Status Quo | Afghanistan | AFG | 2022-01-02 | v8 | TRUE
https://raw.githubusercontent.com/mrc-ide/global-lmic-reports/master/AFG/projections.csv | 2021-05-14 | cumulative_deaths | 2479.61 | 2576.35 | 2649.11 | 2657.1 | 2712.3 | 2954.58 | Maintain Status Quo | Afghanistan | AFG | 2022-01-02 | v8 | TRUE
https://raw.githubusercontent.com/mrc-ide/global-lmic-reports/master/AFG/projections.csv | 2021-05-14 | Rt | 1.3 | 1.33 | 1.34 | 1.35 | 1.36 | 1.41 | Maintain Status Quo | Afghanistan | AFG | 2022-01-02 | v8 | TRUE
https://raw.githubusercontent.com/mrc-ide/global-lmic-reports/master/AFG/projections.csv | 2021-05-14 | Reff | 1.23 | 1.26 | 1.28 | 1.28 | 1.29 | 1.34 | Maintain Status Quo | Afghanistan | AFG | 2022-01-02 | v8 | TRUE
https://raw.githubusercontent.com/mrc-ide/global-lmic-reports/master/AFG/projections.csv | 2021-05-14 | infections | 7986.7 | 8750.3 | 9070.77 | 9084.35 | 9439.52 | 10152.46 | Optimistic | Afghanistan | AFG | 2022-01-02 | v8 | TRUE
https://raw.githubusercontent.com/mrc-ide/global-lmic-reports/master/AFG/projections.csv | 2021-05-14 | deaths | 7.8 | 8.52 | 8.82 | 8.84 | 9.19 | 9.96 | Optimistic | Afghanistan | AFG | 2022-01-02 | v8 | TRUE
https://raw.githubusercontent.com/mrc-ide/global-lmic-reports/master/AFG/projections.csv | 2021-05-14 | hospital_demand | 370.36 | 405.34 | 417.5 | 418.41 | 434.83 | 470.03 | Optimistic | Afghanistan | AFG | 2022-01-02 | v8 | TRUE
https://raw.githubusercontent.com/mrc-ide/global-lmic-reports/master/AFG/projections.csv | 2021-05-14 | ICU_demand | 144.42 | 157.92 | 163.27 | 163.32 | 169.52 | 183.67 | Optimistic | Afghanistan | AFG | 2022-01-02 | v8 | TRUE
https://raw.githubusercontent.com/mrc-ide/global-lmic-reports/master/AFG/projections.csv | 2021-05-14 | hospital_incidence | 50.66 | 54.17 | 56.85 | 56.78 | 59.31 | 63.17 | Optimistic | Afghanistan | AFG | 2022-01-02 | v8 | TRUE
https://raw.githubusercontent.com/mrc-ide/global-lmic-reports/master/AFG/projections.csv | 2021-05-14 | ICU_incidence | 15.73 | 16.82 | 17.65 | 17.63 | 18.42 | 19.61 | Optimistic | Afghanistan | AFG | 2022-01-02 | v8 | TRUE
https://raw.githubusercontent.com/mrc-ide/global-lmic-reports/master/AFG/projections.csv | 2021-05-14 | prevalence | 53687.22 | 56757.45 | 59910.89 | 59489.9 | 61485.56 | 65963.5 | Optimistic | Afghanistan | AFG | 2022-01-02 | v8 | TRUE
https://raw.githubusercontent.com/mrc-ide/global-lmic-reports/master/AFG/projections.csv | 2021-05-14 | cumulative_infections | 1278939.97 | 1325783.63 | 1352142.82 | 1363291.21 | 1390429.77 | 1500861.07 | Optimistic | Afghanistan | AFG | 2022-01-02 | v8 | TRUE
https://raw.githubusercontent.com/mrc-ide/global-lmic-reports/master/AFG/projections.csv | 2021-05-14 | cumulative_deaths | 2479.61 | 2576.35 | 2649.11 | 2657.1 | 2712.3 | 2954.58 | Optimistic | Afghanistan | AFG | 2022-01-02 | v8 | TRUE
https://raw.githubusercontent.com/mrc-ide/global-lmic-reports/master/AFG/projections.csv | 2021-05-14 | Rt | 1.3 | 1.33 | 1.34 | 1.35 | 1.36 | 1.41 | Optimistic | Afghanistan | AFG | 2022-01-02 | v8 | TRUE
https://raw.githubusercontent.com/mrc-ide/global-lmic-reports/master/AFG/projections.csv | 2021-05-14 | Reff | 1.23 | 1.26 | 1.28 | 1.28 | 1.29 | 1.34 | Optimistic | Afghanistan | AFG | 2022-01-02 | v8 | TRUE
https://raw.githubusercontent.com/mrc-ide/global-lmic-reports/master/AFG/projections.csv | 2021-05-14 | infections | 7986.7 | 8750.3 | 9070.77 | 9084.35 | 9439.52 | 10152.46 | Pessimistic | Afghanistan | AFG | 2022-01-02 | v8 | TRUE
https://raw.githubusercontent.com/mrc-ide/global-lmic-reports/master/AFG/projections.csv | 2021-05-14 | deaths | 7.8 | 8.52 | 8.82 | 8.84 | 9.19 | 9.96 | Pessimistic | Afghanistan | AFG | 2022-01-02 | v8 | TRUE
https://raw.githubusercontent.com/mrc-ide/global-lmic-reports/master/AFG/projections.csv | 2021-05-14 | hospital_demand | 370.36 | 405.34 | 417.5 | 418.41 | 434.83 | 470.03 | Pessimistic | Afghanistan | AFG | 2022-01-02 | v8 | TRUE
https://raw.githubusercontent.com/mrc-ide/global-lmic-reports/master/AFG/projections.csv | 2021-05-14 | ICU_demand | 144.42 | 157.92 | 163.27 | 163.32 | 169.52 | 183.67 | Pessimistic | Afghanistan | AFG | 2022-01-02 | v8 | TRUE
https://raw.githubusercontent.com/mrc-ide/global-lmic-reports/master/AFG/projections.csv | 2021-05-14 | hospital_incidence | 50.66 | 54.17 | 56.85 | 56.78 | 59.31 | 63.17 | Pessimistic | Afghanistan | AFG | 2022-01-02 | v8 | TRUE
https://raw.githubusercontent.com/mrc-ide/global-lmic-reports/master/AFG/projections.csv | 2021-05-14 | ICU_incidence | 15.73 | 16.82 | 17.65 | 17.63 | 18.42 | 19.61 | Pessimistic | Afghanistan | AFG | 2022-01-02 | v8 | TRUE
https://raw.githubusercontent.com/mrc-ide/global-lmic-reports/master/AFG/projections.csv | 2021-05-14 | prevalence | 53687.22 | 56757.45 | 59910.89 | 59489.9 | 61485.56 | 65963.5 | Pessimistic | Afghanistan | AFG | 2022-01-02 | v8 | TRUE
https://raw.githubusercontent.com/mrc-ide/global-lmic-reports/master/AFG/projections.csv | 2021-05-14 | cumulative_infections | 1278939.97 | 1325783.63 | 1352142.82 | 1363291.21 | 1390429.77 | 1500861.07 | Pessimistic | Afghanistan | AFG | 2022-01-02 | v8 | TRUE
https://raw.githubusercontent.com/mrc-ide/global-lmic-reports/master/AFG/projections.csv | 2021-05-14 | cumulative_deaths | 2479.61 | 2576.35 | 2649.11 | 2657.1 | 2712.3 | 2954.58 | Pessimistic | Afghanistan | AFG | 2022-01-02 | v8 | TRUE
https://raw.githubusercontent.com/mrc-ide/global-lmic-reports/master/AFG/projections.csv | 2021-05-14 | Rt | 1.3 | 1.33 | 1.34 | 1.35 | 1.36 | 1.41 | Pessimistic | Afghanistan | AFG | 2022-01-02 | v8 | TRUE
https://raw.githubusercontent.com/mrc-ide/global-lmic-reports/master/AFG/projections.csv | 2021-05-14 | Reff | 1.23 | 1.26 | 1.28 | 1.28 | 1.29 | 1.34 | Pessimistic | Afghanistan | AFG | 2022-01-02 | v8 | TRUE
https://raw.githubusercontent.com/mrc-ide/global-lmic-reports/master/AFG/projections.csv | 2021-05-14 | infections | 7986.7 | 8750.3 | 9070.77 | 9084.35 | 9439.52 | 10152.46 | Relax Interventions 50% | Afghanistan | AFG | 2022-01-02 | v8 | TRUE
https://raw.githubusercontent.com/mrc-ide/global-lmic-reports/master/AFG/projections.csv | 2021-05-14 | deaths | 7.8 | 8.52 | 8.82 | 8.84 | 9.19 | 9.96 | Relax Interventions 50% | Afghanistan | AFG | 2022-01-02 | v8 | TRUE
https://raw.githubusercontent.com/mrc-ide/global-lmic-reports/master/AFG/projections.csv | 2021-05-14 | hospital_demand | 370.36 | 405.34 | 417.5 | 418.41 | 434.83 | 470.03 | Relax Interventions 50% | Afghanistan | AFG | 2022-01-02 | v8 | TRUE
https://raw.githubusercontent.com/mrc-ide/global-lmic-reports/master/AFG/projections.csv | 2021-05-14 | ICU_demand | 144.42 | 157.92 | 163.27 | 163.32 | 169.52 | 183.67 | Relax Interventions 50% | Afghanistan | AFG | 2022-01-02 | v8 | TRUE
https://raw.githubusercontent.com/mrc-ide/global-lmic-reports/master/AFG/projections.csv | 2021-05-14 | hospital_incidence | 50.66 | 54.17 | 56.85 | 56.78 | 59.31 | 63.17 | Relax Interventions 50% | Afghanistan | AFG | 2022-01-02 | v8 | TRUE
https://raw.githubusercontent.com/mrc-ide/global-lmic-reports/master/AFG/projections.csv | 2021-05-14 | ICU_incidence | 15.73 | 16.82 | 17.65 | 17.63 | 18.42 | 19.61 | Relax Interventions 50% | Afghanistan | AFG | 2022-01-02 | v8 | TRUE
https://raw.githubusercontent.com/mrc-ide/global-lmic-reports/master/AFG/projections.csv | 2021-05-14 | prevalence | 53687.22 | 56757.45 | 59910.89 | 59489.9 | 61485.56 | 65963.5 | Relax Interventions 50% | Afghanistan | AFG | 2022-01-02 | v8 | TRUE
https://raw.githubusercontent.com/mrc-ide/global-lmic-reports/master/AFG/projections.csv | 2021-05-14 | cumulative_infections | 1278939.97 | 1325783.63 | 1352142.82 | 1363291.21 | 1390429.77 | 1500861.07 | Relax Interventions 50% | Afghanistan | AFG | 2022-01-02 | v8 | TRUE
https://raw.githubusercontent.com/mrc-ide/global-lmic-reports/master/AFG/projections.csv | 2021-05-14 | cumulative_deaths | 2479.61 | 2576.35 | 2649.11 | 2657.1 | 2712.3 | 2954.58 | Relax Interventions 50% | Afghanistan | AFG | 2022-01-02 | v8 | TRUE
https://raw.githubusercontent.com/mrc-ide/global-lmic-reports/master/AFG/projections.csv | 2021-05-14 | Rt | 1.3 | 1.33 | 1.34 | 1.35 | 1.36 | 1.41 | Relax Interventions 50% | Afghanistan | AFG | 2022-01-02 | v8 | TRUE
https://raw.githubusercontent.com/mrc-ide/global-lmic-reports/master/AFG/projections.csv | 2021-05-14 | Reff | 1.23 | 1.26 | 1.28 | 1.28 | 1.29 | 1.34 | Relax Interventions 50% | Afghanistan | AFG | 2022-01-02 | v8 | TRUE
https://raw.githubusercontent.com/mrc-ide/global-lmic-reports/master/AFG/projections.csv | 2021-05-14 | infections | 7992.22 | 8727.33 | 9006.83 | 9077.52 | 9326.07 | 10104.11 | Surged Additional 50% Reduction | Afghanistan | AFG | 2022-01-02 | v8 | TRUE
https://raw.githubusercontent.com/mrc-ide/global-lmic-reports/master/AFG/projections.csv | 2021-05-14 | deaths | 7.92 | 8.52 | 8.82 | 8.89 | 9.21 | 9.98 | Surged Additional 50% Reduction | Afghanistan | AFG | 2022-01-02 | v8 | TRUE
https://raw.githubusercontent.com/mrc-ide/global-lmic-reports/master/AFG/projections.csv | 2021-05-14 | hospital_demand | 374.09 | 404.07 | 415.8 | 419.86 | 434.38 | 469.86 | Surged Additional 50% Reduction | Afghanistan | AFG | 2022-01-02 | v8 | TRUE
https://raw.githubusercontent.com/mrc-ide/global-lmic-reports/master/AFG/projections.csv | 2021-05-14 | ICU_demand | 146.72 | 157.96 | 162.76 | 164 | 169.51 | 183.5 | Surged Additional 50% Reduction | Afghanistan | AFG | 2022-01-02 | v8 | TRUE
https://raw.githubusercontent.com/mrc-ide/global-lmic-reports/master/AFG/projections.csv | 2021-05-14 | hospital_incidence | 51.12 | 54.9 | 56.58 | 56.75 | 58.39 | 62.91 | Surged Additional 50% Reduction | Afghanistan | AFG | 2022-01-02 | v8 | TRUE
https://raw.githubusercontent.com/mrc-ide/global-lmic-reports/master/AFG/projections.csv | 2021-05-14 | ICU_incidence | 15.87 | 17.05 | 17.57 | 17.62 | 18.13 | 19.53 | Surged Additional 50% Reduction | Afghanistan | AFG | 2022-01-02 | v8 | TRUE
https://raw.githubusercontent.com/mrc-ide/global-lmic-reports/master/AFG/projections.csv | 2021-05-14 | prevalence | 53317.16 | 57396.07 | 59227.05 | 59257.57 | 60776.85 | 64806.44 | Surged Additional 50% Reduction | Afghanistan | AFG | 2022-01-02 | v8 | TRUE
https://raw.githubusercontent.com/mrc-ide/global-lmic-reports/master/AFG/projections.csv | 2021-05-14 | cumulative_infections | 1279326.99 | 1322858.83 | 1350646.22 | 1352548.55 | 1386126.82 | 1434356.01 | Surged Additional 50% Reduction | Afghanistan | AFG | 2022-01-02 | v8 | TRUE
https://raw.githubusercontent.com/mrc-ide/global-lmic-reports/master/AFG/projections.csv | 2021-05-14 | cumulative_deaths | 2468.32 | 2554.77 | 2612.01 | 2620.06 | 2682.66 | 2803.08 | Surged Additional 50% Reduction | Afghanistan | AFG | 2022-01-02 | v8 | TRUE
https://raw.githubusercontent.com/mrc-ide/global-lmic-reports/master/AFG/projections.csv | 2021-05-14 | Rt | 1.27 | 1.32 | 1.34 | 1.34 | 1.36 | 1.4 | Surged Additional 50% Reduction | Afghanistan | AFG | 2022-01-02 | v8 | TRUE
https://raw.githubusercontent.com/mrc-ide/global-lmic-reports/master/AFG/projections.csv | 2021-05-14 | Reff | 1.21 | 1.25 | 1.27 | 1.27 | 1.3 | 1.33 | Surged Additional 50% Reduction | Afghanistan | AFG | 2022-01-02 | v8 | TRUE
https://raw.githubusercontent.com/mrc-ide/global-lmic-reports/master/AFG/projections.csv | 2021-05-14 | infections | 7992.22 | 8727.33 | 9006.83 | 9077.52 | 9326.07 | 10104.11 | Surged Maintain Status Quo | Afghanistan | AFG | 2022-01-02 | v8 | TRUE
https://raw.githubusercontent.com/mrc-ide/global-lmic-reports/master/AFG/projections.csv | 2021-05-14 | deaths | 7.92 | 8.52 | 8.82 | 8.89 | 9.21 | 9.98 | Surged Maintain Status Quo | Afghanistan | AFG | 2022-01-02 | v8 | TRUE
https://raw.githubusercontent.com/mrc-ide/global-lmic-reports/master/AFG/projections.csv | 2021-05-14 | hospital_demand | 374.09 | 404.07 | 415.8 | 419.86 | 434.38 | 469.86 | Surged Maintain Status Quo | Afghanistan | AFG | 2022-01-02 | v8 | TRUE
https://raw.githubusercontent.com/mrc-ide/global-lmic-reports/master/AFG/projections.csv | 2021-05-14 | ICU_demand | 146.72 | 157.96 | 162.76 | 164 | 169.51 | 183.5 | Surged Maintain Status Quo | Afghanistan | AFG | 2022-01-02 | v8 | TRUE
https://raw.githubusercontent.com/mrc-ide/global-lmic-reports/master/AFG/projections.csv | 2021-05-14 | hospital_incidence | 51.12 | 54.9 | 56.58 | 56.75 | 58.39 | 62.91 | Surged Maintain Status Quo | Afghanistan | AFG | 2022-01-02 | v8 | TRUE
https://raw.githubusercontent.com/mrc-ide/global-lmic-reports/master/AFG/projections.csv | 2021-05-14 | ICU_incidence | 15.87 | 17.05 | 17.57 | 17.62 | 18.13 | 19.53 | Surged Maintain Status Quo | Afghanistan | AFG | 2022-01-02 | v8 | TRUE
https://raw.githubusercontent.com/mrc-ide/global-lmic-reports/master/AFG/projections.csv | 2021-05-14 | prevalence | 53317.16 | 57396.07 | 59227.05 | 59257.57 | 60776.85 | 64806.44 | Surged Maintain Status Quo | Afghanistan | AFG | 2022-01-02 | v8 | TRUE
https://raw.githubusercontent.com/mrc-ide/global-lmic-reports/master/AFG/projections.csv | 2021-05-14 | cumulative_infections | 1279326.99 | 1322858.83 | 1350646.22 | 1352548.55 | 1386126.82 | 1434356.01 | Surged Maintain Status Quo | Afghanistan | AFG | 2022-01-02 | v8 | TRUE
https://raw.githubusercontent.com/mrc-ide/global-lmic-reports/master/AFG/projections.csv | 2021-05-14 | cumulative_deaths | 2468.32 | 2554.77 | 2612.01 | 2620.06 | 2682.66 | 2803.08 | Surged Maintain Status Quo | Afghanistan | AFG | 2022-01-02 | v8 | TRUE
https://raw.githubusercontent.com/mrc-ide/global-lmic-reports/master/AFG/projections.csv | 2021-05-14 | Rt | 1.27 | 1.32 | 1.34 | 1.34 | 1.36 | 1.4 | Surged Maintain Status Quo | Afghanistan | AFG | 2022-01-02 | v8 | TRUE
https://raw.githubusercontent.com/mrc-ide/global-lmic-reports/master/AFG/projections.csv | 2021-05-14 | Reff | 1.21 | 1.25 | 1.27 | 1.27 | 1.3 | 1.33 | Surged Maintain Status Quo | Afghanistan | AFG | 2022-01-02 | v8 | TRUE
https://raw.githubusercontent.com/mrc-ide/global-lmic-reports/master/AFG/projections.csv | 2021-05-14 | infections | 7992.22 | 8727.33 | 9006.83 | 9077.52 | 9326.07 | 10104.11 | Surged Optimistic | Afghanistan | AFG | 2022-01-02 | v8 | TRUE
https://raw.githubusercontent.com/mrc-ide/global-lmic-reports/master/AFG/projections.csv | 2021-05-14 | deaths | 7.92 | 8.52 | 8.82 | 8.89 | 9.21 | 9.98 | Surged Optimistic | Afghanistan | AFG | 2022-01-02 | v8 | TRUE
https://raw.githubusercontent.com/mrc-ide/global-lmic-reports/master/AFG/projections.csv | 2021-05-14 | hospital_demand | 374.09 | 404.07 | 415.8 | 419.86 | 434.38 | 469.86 | Surged Optimistic | Afghanistan | AFG | 2022-01-02 | v8 | TRUE
https://raw.githubusercontent.com/mrc-ide/global-lmic-reports/master/AFG/projections.csv | 2021-05-14 | ICU_demand | 146.72 | 157.96 | 162.76 | 164 | 169.51 | 183.5 | Surged Optimistic | Afghanistan | AFG | 2022-01-02 | v8 | TRUE
https://raw.githubusercontent.com/mrc-ide/global-lmic-reports/master/AFG/projections.csv | 2021-05-14 | hospital_incidence | 51.12 | 54.9 | 56.58 | 56.75 | 58.39 | 62.91 | Surged Optimistic | Afghanistan | AFG | 2022-01-02 | v8 | TRUE
https://raw.githubusercontent.com/mrc-ide/global-lmic-reports/master/AFG/projections.csv | 2021-05-14 | ICU_incidence | 15.87 | 17.05 | 17.57 | 17.62 | 18.13 | 19.53 | Surged Optimistic | Afghanistan | AFG | 2022-01-02 | v8 | TRUE
https://raw.githubusercontent.com/mrc-ide/global-lmic-reports/master/AFG/projections.csv | 2021-05-14 | prevalence | 53317.16 | 57396.07 | 59227.05 | 59257.57 | 60776.85 | 64806.44 | Surged Optimistic | Afghanistan | AFG | 2022-01-02 | v8 | TRUE
https://raw.githubusercontent.com/mrc-ide/global-lmic-reports/master/AFG/projections.csv | 2021-05-14 | cumulative_infections | 1279326.99 | 1322858.83 | 1350646.22 | 1352548.55 | 1386126.82 | 1434356.01 | Surged Optimistic | Afghanistan | AFG | 2022-01-02 | v8 | TRUE
https://raw.githubusercontent.com/mrc-ide/global-lmic-reports/master/AFG/projections.csv | 2021-05-14 | cumulative_deaths | 2468.32 | 2554.77 | 2612.01 | 2620.06 | 2682.66 | 2803.08 | Surged Optimistic | Afghanistan | AFG | 2022-01-02 | v8 | TRUE
https://raw.githubusercontent.com/mrc-ide/global-lmic-reports/master/AFG/projections.csv | 2021-05-14 | Rt | 1.27 | 1.32 | 1.34 | 1.34 | 1.36 | 1.4 | Surged Optimistic | Afghanistan | AFG | 2022-01-02 | v8 | TRUE
https://raw.githubusercontent.com/mrc-ide/global-lmic-reports/master/AFG/projections.csv | 2021-05-14 | Reff | 1.21 | 1.25 | 1.27 | 1.27 | 1.3 | 1.33 | Surged Optimistic | Afghanistan | AFG | 2022-01-02 | v8 | TRUE
https://raw.githubusercontent.com/mrc-ide/global-lmic-reports/master/AFG/projections.csv | 2021-05-14 | infections | 7992.22 | 8727.33 | 9006.83 | 9077.52 | 9326.07 | 10104.11 | Surged Pessimistic | Afghanistan | AFG | 2022-01-02 | v8 | TRUE
https://raw.githubusercontent.com/mrc-ide/global-lmic-reports/master/AFG/projections.csv | 2021-05-14 | deaths | 7.92 | 8.52 | 8.82 | 8.89 | 9.21 | 9.98 | Surged Pessimistic | Afghanistan | AFG | 2022-01-02 | v8 | TRUE
https://raw.githubusercontent.com/mrc-ide/global-lmic-reports/master/AFG/projections.csv | 2021-05-14 | hospital_demand | 374.09 | 404.07 | 415.8 | 419.86 | 434.38 | 469.86 | Surged Pessimistic | Afghanistan | AFG | 2022-01-02 | v8 | TRUE
https://raw.githubusercontent.com/mrc-ide/global-lmic-reports/master/AFG/projections.csv | 2021-05-14 | ICU_demand | 146.72 | 157.96 | 162.76 | 164 | 169.51 | 183.5 | Surged Pessimistic | Afghanistan | AFG | 2022-01-02 | v8 | TRUE
https://raw.githubusercontent.com/mrc-ide/global-lmic-reports/master/AFG/projections.csv | 2021-05-14 | hospital_incidence | 51.12 | 54.9 | 56.58 | 56.75 | 58.39 | 62.91 | Surged Pessimistic | Afghanistan | AFG | 2022-01-02 | v8 | TRUE
https://raw.githubusercontent.com/mrc-ide/global-lmic-reports/master/AFG/projections.csv | 2021-05-14 | ICU_incidence | 15.87 | 17.05 | 17.57 | 17.62 | 18.13 | 19.53 | Surged Pessimistic | Afghanistan | AFG | 2022-01-02 | v8 | TRUE
https://raw.githubusercontent.com/mrc-ide/global-lmic-reports/master/AFG/projections.csv | 2021-05-14 | prevalence | 53317.16 | 57396.07 | 59227.05 | 59257.57 | 60776.85 | 64806.44 | Surged Pessimistic | Afghanistan | AFG | 2022-01-02 | v8 | TRUE
https://raw.githubusercontent.com/mrc-ide/global-lmic-reports/master/AFG/projections.csv | 2021-05-14 | cumulative_infections | 1279326.99 | 1322858.83 | 1350646.22 | 1352548.55 | 1386126.82 | 1434356.01 | Surged Pessimistic | Afghanistan | AFG | 2022-01-02 | v8 | TRUE
https://raw.githubusercontent.com/mrc-ide/global-lmic-reports/master/AFG/projections.csv | 2021-05-14 | cumulative_deaths | 2468.32 | 2554.77 | 2612.01 | 2620.06 | 2682.66 | 2803.08 | Surged Pessimistic | Afghanistan | AFG | 2022-01-02 | v8 | TRUE
https://raw.githubusercontent.com/mrc-ide/global-lmic-reports/master/AFG/projections.csv | 2021-05-14 | Rt | 1.27 | 1.32 | 1.34 | 1.34 | 1.36 | 1.4 | Surged Pessimistic | Afghanistan | AFG | 2022-01-02 | v8 | TRUE
https://raw.githubusercontent.com/mrc-ide/global-lmic-reports/master/AFG/projections.csv | 2021-05-14 | Reff | 1.21 | 1.25 | 1.27 | 1.27 | 1.3 | 1.33 | Surged Pessimistic | Afghanistan | AFG | 2022-01-02 | v8 | TRUE
https://raw.githubusercontent.com/mrc-ide/global-lmic-reports/master/AFG/projections.csv | 2021-05-14 | infections | 7992.22 | 8727.33 | 9006.83 | 9077.52 | 9326.07 | 10104.11 | Surged Relax Interventions 50% | Afghanistan | AFG | 2022-01-02 | v8 | TRUE
https://raw.githubusercontent.com/mrc-ide/global-lmic-reports/master/AFG/projections.csv | 2021-05-14 | deaths | 7.92 | 8.52 | 8.82 | 8.89 | 9.21 | 9.98 | Surged Relax Interventions 50% | Afghanistan | AFG | 2022-01-02 | v8 | TRUE
https://raw.githubusercontent.com/mrc-ide/global-lmic-reports/master/AFG/projections.csv | 2021-05-14 | hospital_demand | 374.09 | 404.07 | 415.8 | 419.86 | 434.38 | 469.86 | Surged Relax Interventions 50% | Afghanistan | AFG | 2022-01-02 | v8 | TRUE
https://raw.githubusercontent.com/mrc-ide/global-lmic-reports/master/AFG/projections.csv | 2021-05-14 | ICU_demand | 146.72 | 157.96 | 162.76 | 164 | 169.51 | 183.5 | Surged Relax Interventions 50% | Afghanistan | AFG | 2022-01-02 | v8 | TRUE
https://raw.githubusercontent.com/mrc-ide/global-lmic-reports/master/AFG/projections.csv | 2021-05-14 | hospital_incidence | 51.12 | 54.9 | 56.58 | 56.75 | 58.39 | 62.91 | Surged Relax Interventions 50% | Afghanistan | AFG | 2022-01-02 | v8 | TRUE
https://raw.githubusercontent.com/mrc-ide/global-lmic-reports/master/AFG/projections.csv | 2021-05-14 | ICU_incidence | 15.87 | 17.05 | 17.57 | 17.62 | 18.13 | 19.53 | Surged Relax Interventions 50% | Afghanistan | AFG | 2022-01-02 | v8 | TRUE
https://raw.githubusercontent.com/mrc-ide/global-lmic-reports/master/AFG/projections.csv | 2021-05-14 | prevalence | 53317.16 | 57396.07 | 59227.05 | 59257.57 | 60776.85 | 64806.44 | Surged Relax Interventions 50% | Afghanistan | AFG | 2022-01-02 | v8 | TRUE
https://raw.githubusercontent.com/mrc-ide/global-lmic-reports/master/AFG/projections.csv | 2021-05-14 | cumulative_infections | 1279326.99 | 1322858.83 | 1350646.22 | 1352548.55 | 1386126.82 | 1434356.01 | Surged Relax Interventions 50% | Afghanistan | AFG | 2022-01-02 | v8 | TRUE
https://raw.githubusercontent.com/mrc-ide/global-lmic-reports/master/AFG/projections.csv | 2021-05-14 | cumulative_deaths | 2468.32 | 2554.77 | 2612.01 | 2620.06 | 2682.66 | 2803.08 | Surged Relax Interventions 50% | Afghanistan | AFG | 2022-01-02 | v8 | TRUE
https://raw.githubusercontent.com/mrc-ide/global-lmic-reports/master/AFG/projections.csv | 2021-05-14 | Rt | 1.27 | 1.32 | 1.34 | 1.34 | 1.36 | 1.4 | Surged Relax Interventions 50% | Afghanistan | AFG | 2022-01-02 | v8 | TRUE
https://raw.githubusercontent.com/mrc-ide/global-lmic-reports/master/AFG/projections.csv | 2021-05-14 | Reff | 1.21 | 1.25 | 1.27 | 1.27 | 1.3 | 1.33 | Surged Relax Interventions 50% | Afghanistan | AFG | 2022-01-02 | v8 | TRUE
https://raw.githubusercontent.com/mrc-ide/global-lmic-reports/master/AFG/projections.csv | 2021-05-15 | infections | 9610.48 | 10070.89 | 10599.34 | 10569.4 | 10987.13 | 11663.92 | Additional 50% Reduction | Afghanistan | AFG | 2022-01-02 | v8 | TRUE
https://raw.githubusercontent.com/mrc-ide/global-lmic-reports/master/AFG/projections.csv | 2021-05-15 | deaths | 8.1 | 8.84 | 9.15 | 9.16 | 9.52 | 10.32 | Additional 50% Reduction | Afghanistan | AFG | 2022-01-02 | v8 | TRUE
https://raw.githubusercontent.com/mrc-ide/global-lmic-reports/master/AFG/projections.csv | 2021-05-15 | hospital_demand | 385.5 | 420.94 | 433.71 | 434.78 | 451.28 | 487.61 | Additional 50% Reduction | Afghanistan | AFG | 2022-01-02 | v8 | TRUE
https://raw.githubusercontent.com/mrc-ide/global-lmic-reports/master/AFG/projections.csv | 2021-05-15 | ICU_demand | 150.39 | 164.31 | 169.64 | 169.82 | 176.13 | 190.7 | Additional 50% Reduction | Afghanistan | AFG | 2022-01-02 | v8 | TRUE
https://raw.githubusercontent.com/mrc-ide/global-lmic-reports/master/AFG/projections.csv | 2021-05-15 | hospital_incidence | 52.81 | 56.2 | 59.24 | 58.98 | 61.64 | 65.45 | Additional 50% Reduction | Afghanistan | AFG | 2022-01-02 | v8 | TRUE
https://raw.githubusercontent.com/mrc-ide/global-lmic-reports/master/AFG/projections.csv | 2021-05-15 | ICU_incidence | 16.41 | 17.46 | 18.41 | 18.33 | 19.16 | 20.34 | Additional 50% Reduction | Afghanistan | AFG | 2022-01-02 | v8 | TRUE
https://raw.githubusercontent.com/mrc-ide/global-lmic-reports/master/AFG/projections.csv | 2021-05-15 | prevalence | 55876.92 | 58956.23 | 62332.23 | 61802.49 | 63957.54 | 68503.8 | Additional 50% Reduction | Afghanistan | AFG | 2022-01-02 | v8 | TRUE
https://raw.githubusercontent.com/mrc-ide/global-lmic-reports/master/AFG/projections.csv | 2021-05-15 | cumulative_infections | 1288662.97 | 1335414 | 1362817.03 | 1373860.61 | 1401144.33 | 1511988.03 | Additional 50% Reduction | Afghanistan | AFG | 2022-01-02 | v8 | TRUE
https://raw.githubusercontent.com/mrc-ide/global-lmic-reports/master/AFG/projections.csv | 2021-05-15 | cumulative_deaths | 2488.38 | 2585.15 | 2657.79 | 2666.26 | 2722.51 | 2964.58 | Additional 50% Reduction | Afghanistan | AFG | 2022-01-02 | v8 | TRUE
https://raw.githubusercontent.com/mrc-ide/global-lmic-reports/master/AFG/projections.csv | 2021-05-15 | Rt | 1.11 | 1.2 | 1.22 | 1.21 | 1.23 | 1.29 | Additional 50% Reduction | Afghanistan | AFG | 2022-01-02 | v8 | TRUE
https://raw.githubusercontent.com/mrc-ide/global-lmic-reports/master/AFG/projections.csv | 2021-05-15 | Reff | 1.06 | 1.14 | 1.15 | 1.15 | 1.16 | 1.22 | Additional 50% Reduction | Afghanistan | AFG | 2022-01-02 | v8 | TRUE
https://raw.githubusercontent.com/mrc-ide/global-lmic-reports/master/AFG/projections.csv | 2021-05-15 | infections | 9610.48 | 10070.89 | 10599.34 | 10569.4 | 10987.13 | 11663.92 | Maintain Status Quo | Afghanistan | AFG | 2022-01-02 | v8 | TRUE
https://raw.githubusercontent.com/mrc-ide/global-lmic-reports/master/AFG/projections.csv | 2021-05-15 | deaths | 8.1 | 8.84 | 9.15 | 9.16 | 9.52 | 10.32 | Maintain Status Quo | Afghanistan | AFG | 2022-01-02 | v8 | TRUE
https://raw.githubusercontent.com/mrc-ide/global-lmic-reports/master/AFG/projections.csv | 2021-05-15 | hospital_demand | 385.5 | 420.94 | 433.71 | 434.78 | 451.28 | 487.61 | Maintain Status Quo | Afghanistan | AFG | 2022-01-02 | v8 | TRUE
https://raw.githubusercontent.com/mrc-ide/global-lmic-reports/master/AFG/projections.csv | 2021-05-15 | ICU_demand | 150.39 | 164.31 | 169.64 | 169.82 | 176.13 | 190.7 | Maintain Status Quo | Afghanistan | AFG | 2022-01-02 | v8 | TRUE
https://raw.githubusercontent.com/mrc-ide/global-lmic-reports/master/AFG/projections.csv | 2021-05-15 | hospital_incidence | 52.81 | 56.2 | 59.24 | 58.98 | 61.64 | 65.45 | Maintain Status Quo | Afghanistan | AFG | 2022-01-02 | v8 | TRUE
https://raw.githubusercontent.com/mrc-ide/global-lmic-reports/master/AFG/projections.csv | 2021-05-15 | ICU_incidence | 16.41 | 17.46 | 18.41 | 18.33 | 19.16 | 20.34 | Maintain Status Quo | Afghanistan | AFG | 2022-01-02 | v8 | TRUE
https://raw.githubusercontent.com/mrc-ide/global-lmic-reports/master/AFG/projections.csv | 2021-05-15 | prevalence | 55876.92 | 58956.23 | 62332.23 | 61802.49 | 63957.54 | 68503.8 | Maintain Status Quo | Afghanistan | AFG | 2022-01-02 | v8 | TRUE
https://raw.githubusercontent.com/mrc-ide/global-lmic-reports/master/AFG/projections.csv | 2021-05-15 | cumulative_infections | 1288662.97 | 1335414 | 1362817.03 | 1373860.61 | 1401144.33 | 1511988.03 | Maintain Status Quo | Afghanistan | AFG | 2022-01-02 | v8 | TRUE
https://raw.githubusercontent.com/mrc-ide/global-lmic-reports/master/AFG/projections.csv | 2021-05-15 | cumulative_deaths | 2488.38 | 2585.15 | 2657.79 | 2666.26 | 2722.51 | 2964.58 | Maintain Status Quo | Afghanistan | AFG | 2022-01-02 | v8 | TRUE
https://raw.githubusercontent.com/mrc-ide/global-lmic-reports/master/AFG/projections.csv | 2021-05-15 | Rt | 1.11 | 1.2 | 1.22 | 1.21 | 1.23 | 1.29 | Maintain Status Quo | Afghanistan | AFG | 2022-01-02 | v8 | TRUE
https://raw.githubusercontent.com/mrc-ide/global-lmic-reports/master/AFG/projections.csv | 2021-05-15 | Reff | 1.06 | 1.14 | 1.15 | 1.15 | 1.16 | 1.22 | Maintain Status Quo | Afghanistan | AFG | 2022-01-02 | v8 | TRUE
https://raw.githubusercontent.com/mrc-ide/global-lmic-reports/master/AFG/projections.csv | 2021-05-15 | infections | 9610.48 | 10070.89 | 10599.34 | 10569.4 | 10987.13 | 11663.92 | Optimistic | Afghanistan | AFG | 2022-01-02 | v8 | TRUE
https://raw.githubusercontent.com/mrc-ide/global-lmic-reports/master/AFG/projections.csv | 2021-05-15 | deaths | 8.1 | 8.84 | 9.15 | 9.16 | 9.52 | 10.32 | Optimistic | Afghanistan | AFG | 2022-01-02 | v8 | TRUE
https://raw.githubusercontent.com/mrc-ide/global-lmic-reports/master/AFG/projections.csv | 2021-05-15 | hospital_demand | 385.5 | 420.94 | 433.71 | 434.78 | 451.28 | 487.61 | Optimistic | Afghanistan | AFG | 2022-01-02 | v8 | TRUE
https://raw.githubusercontent.com/mrc-ide/global-lmic-reports/master/AFG/projections.csv | 2021-05-15 | ICU_demand | 150.39 | 164.31 | 169.64 | 169.82 | 176.13 | 190.7 | Optimistic | Afghanistan | AFG | 2022-01-02 | v8 | TRUE
https://raw.githubusercontent.com/mrc-ide/global-lmic-reports/master/AFG/projections.csv | 2021-05-15 | hospital_incidence | 52.81 | 56.2 | 59.24 | 58.98 | 61.64 | 65.45 | Optimistic | Afghanistan | AFG | 2022-01-02 | v8 | TRUE
https://raw.githubusercontent.com/mrc-ide/global-lmic-reports/master/AFG/projections.csv | 2021-05-15 | ICU_incidence | 16.41 | 17.46 | 18.41 | 18.33 | 19.16 | 20.34 | Optimistic | Afghanistan | AFG | 2022-01-02 | v8 | TRUE
https://raw.githubusercontent.com/mrc-ide/global-lmic-reports/master/AFG/projections.csv | 2021-05-15 | prevalence | 55876.92 | 58956.23 | 62332.23 | 61802.49 | 63957.54 | 68503.8 | Optimistic | Afghanistan | AFG | 2022-01-02 | v8 | TRUE
https://raw.githubusercontent.com/mrc-ide/global-lmic-reports/master/AFG/projections.csv | 2021-05-15 | cumulative_infections | 1288662.97 | 1335414 | 1362817.03 | 1373860.61 | 1401144.33 | 1511988.03 | Optimistic | Afghanistan | AFG | 2022-01-02 | v8 | TRUE
https://raw.githubusercontent.com/mrc-ide/global-lmic-reports/master/AFG/projections.csv | 2021-05-15 | cumulative_deaths | 2488.38 | 2585.15 | 2657.79 | 2666.26 | 2722.51 | 2964.58 | Optimistic | Afghanistan | AFG | 2022-01-02 | v8 | TRUE
https://raw.githubusercontent.com/mrc-ide/global-lmic-reports/master/AFG/projections.csv | 2021-05-15 | Rt | 1.11 | 1.2 | 1.22 | 1.21 | 1.23 | 1.29 | Optimistic | Afghanistan | AFG | 2022-01-02 | v8 | TRUE
https://raw.githubusercontent.com/mrc-ide/global-lmic-reports/master/AFG/projections.csv | 2021-05-15 | Reff | 1.06 | 1.14 | 1.15 | 1.15 | 1.16 | 1.22 | Optimistic | Afghanistan | AFG | 2022-01-02 | v8 | TRUE
https://raw.githubusercontent.com/mrc-ide/global-lmic-reports/master/AFG/projections.csv | 2021-05-15 | infections | 9610.48 | 10070.89 | 10599.34 | 10569.4 | 10987.13 | 11663.92 | Pessimistic | Afghanistan | AFG | 2022-01-02 | v8 | TRUE
https://raw.githubusercontent.com/mrc-ide/global-lmic-reports/master/AFG/projections.csv | 2021-05-15 | deaths | 8.1 | 8.84 | 9.15 | 9.16 | 9.52 | 10.32 | Pessimistic | Afghanistan | AFG | 2022-01-02 | v8 | TRUE
https://raw.githubusercontent.com/mrc-ide/global-lmic-reports/master/AFG/projections.csv | 2021-05-15 | hospital_demand | 385.5 | 420.94 | 433.71 | 434.78 | 451.28 | 487.61 | Pessimistic | Afghanistan | AFG | 2022-01-02 | v8 | TRUE
https://raw.githubusercontent.com/mrc-ide/global-lmic-reports/master/AFG/projections.csv | 2021-05-15 | ICU_demand | 150.39 | 164.31 | 169.64 | 169.82 | 176.13 | 190.7 | Pessimistic | Afghanistan | AFG | 2022-01-02 | v8 | TRUE
https://raw.githubusercontent.com/mrc-ide/global-lmic-reports/master/AFG/projections.csv | 2021-05-15 | hospital_incidence | 52.81 | 56.2 | 59.24 | 58.98 | 61.64 | 65.45 | Pessimistic | Afghanistan | AFG | 2022-01-02 | v8 | TRUE
https://raw.githubusercontent.com/mrc-ide/global-lmic-reports/master/AFG/projections.csv | 2021-05-15 | ICU_incidence | 16.41 | 17.46 | 18.41 | 18.33 | 19.16 | 20.34 | Pessimistic | Afghanistan | AFG | 2022-01-02 | v8 | TRUE
https://raw.githubusercontent.com/mrc-ide/global-lmic-reports/master/AFG/projections.csv | 2021-05-15 | prevalence | 55876.92 | 58956.23 | 62332.23 | 61802.49 | 63957.54 | 68503.8 | Pessimistic | Afghanistan | AFG | 2022-01-02 | v8 | TRUE
https://raw.githubusercontent.com/mrc-ide/global-lmic-reports/master/AFG/projections.csv | 2021-05-15 | cumulative_infections | 1288662.97 | 1335414 | 1362817.03 | 1373860.61 | 1401144.33 | 1511988.03 | Pessimistic | Afghanistan | AFG | 2022-01-02 | v8 | TRUE
https://raw.githubusercontent.com/mrc-ide/global-lmic-reports/master/AFG/projections.csv | 2021-05-15 | cumulative_deaths | 2488.38 | 2585.15 | 2657.79 | 2666.26 | 2722.51 | 2964.58 | Pessimistic | Afghanistan | AFG | 2022-01-02 | v8 | TRUE
https://raw.githubusercontent.com/mrc-ide/global-lmic-reports/master/AFG/projections.csv | 2021-05-15 | Rt | 1.11 | 1.2 | 1.22 | 1.21 | 1.23 | 1.29 | Pessimistic | Afghanistan | AFG | 2022-01-02 | v8 | TRUE
https://raw.githubusercontent.com/mrc-ide/global-lmic-reports/master/AFG/projections.csv | 2021-05-15 | Reff | 1.06 | 1.14 | 1.15 | 1.15 | 1.16 | 1.22 | Pessimistic | Afghanistan | AFG | 2022-01-02 | v8 | TRUE
https://raw.githubusercontent.com/mrc-ide/global-lmic-reports/master/AFG/projections.csv | 2021-05-15 | infections | 9610.48 | 10070.89 | 10599.34 | 10569.4 | 10987.13 | 11663.92 | Relax Interventions 50% | Afghanistan | AFG | 2022-01-02 | v8 | TRUE
https://raw.githubusercontent.com/mrc-ide/global-lmic-reports/master/AFG/projections.csv | 2021-05-15 | deaths | 8.1 | 8.84 | 9.15 | 9.16 | 9.52 | 10.32 | Relax Interventions 50% | Afghanistan | AFG | 2022-01-02 | v8 | TRUE
https://raw.githubusercontent.com/mrc-ide/global-lmic-reports/master/AFG/projections.csv | 2021-05-15 | hospital_demand | 385.5 | 420.94 | 433.71 | 434.78 | 451.28 | 487.61 | Relax Interventions 50% | Afghanistan | AFG | 2022-01-02 | v8 | TRUE
https://raw.githubusercontent.com/mrc-ide/global-lmic-reports/master/AFG/projections.csv | 2021-05-15 | ICU_demand | 150.39 | 164.31 | 169.64 | 169.82 | 176.13 | 190.7 | Relax Interventions 50% | Afghanistan | AFG | 2022-01-02 | v8 | TRUE
https://raw.githubusercontent.com/mrc-ide/global-lmic-reports/master/AFG/projections.csv | 2021-05-15 | hospital_incidence | 52.81 | 56.2 | 59.24 | 58.98 | 61.64 | 65.45 | Relax Interventions 50% | Afghanistan | AFG | 2022-01-02 | v8 | TRUE
https://raw.githubusercontent.com/mrc-ide/global-lmic-reports/master/AFG/projections.csv | 2021-05-15 | ICU_incidence | 16.41 | 17.46 | 18.41 | 18.33 | 19.16 | 20.34 | Relax Interventions 50% | Afghanistan | AFG | 2022-01-02 | v8 | TRUE
https://raw.githubusercontent.com/mrc-ide/global-lmic-reports/master/AFG/projections.csv | 2021-05-15 | prevalence | 55876.92 | 58956.23 | 62332.23 | 61802.49 | 63957.54 | 68503.8 | Relax Interventions 50% | Afghanistan | AFG | 2022-01-02 | v8 | TRUE
https://raw.githubusercontent.com/mrc-ide/global-lmic-reports/master/AFG/projections.csv | 2021-05-15 | cumulative_infections | 1288662.97 | 1335414 | 1362817.03 | 1373860.61 | 1401144.33 | 1511988.03 | Relax Interventions 50% | Afghanistan | AFG | 2022-01-02 | v8 | TRUE
https://raw.githubusercontent.com/mrc-ide/global-lmic-reports/master/AFG/projections.csv | 2021-05-15 | cumulative_deaths | 2488.38 | 2585.15 | 2657.79 | 2666.26 | 2722.51 | 2964.58 | Relax Interventions 50% | Afghanistan | AFG | 2022-01-02 | v8 | TRUE
https://raw.githubusercontent.com/mrc-ide/global-lmic-reports/master/AFG/projections.csv | 2021-05-15 | Rt | 1.11 | 1.2 | 1.22 | 1.21 | 1.23 | 1.29 | Relax Interventions 50% | Afghanistan | AFG | 2022-01-02 | v8 | TRUE
https://raw.githubusercontent.com/mrc-ide/global-lmic-reports/master/AFG/projections.csv | 2021-05-15 | Reff | 1.06 | 1.14 | 1.15 | 1.15 | 1.16 | 1.22 | Relax Interventions 50% | Afghanistan | AFG | 2022-01-02 | v8 | TRUE
https://raw.githubusercontent.com/mrc-ide/global-lmic-reports/master/AFG/projections.csv | 2021-05-15 | infections | 9448.46 | 10191.84 | 10516.7 | 10487.71 | 10799.27 | 11352.81 | Surged Additional 50% Reduction | Afghanistan | AFG | 2022-01-02 | v8 | TRUE
https://raw.githubusercontent.com/mrc-ide/global-lmic-reports/master/AFG/projections.csv | 2021-05-15 | deaths | 8.21 | 8.86 | 9.14 | 9.21 | 9.53 | 10.33 | Surged Additional 50% Reduction | Afghanistan | AFG | 2022-01-02 | v8 | TRUE
https://raw.githubusercontent.com/mrc-ide/global-lmic-reports/master/AFG/projections.csv | 2021-05-15 | hospital_demand | 390 | 419.16 | 431.98 | 436 | 451.24 | 486.43 | Surged Additional 50% Reduction | Afghanistan | AFG | 2022-01-02 | v8 | TRUE
https://raw.githubusercontent.com/mrc-ide/global-lmic-reports/master/AFG/projections.csv | 2021-05-15 | ICU_demand | 152.84 | 164.18 | 169.12 | 170.42 | 176 | 190.24 | Surged Additional 50% Reduction | Afghanistan | AFG | 2022-01-02 | v8 | TRUE
https://raw.githubusercontent.com/mrc-ide/global-lmic-reports/master/AFG/projections.csv | 2021-05-15 | hospital_incidence | 53.13 | 57.05 | 58.65 | 58.9 | 60.34 | 65.07 | Surged Additional 50% Reduction | Afghanistan | AFG | 2022-01-02 | v8 | TRUE
https://raw.githubusercontent.com/mrc-ide/global-lmic-reports/master/AFG/projections.csv | 2021-05-15 | ICU_incidence | 16.51 | 17.73 | 18.23 | 18.3 | 18.75 | 20.22 | Surged Additional 50% Reduction | Afghanistan | AFG | 2022-01-02 | v8 | TRUE
https://raw.githubusercontent.com/mrc-ide/global-lmic-reports/master/AFG/projections.csv | 2021-05-15 | prevalence | 55272.75 | 59598.06 | 61506.33 | 61514.2 | 63019.75 | 67067.48 | Surged Additional 50% Reduction | Afghanistan | AFG | 2022-01-02 | v8 | TRUE
https://raw.githubusercontent.com/mrc-ide/global-lmic-reports/master/AFG/projections.csv | 2021-05-15 | cumulative_infections | 1289595.46 | 1333720.23 | 1361504.88 | 1363036.25 | 1396513.05 | 1445120.1 | Surged Additional 50% Reduction | Afghanistan | AFG | 2022-01-02 | v8 | TRUE
https://raw.githubusercontent.com/mrc-ide/global-lmic-reports/master/AFG/projections.csv | 2021-05-15 | cumulative_deaths | 2477.37 | 2563.77 | 2620.84 | 2629.27 | 2691.6 | 2813.03 | Surged Additional 50% Reduction | Afghanistan | AFG | 2022-01-02 | v8 | TRUE
https://raw.githubusercontent.com/mrc-ide/global-lmic-reports/master/AFG/projections.csv | 2021-05-15 | Rt | 1.13 | 1.2 | 1.22 | 1.21 | 1.23 | 1.29 | Surged Additional 50% Reduction | Afghanistan | AFG | 2022-01-02 | v8 | TRUE
https://raw.githubusercontent.com/mrc-ide/global-lmic-reports/master/AFG/projections.csv | 2021-05-15 | Reff | 1.08 | 1.14 | 1.16 | 1.15 | 1.17 | 1.22 | Surged Additional 50% Reduction | Afghanistan | AFG | 2022-01-02 | v8 | TRUE
https://raw.githubusercontent.com/mrc-ide/global-lmic-reports/master/AFG/projections.csv | 2021-05-15 | infections | 9448.46 | 10191.84 | 10516.7 | 10487.71 | 10799.27 | 11352.81 | Surged Maintain Status Quo | Afghanistan | AFG | 2022-01-02 | v8 | TRUE
https://raw.githubusercontent.com/mrc-ide/global-lmic-reports/master/AFG/projections.csv | 2021-05-15 | deaths | 8.21 | 8.86 | 9.14 | 9.21 | 9.53 | 10.33 | Surged Maintain Status Quo | Afghanistan | AFG | 2022-01-02 | v8 | TRUE
https://raw.githubusercontent.com/mrc-ide/global-lmic-reports/master/AFG/projections.csv | 2021-05-15 | hospital_demand | 390 | 419.16 | 431.98 | 436 | 451.24 | 486.43 | Surged Maintain Status Quo | Afghanistan | AFG | 2022-01-02 | v8 | TRUE
https://raw.githubusercontent.com/mrc-ide/global-lmic-reports/master/AFG/projections.csv | 2021-05-15 | ICU_demand | 152.84 | 164.18 | 169.12 | 170.42 | 176 | 190.24 | Surged Maintain Status Quo | Afghanistan | AFG | 2022-01-02 | v8 | TRUE
https://raw.githubusercontent.com/mrc-ide/global-lmic-reports/master/AFG/projections.csv | 2021-05-15 | hospital_incidence | 53.13 | 57.05 | 58.65 | 58.9 | 60.34 | 65.07 | Surged Maintain Status Quo | Afghanistan | AFG | 2022-01-02 | v8 | TRUE
https://raw.githubusercontent.com/mrc-ide/global-lmic-reports/master/AFG/projections.csv | 2021-05-15 | ICU_incidence | 16.51 | 17.73 | 18.23 | 18.3 | 18.75 | 20.22 | Surged Maintain Status Quo | Afghanistan | AFG | 2022-01-02 | v8 | TRUE
https://raw.githubusercontent.com/mrc-ide/global-lmic-reports/master/AFG/projections.csv | 2021-05-15 | prevalence | 55272.75 | 59598.06 | 61506.33 | 61514.2 | 63019.75 | 67067.48 | Surged Maintain Status Quo | Afghanistan | AFG | 2022-01-02 | v8 | TRUE
https://raw.githubusercontent.com/mrc-ide/global-lmic-reports/master/AFG/projections.csv | 2021-05-15 | cumulative_infections | 1289595.46 | 1333720.23 | 1361504.88 | 1363036.25 | 1396513.05 | 1445120.1 | Surged Maintain Status Quo | Afghanistan | AFG | 2022-01-02 | v8 | TRUE
https://raw.githubusercontent.com/mrc-ide/global-lmic-reports/master/AFG/projections.csv | 2021-05-15 | cumulative_deaths | 2477.37 | 2563.77 | 2620.84 | 2629.27 | 2691.6 | 2813.03 | Surged Maintain Status Quo | Afghanistan | AFG | 2022-01-02 | v8 | TRUE
https://raw.githubusercontent.com/mrc-ide/global-lmic-reports/master/AFG/projections.csv | 2021-05-15 | Rt | 1.13 | 1.2 | 1.22 | 1.21 | 1.23 | 1.29 | Surged Maintain Status Quo | Afghanistan | AFG | 2022-01-02 | v8 | TRUE
https://raw.githubusercontent.com/mrc-ide/global-lmic-reports/master/AFG/projections.csv | 2021-05-15 | Reff | 1.08 | 1.14 | 1.16 | 1.15 | 1.17 | 1.22 | Surged Maintain Status Quo | Afghanistan | AFG | 2022-01-02 | v8 | TRUE
https://raw.githubusercontent.com/mrc-ide/global-lmic-reports/master/AFG/projections.csv | 2021-05-15 | infections | 9448.46 | 10191.84 | 10516.7 | 10487.71 | 10799.27 | 11352.81 | Surged Optimistic | Afghanistan | AFG | 2022-01-02 | v8 | TRUE
https://raw.githubusercontent.com/mrc-ide/global-lmic-reports/master/AFG/projections.csv | 2021-05-15 | deaths | 8.21 | 8.86 | 9.14 | 9.21 | 9.53 | 10.33 | Surged Optimistic | Afghanistan | AFG | 2022-01-02 | v8 | TRUE
https://raw.githubusercontent.com/mrc-ide/global-lmic-reports/master/AFG/projections.csv | 2021-05-15 | hospital_demand | 390 | 419.16 | 431.98 | 436 | 451.24 | 486.43 | Surged Optimistic | Afghanistan | AFG | 2022-01-02 | v8 | TRUE
https://raw.githubusercontent.com/mrc-ide/global-lmic-reports/master/AFG/projections.csv | 2021-05-15 | ICU_demand | 152.84 | 164.18 | 169.12 | 170.42 | 176 | 190.24 | Surged Optimistic | Afghanistan | AFG | 2022-01-02 | v8 | TRUE
https://raw.githubusercontent.com/mrc-ide/global-lmic-reports/master/AFG/projections.csv | 2021-05-15 | hospital_incidence | 53.13 | 57.05 | 58.65 | 58.9 | 60.34 | 65.07 | Surged Optimistic | Afghanistan | AFG | 2022-01-02 | v8 | TRUE
https://raw.githubusercontent.com/mrc-ide/global-lmic-reports/master/AFG/projections.csv | 2021-05-15 | ICU_incidence | 16.51 | 17.73 | 18.23 | 18.3 | 18.75 | 20.22 | Surged Optimistic | Afghanistan | AFG | 2022-01-02 | v8 | TRUE
https://raw.githubusercontent.com/mrc-ide/global-lmic-reports/master/AFG/projections.csv | 2021-05-15 | prevalence | 55272.75 | 59598.06 | 61506.33 | 61514.2 | 63019.75 | 67067.48 | Surged Optimistic | Afghanistan | AFG | 2022-01-02 | v8 | TRUE
https://raw.githubusercontent.com/mrc-ide/global-lmic-reports/master/AFG/projections.csv | 2021-05-15 | cumulative_infections | 1289595.46 | 1333720.23 | 1361504.88 | 1363036.25 | 1396513.05 | 1445120.1 | Surged Optimistic | Afghanistan | AFG | 2022-01-02 | v8 | TRUE
https://raw.githubusercontent.com/mrc-ide/global-lmic-reports/master/AFG/projections.csv | 2021-05-15 | cumulative_deaths | 2477.37 | 2563.77 | 2620.84 | 2629.27 | 2691.6 | 2813.03 | Surged Optimistic | Afghanistan | AFG | 2022-01-02 | v8 | TRUE
https://raw.githubusercontent.com/mrc-ide/global-lmic-reports/master/AFG/projections.csv | 2021-05-15 | Rt | 1.13 | 1.2 | 1.22 | 1.21 | 1.23 | 1.29 | Surged Optimistic | Afghanistan | AFG | 2022-01-02 | v8 | TRUE
https://raw.githubusercontent.com/mrc-ide/global-lmic-reports/master/AFG/projections.csv | 2021-05-15 | Reff | 1.08 | 1.14 | 1.16 | 1.15 | 1.17 | 1.22 | Surged Optimistic | Afghanistan | AFG | 2022-01-02 | v8 | TRUE
https://raw.githubusercontent.com/mrc-ide/global-lmic-reports/master/AFG/projections.csv | 2021-05-15 | infections | 9448.46 | 10191.84 | 10516.7 | 10487.71 | 10799.27 | 11352.81 | Surged Pessimistic | Afghanistan | AFG | 2022-01-02 | v8 | TRUE
https://raw.githubusercontent.com/mrc-ide/global-lmic-reports/master/AFG/projections.csv | 2021-05-15 | deaths | 8.21 | 8.86 | 9.14 | 9.21 | 9.53 | 10.33 | Surged Pessimistic | Afghanistan | AFG | 2022-01-02 | v8 | TRUE
https://raw.githubusercontent.com/mrc-ide/global-lmic-reports/master/AFG/projections.csv | 2021-05-15 | hospital_demand | 390 | 419.16 | 431.98 | 436 | 451.24 | 486.43 | Surged Pessimistic | Afghanistan | AFG | 2022-01-02 | v8 | TRUE
https://raw.githubusercontent.com/mrc-ide/global-lmic-reports/master/AFG/projections.csv | 2021-05-15 | ICU_demand | 152.84 | 164.18 | 169.12 | 170.42 | 176 | 190.24 | Surged Pessimistic | Afghanistan | AFG | 2022-01-02 | v8 | TRUE
https://raw.githubusercontent.com/mrc-ide/global-lmic-reports/master/AFG/projections.csv | 2021-05-15 | hospital_incidence | 53.13 | 57.05 | 58.65 | 58.9 | 60.34 | 65.07 | Surged Pessimistic | Afghanistan | AFG | 2022-01-02 | v8 | TRUE
https://raw.githubusercontent.com/mrc-ide/global-lmic-reports/master/AFG/projections.csv | 2021-05-15 | ICU_incidence | 16.51 | 17.73 | 18.23 | 18.3 | 18.75 | 20.22 | Surged Pessimistic | Afghanistan | AFG | 2022-01-02 | v8 | TRUE
https://raw.githubusercontent.com/mrc-ide/global-lmic-reports/master/AFG/projections.csv | 2021-05-15 | prevalence | 55272.75 | 59598.06 | 61506.33 | 61514.2 | 63019.75 | 67067.48 | Surged Pessimistic | Afghanistan | AFG | 2022-01-02 | v8 | TRUE
https://raw.githubusercontent.com/mrc-ide/global-lmic-reports/master/AFG/projections.csv | 2021-05-15 | cumulative_infections | 1289595.46 | 1333720.23 | 1361504.88 | 1363036.25 | 1396513.05 | 1445120.1 | Surged Pessimistic | Afghanistan | AFG | 2022-01-02 | v8 | TRUE
https://raw.githubusercontent.com/mrc-ide/global-lmic-reports/master/AFG/projections.csv | 2021-05-15 | cumulative_deaths | 2477.37 | 2563.77 | 2620.84 | 2629.27 | 2691.6 | 2813.03 | Surged Pessimistic | Afghanistan | AFG | 2022-01-02 | v8 | TRUE
https://raw.githubusercontent.com/mrc-ide/global-lmic-reports/master/AFG/projections.csv | 2021-05-15 | Rt | 1.13 | 1.2 | 1.22 | 1.21 | 1.23 | 1.29 | Surged Pessimistic | Afghanistan | AFG | 2022-01-02 | v8 | TRUE
https://raw.githubusercontent.com/mrc-ide/global-lmic-reports/master/AFG/projections.csv | 2021-05-15 | Reff | 1.08 | 1.14 | 1.16 | 1.15 | 1.17 | 1.22 | Surged Pessimistic | Afghanistan | AFG | 2022-01-02 | v8 | TRUE
https://raw.githubusercontent.com/mrc-ide/global-lmic-reports/master/AFG/projections.csv | 2021-05-15 | infections | 9448.46 | 10191.84 | 10516.7 | 10487.71 | 10799.27 | 11352.81 | Surged Relax Interventions 50% | Afghanistan | AFG | 2022-01-02 | v8 | TRUE
https://raw.githubusercontent.com/mrc-ide/global-lmic-reports/master/AFG/projections.csv | 2021-05-15 | deaths | 8.21 | 8.86 | 9.14 | 9.21 | 9.53 | 10.33 | Surged Relax Interventions 50% | Afghanistan | AFG | 2022-01-02 | v8 | TRUE
https://raw.githubusercontent.com/mrc-ide/global-lmic-reports/master/AFG/projections.csv | 2021-05-15 | hospital_demand | 390 | 419.16 | 431.98 | 436 | 451.24 | 486.43 | Surged Relax Interventions 50% | Afghanistan | AFG | 2022-01-02 | v8 | TRUE
https://raw.githubusercontent.com/mrc-ide/global-lmic-reports/master/AFG/projections.csv | 2021-05-15 | ICU_demand | 152.84 | 164.18 | 169.12 | 170.42 | 176 | 190.24 | Surged Relax Interventions 50% | Afghanistan | AFG | 2022-01-02 | v8 | TRUE
https://raw.githubusercontent.com/mrc-ide/global-lmic-reports/master/AFG/projections.csv | 2021-05-15 | hospital_incidence | 53.13 | 57.05 | 58.65 | 58.9 | 60.34 | 65.07 | Surged Relax Interventions 50% | Afghanistan | AFG | 2022-01-02 | v8 | TRUE
https://raw.githubusercontent.com/mrc-ide/global-lmic-reports/master/AFG/projections.csv | 2021-05-15 | ICU_incidence | 16.51 | 17.73 | 18.23 | 18.3 | 18.75 | 20.22 | Surged Relax Interventions 50% | Afghanistan | AFG | 2022-01-02 | v8 | TRUE
https://raw.githubusercontent.com/mrc-ide/global-lmic-reports/master/AFG/projections.csv | 2021-05-15 | prevalence | 55272.75 | 59598.06 | 61506.33 | 61514.2 | 63019.75 | 67067.48 | Surged Relax Interventions 50% | Afghanistan | AFG | 2022-01-02 | v8 | TRUE
https://raw.githubusercontent.com/mrc-ide/global-lmic-reports/master/AFG/projections.csv | 2021-05-15 | cumulative_infections | 1289595.46 | 1333720.23 | 1361504.88 | 1363036.25 | 1396513.05 | 1445120.1 | Surged Relax Interventions 50% | Afghanistan | AFG | 2022-01-02 | v8 | TRUE
https://raw.githubusercontent.com/mrc-ide/global-lmic-reports/master/AFG/projections.csv | 2021-05-15 | cumulative_deaths | 2477.37 | 2563.77 | 2620.84 | 2629.27 | 2691.6 | 2813.03 | Surged Relax Interventions 50% | Afghanistan | AFG | 2022-01-02 | v8 | TRUE
https://raw.githubusercontent.com/mrc-ide/global-lmic-reports/master/AFG/projections.csv | 2021-05-15 | Rt | 1.13 | 1.2 | 1.22 | 1.21 | 1.23 | 1.29 | Surged Relax Interventions 50% | Afghanistan | AFG | 2022-01-02 | v8 | TRUE
https://raw.githubusercontent.com/mrc-ide/global-lmic-reports/master/AFG/projections.csv | 2021-05-15 | Reff | 1.08 | 1.14 | 1.16 | 1.15 | 1.17 | 1.22 | Surged Relax Interventions 50% | Afghanistan | AFG | 2022-01-02 | v8 | TRUE
https://raw.githubusercontent.com/mrc-ide/global-lmic-reports/master/AFG/projections.csv | 2021-05-16 | infections | 8763.87 | 9459.36 | 9882.88 | 9875.65 | 10237.6 | 10968.38 | Additional 50% Reduction | Afghanistan | AFG | 2022-01-02 | v8 | TRUE
https://raw.githubusercontent.com/mrc-ide/global-lmic-reports/master/AFG/projections.csv | 2021-05-16 | deaths | 8.41 | 9.19 | 9.5 | 9.5 | 9.87 | 10.68 | Additional 50% Reduction | Afghanistan | AFG | 2022-01-02 | v8 | TRUE
https://raw.githubusercontent.com/mrc-ide/global-lmic-reports/master/AFG/projections.csv | 2021-05-16 | hospital_demand | 401.21 | 435.97 | 450.29 | 451.71 | 468.1 | 505.58 | Additional 50% Reduction | Afghanistan | AFG | 2022-01-02 | v8 | TRUE
https://raw.githubusercontent.com/mrc-ide/global-lmic-reports/master/AFG/projections.csv | 2021-05-16 | ICU_demand | 156.6 | 170.74 | 176 | 176.55 | 182.9 | 197.91 | Additional 50% Reduction | Afghanistan | AFG | 2022-01-02 | v8 | TRUE
https://raw.githubusercontent.com/mrc-ide/global-lmic-reports/master/AFG/projections.csv | 2021-05-16 | hospital_incidence | 54.91 | 58.19 | 61.47 | 61.11 | 63.63 | 67.7 | Additional 50% Reduction | Afghanistan | AFG | 2022-01-02 | v8 | TRUE
https://raw.githubusercontent.com/mrc-ide/global-lmic-reports/master/AFG/projections.csv | 2021-05-16 | ICU_incidence | 17.08 | 18.1 | 19.12 | 19.01 | 19.79 | 21.05 | Additional 50% Reduction | Afghanistan | AFG | 2022-01-02 | v8 | TRUE
https://raw.githubusercontent.com/mrc-ide/global-lmic-reports/master/AFG/projections.csv | 2021-05-16 | prevalence | 57032.65 | 60302.41 | 63538.71 | 63121.68 | 65279 | 70311.69 | Additional 50% Reduction | Afghanistan | AFG | 2022-01-02 | v8 | TRUE
https://raw.githubusercontent.com/mrc-ide/global-lmic-reports/master/AFG/projections.csv | 2021-05-16 | cumulative_infections | 1297506.39 | 1345373.66 | 1372923.87 | 1383736.26 | 1411725.47 | 1521786.3 | Additional 50% Reduction | Afghanistan | AFG | 2022-01-02 | v8 | TRUE
https://raw.githubusercontent.com/mrc-ide/global-lmic-reports/master/AFG/projections.csv | 2021-05-16 | cumulative_deaths | 2497.46 | 2594.27 | 2667.16 | 2675.77 | 2733.09 | 2974.93 | Additional 50% Reduction | Afghanistan | AFG | 2022-01-02 | v8 | TRUE
https://raw.githubusercontent.com/mrc-ide/global-lmic-reports/master/AFG/projections.csv | 2021-05-16 | Rt | 1.27 | 1.29 | 1.31 | 1.31 | 1.32 | 1.39 | Additional 50% Reduction | Afghanistan | AFG | 2022-01-02 | v8 | TRUE
https://raw.githubusercontent.com/mrc-ide/global-lmic-reports/master/AFG/projections.csv | 2021-05-16 | Reff | 1.2 | 1.23 | 1.24 | 1.24 | 1.25 | 1.31 | Additional 50% Reduction | Afghanistan | AFG | 2022-01-02 | v8 | TRUE
https://raw.githubusercontent.com/mrc-ide/global-lmic-reports/master/AFG/projections.csv | 2021-05-16 | infections | 8763.87 | 9459.36 | 9882.88 | 9875.65 | 10237.6 | 10968.38 | Maintain Status Quo | Afghanistan | AFG | 2022-01-02 | v8 | TRUE
https://raw.githubusercontent.com/mrc-ide/global-lmic-reports/master/AFG/projections.csv | 2021-05-16 | deaths | 8.41 | 9.19 | 9.5 | 9.5 | 9.87 | 10.68 | Maintain Status Quo | Afghanistan | AFG | 2022-01-02 | v8 | TRUE
https://raw.githubusercontent.com/mrc-ide/global-lmic-reports/master/AFG/projections.csv | 2021-05-16 | hospital_demand | 401.21 | 435.97 | 450.29 | 451.71 | 468.1 | 505.58 | Maintain Status Quo | Afghanistan | AFG | 2022-01-02 | v8 | TRUE
https://raw.githubusercontent.com/mrc-ide/global-lmic-reports/master/AFG/projections.csv | 2021-05-16 | ICU_demand | 156.6 | 170.74 | 176 | 176.55 | 182.9 | 197.91 | Maintain Status Quo | Afghanistan | AFG | 2022-01-02 | v8 | TRUE
https://raw.githubusercontent.com/mrc-ide/global-lmic-reports/master/AFG/projections.csv | 2021-05-16 | hospital_incidence | 54.91 | 58.19 | 61.47 | 61.11 | 63.63 | 67.7 | Maintain Status Quo | Afghanistan | AFG | 2022-01-02 | v8 | TRUE
https://raw.githubusercontent.com/mrc-ide/global-lmic-reports/master/AFG/projections.csv | 2021-05-16 | ICU_incidence | 17.08 | 18.1 | 19.12 | 19.01 | 19.79 | 21.05 | Maintain Status Quo | Afghanistan | AFG | 2022-01-02 | v8 | TRUE
https://raw.githubusercontent.com/mrc-ide/global-lmic-reports/master/AFG/projections.csv | 2021-05-16 | prevalence | 57032.65 | 60302.41 | 63538.71 | 63121.68 | 65279 | 70311.69 | Maintain Status Quo | Afghanistan | AFG | 2022-01-02 | v8 | TRUE
https://raw.githubusercontent.com/mrc-ide/global-lmic-reports/master/AFG/projections.csv | 2021-05-16 | cumulative_infections | 1297506.39 | 1345373.66 | 1372923.87 | 1383736.26 | 1411725.47 | 1521786.3 | Maintain Status Quo | Afghanistan | AFG | 2022-01-02 | v8 | TRUE
https://raw.githubusercontent.com/mrc-ide/global-lmic-reports/master/AFG/projections.csv | 2021-05-16 | cumulative_deaths | 2497.46 | 2594.27 | 2667.16 | 2675.77 | 2733.09 | 2974.93 | Maintain Status Quo | Afghanistan | AFG | 2022-01-02 | v8 | TRUE
https://raw.githubusercontent.com/mrc-ide/global-lmic-reports/master/AFG/projections.csv | 2021-05-16 | Rt | 1.27 | 1.29 | 1.31 | 1.31 | 1.32 | 1.39 | Maintain Status Quo | Afghanistan | AFG | 2022-01-02 | v8 | TRUE
https://raw.githubusercontent.com/mrc-ide/global-lmic-reports/master/AFG/projections.csv | 2021-05-16 | Reff | 1.2 | 1.23 | 1.24 | 1.24 | 1.25 | 1.31 | Maintain Status Quo | Afghanistan | AFG | 2022-01-02 | v8 | TRUE
https://raw.githubusercontent.com/mrc-ide/global-lmic-reports/master/AFG/projections.csv | 2021-05-16 | infections | 8763.87 | 9459.36 | 9882.88 | 9875.65 | 10237.6 | 10968.38 | Optimistic | Afghanistan | AFG | 2022-01-02 | v8 | TRUE
https://raw.githubusercontent.com/mrc-ide/global-lmic-reports/master/AFG/projections.csv | 2021-05-16 | deaths | 8.41 | 9.19 | 9.5 | 9.5 | 9.87 | 10.68 | Optimistic | Afghanistan | AFG | 2022-01-02 | v8 | TRUE
https://raw.githubusercontent.com/mrc-ide/global-lmic-reports/master/AFG/projections.csv | 2021-05-16 | hospital_demand | 401.21 | 435.97 | 450.29 | 451.71 | 468.1 | 505.58 | Optimistic | Afghanistan | AFG | 2022-01-02 | v8 | TRUE
https://raw.githubusercontent.com/mrc-ide/global-lmic-reports/master/AFG/projections.csv | 2021-05-16 | ICU_demand | 156.6 | 170.74 | 176 | 176.55 | 182.9 | 197.91 | Optimistic | Afghanistan | AFG | 2022-01-02 | v8 | TRUE
https://raw.githubusercontent.com/mrc-ide/global-lmic-reports/master/AFG/projections.csv | 2021-05-16 | hospital_incidence | 54.91 | 58.19 | 61.47 | 61.11 | 63.63 | 67.7 | Optimistic | Afghanistan | AFG | 2022-01-02 | v8 | TRUE
https://raw.githubusercontent.com/mrc-ide/global-lmic-reports/master/AFG/projections.csv | 2021-05-16 | ICU_incidence | 17.08 | 18.1 | 19.12 | 19.01 | 19.79 | 21.05 | Optimistic | Afghanistan | AFG | 2022-01-02 | v8 | TRUE
https://raw.githubusercontent.com/mrc-ide/global-lmic-reports/master/AFG/projections.csv | 2021-05-16 | prevalence | 57032.65 | 60302.41 | 63538.71 | 63121.68 | 65279 | 70311.69 | Optimistic | Afghanistan | AFG | 2022-01-02 | v8 | TRUE
https://raw.githubusercontent.com/mrc-ide/global-lmic-reports/master/AFG/projections.csv | 2021-05-16 | cumulative_infections | 1297506.39 | 1345373.66 | 1372923.87 | 1383736.26 | 1411725.47 | 1521786.3 | Optimistic | Afghanistan | AFG | 2022-01-02 | v8 | TRUE
https://raw.githubusercontent.com/mrc-ide/global-lmic-reports/master/AFG/projections.csv | 2021-05-16 | cumulative_deaths | 2497.46 | 2594.27 | 2667.16 | 2675.77 | 2733.09 | 2974.93 | Optimistic | Afghanistan | AFG | 2022-01-02 | v8 | TRUE
https://raw.githubusercontent.com/mrc-ide/global-lmic-reports/master/AFG/projections.csv | 2021-05-16 | Rt | 1.27 | 1.29 | 1.31 | 1.31 | 1.32 | 1.39 | Optimistic | Afghanistan | AFG | 2022-01-02 | v8 | TRUE
https://raw.githubusercontent.com/mrc-ide/global-lmic-reports/master/AFG/projections.csv | 2021-05-16 | Reff | 1.2 | 1.23 | 1.24 | 1.24 | 1.25 | 1.31 | Optimistic | Afghanistan | AFG | 2022-01-02 | v8 | TRUE
https://raw.githubusercontent.com/mrc-ide/global-lmic-reports/master/AFG/projections.csv | 2021-05-16 | infections | 8763.87 | 9459.36 | 9882.88 | 9875.65 | 10237.6 | 10968.38 | Pessimistic | Afghanistan | AFG | 2022-01-02 | v8 | TRUE
https://raw.githubusercontent.com/mrc-ide/global-lmic-reports/master/AFG/projections.csv | 2021-05-16 | deaths | 8.41 | 9.19 | 9.5 | 9.5 | 9.87 | 10.68 | Pessimistic | Afghanistan | AFG | 2022-01-02 | v8 | TRUE
https://raw.githubusercontent.com/mrc-ide/global-lmic-reports/master/AFG/projections.csv | 2021-05-16 | hospital_demand | 401.21 | 435.97 | 450.29 | 451.71 | 468.1 | 505.58 | Pessimistic | Afghanistan | AFG | 2022-01-02 | v8 | TRUE
https://raw.githubusercontent.com/mrc-ide/global-lmic-reports/master/AFG/projections.csv | 2021-05-16 | ICU_demand | 156.6 | 170.74 | 176 | 176.55 | 182.9 | 197.91 | Pessimistic | Afghanistan | AFG | 2022-01-02 | v8 | TRUE
https://raw.githubusercontent.com/mrc-ide/global-lmic-reports/master/AFG/projections.csv | 2021-05-16 | hospital_incidence | 54.91 | 58.19 | 61.47 | 61.11 | 63.63 | 67.7 | Pessimistic | Afghanistan | AFG | 2022-01-02 | v8 | TRUE
https://raw.githubusercontent.com/mrc-ide/global-lmic-reports/master/AFG/projections.csv | 2021-05-16 | ICU_incidence | 17.08 | 18.1 | 19.12 | 19.01 | 19.79 | 21.05 | Pessimistic | Afghanistan | AFG | 2022-01-02 | v8 | TRUE
https://raw.githubusercontent.com/mrc-ide/global-lmic-reports/master/AFG/projections.csv | 2021-05-16 | prevalence | 57032.65 | 60302.41 | 63538.71 | 63121.68 | 65279 | 70311.69 | Pessimistic | Afghanistan | AFG | 2022-01-02 | v8 | TRUE
https://raw.githubusercontent.com/mrc-ide/global-lmic-reports/master/AFG/projections.csv | 2021-05-16 | cumulative_infections | 1297506.39 | 1345373.66 | 1372923.87 | 1383736.26 | 1411725.47 | 1521786.3 | Pessimistic | Afghanistan | AFG | 2022-01-02 | v8 | TRUE
https://raw.githubusercontent.com/mrc-ide/global-lmic-reports/master/AFG/projections.csv | 2021-05-16 | cumulative_deaths | 2497.46 | 2594.27 | 2667.16 | 2675.77 | 2733.09 | 2974.93 | Pessimistic | Afghanistan | AFG | 2022-01-02 | v8 | TRUE
https://raw.githubusercontent.com/mrc-ide/global-lmic-reports/master/AFG/projections.csv | 2021-05-16 | Rt | 1.27 | 1.29 | 1.31 | 1.31 | 1.32 | 1.39 | Pessimistic | Afghanistan | AFG | 2022-01-02 | v8 | TRUE
https://raw.githubusercontent.com/mrc-ide/global-lmic-reports/master/AFG/projections.csv | 2021-05-16 | Reff | 1.2 | 1.23 | 1.24 | 1.24 | 1.25 | 1.31 | Pessimistic | Afghanistan | AFG | 2022-01-02 | v8 | TRUE
https://raw.githubusercontent.com/mrc-ide/global-lmic-reports/master/AFG/projections.csv | 2021-05-16 | infections | 8763.87 | 9459.36 | 9882.88 | 9875.65 | 10237.6 | 10968.38 | Relax Interventions 50% | Afghanistan | AFG | 2022-01-02 | v8 | TRUE
https://raw.githubusercontent.com/mrc-ide/global-lmic-reports/master/AFG/projections.csv | 2021-05-16 | deaths | 8.41 | 9.19 | 9.5 | 9.5 | 9.87 | 10.68 | Relax Interventions 50% | Afghanistan | AFG | 2022-01-02 | v8 | TRUE
https://raw.githubusercontent.com/mrc-ide/global-lmic-reports/master/AFG/projections.csv | 2021-05-16 | hospital_demand | 401.21 | 435.97 | 450.29 | 451.71 | 468.1 | 505.58 | Relax Interventions 50% | Afghanistan | AFG | 2022-01-02 | v8 | TRUE
https://raw.githubusercontent.com/mrc-ide/global-lmic-reports/master/AFG/projections.csv | 2021-05-16 | ICU_demand | 156.6 | 170.74 | 176 | 176.55 | 182.9 | 197.91 | Relax Interventions 50% | Afghanistan | AFG | 2022-01-02 | v8 | TRUE
https://raw.githubusercontent.com/mrc-ide/global-lmic-reports/master/AFG/projections.csv | 2021-05-16 | hospital_incidence | 54.91 | 58.19 | 61.47 | 61.11 | 63.63 | 67.7 | Relax Interventions 50% | Afghanistan | AFG | 2022-01-02 | v8 | TRUE
https://raw.githubusercontent.com/mrc-ide/global-lmic-reports/master/AFG/projections.csv | 2021-05-16 | ICU_incidence | 17.08 | 18.1 | 19.12 | 19.01 | 19.79 | 21.05 | Relax Interventions 50% | Afghanistan | AFG | 2022-01-02 | v8 | TRUE
https://raw.githubusercontent.com/mrc-ide/global-lmic-reports/master/AFG/projections.csv | 2021-05-16 | prevalence | 57032.65 | 60302.41 | 63538.71 | 63121.68 | 65279 | 70311.69 | Relax Interventions 50% | Afghanistan | AFG | 2022-01-02 | v8 | TRUE
https://raw.githubusercontent.com/mrc-ide/global-lmic-reports/master/AFG/projections.csv | 2021-05-16 | cumulative_infections | 1297506.39 | 1345373.66 | 1372923.87 | 1383736.26 | 1411725.47 | 1521786.3 | Relax Interventions 50% | Afghanistan | AFG | 2022-01-02 | v8 | TRUE
https://raw.githubusercontent.com/mrc-ide/global-lmic-reports/master/AFG/projections.csv | 2021-05-16 | cumulative_deaths | 2497.46 | 2594.27 | 2667.16 | 2675.77 | 2733.09 | 2974.93 | Relax Interventions 50% | Afghanistan | AFG | 2022-01-02 | v8 | TRUE
https://raw.githubusercontent.com/mrc-ide/global-lmic-reports/master/AFG/projections.csv | 2021-05-16 | Rt | 1.27 | 1.29 | 1.31 | 1.31 | 1.32 | 1.39 | Relax Interventions 50% | Afghanistan | AFG | 2022-01-02 | v8 | TRUE
https://raw.githubusercontent.com/mrc-ide/global-lmic-reports/master/AFG/projections.csv | 2021-05-16 | Reff | 1.2 | 1.23 | 1.24 | 1.24 | 1.25 | 1.31 | Relax Interventions 50% | Afghanistan | AFG | 2022-01-02 | v8 | TRUE
https://raw.githubusercontent.com/mrc-ide/global-lmic-reports/master/AFG/projections.csv | 2021-05-16 | infections | 8681.28 | 9494.68 | 9853.55 | 9853.15 | 10139.19 | 10787.81 | Surged Additional 50% Reduction | Afghanistan | AFG | 2022-01-02 | v8 | TRUE
https://raw.githubusercontent.com/mrc-ide/global-lmic-reports/master/AFG/projections.csv | 2021-05-16 | deaths | 8.52 | 9.19 | 9.48 | 9.54 | 9.86 | 10.68 | Surged Additional 50% Reduction | Afghanistan | AFG | 2022-01-02 | v8 | TRUE
https://raw.githubusercontent.com/mrc-ide/global-lmic-reports/master/AFG/projections.csv | 2021-05-16 | hospital_demand | 406.85 | 435.93 | 448.26 | 452.65 | 468.41 | 503.23 | Surged Additional 50% Reduction | Afghanistan | AFG | 2022-01-02 | v8 | TRUE
https://raw.githubusercontent.com/mrc-ide/global-lmic-reports/master/AFG/projections.csv | 2021-05-16 | ICU_demand | 159.37 | 170.52 | 175.35 | 177.06 | 182.84 | 197.1 | Surged Additional 50% Reduction | Afghanistan | AFG | 2022-01-02 | v8 | TRUE
https://raw.githubusercontent.com/mrc-ide/global-lmic-reports/master/AFG/projections.csv | 2021-05-16 | hospital_incidence | 54.98 | 59.18 | 60.63 | 60.97 | 62.48 | 67.16 | Surged Additional 50% Reduction | Afghanistan | AFG | 2022-01-02 | v8 | TRUE
https://raw.githubusercontent.com/mrc-ide/global-lmic-reports/master/AFG/projections.csv | 2021-05-16 | ICU_incidence | 17.1 | 18.41 | 18.86 | 18.96 | 19.43 | 20.88 | Surged Additional 50% Reduction | Afghanistan | AFG | 2022-01-02 | v8 | TRUE
https://raw.githubusercontent.com/mrc-ide/global-lmic-reports/master/AFG/projections.csv | 2021-05-16 | prevalence | 56231.92 | 60830.06 | 62889.53 | 62842.94 | 64761.83 | 68063.83 | Surged Additional 50% Reduction | Afghanistan | AFG | 2022-01-02 | v8 | TRUE
https://raw.githubusercontent.com/mrc-ide/global-lmic-reports/master/AFG/projections.csv | 2021-05-16 | cumulative_infections | 1299113.36 | 1344351.37 | 1371807.76 | 1372889.4 | 1406279.52 | 1454889.03 | Surged Additional 50% Reduction | Afghanistan | AFG | 2022-01-02 | v8 | TRUE
https://raw.githubusercontent.com/mrc-ide/global-lmic-reports/master/AFG/projections.csv | 2021-05-16 | cumulative_deaths | 2486.74 | 2573.13 | 2630.16 | 2638.81 | 2700.85 | 2823.36 | Surged Additional 50% Reduction | Afghanistan | AFG | 2022-01-02 | v8 | TRUE
https://raw.githubusercontent.com/mrc-ide/global-lmic-reports/master/AFG/projections.csv | 2021-05-16 | Rt | 1.24 | 1.29 | 1.3 | 1.31 | 1.33 | 1.36 | Surged Additional 50% Reduction | Afghanistan | AFG | 2022-01-02 | v8 | TRUE
https://raw.githubusercontent.com/mrc-ide/global-lmic-reports/master/AFG/projections.csv | 2021-05-16 | Reff | 1.18 | 1.22 | 1.24 | 1.24 | 1.26 | 1.29 | Surged Additional 50% Reduction | Afghanistan | AFG | 2022-01-02 | v8 | TRUE
https://raw.githubusercontent.com/mrc-ide/global-lmic-reports/master/AFG/projections.csv | 2021-05-16 | infections | 8681.28 | 9494.68 | 9853.55 | 9853.15 | 10139.19 | 10787.81 | Surged Maintain Status Quo | Afghanistan | AFG | 2022-01-02 | v8 | TRUE
https://raw.githubusercontent.com/mrc-ide/global-lmic-reports/master/AFG/projections.csv | 2021-05-16 | deaths | 8.52 | 9.19 | 9.48 | 9.54 | 9.86 | 10.68 | Surged Maintain Status Quo | Afghanistan | AFG | 2022-01-02 | v8 | TRUE
https://raw.githubusercontent.com/mrc-ide/global-lmic-reports/master/AFG/projections.csv | 2021-05-16 | hospital_demand | 406.85 | 435.93 | 448.26 | 452.65 | 468.41 | 503.23 | Surged Maintain Status Quo | Afghanistan | AFG | 2022-01-02 | v8 | TRUE
https://raw.githubusercontent.com/mrc-ide/global-lmic-reports/master/AFG/projections.csv | 2021-05-16 | ICU_demand | 159.37 | 170.52 | 175.35 | 177.06 | 182.84 | 197.1 | Surged Maintain Status Quo | Afghanistan | AFG | 2022-01-02 | v8 | TRUE
https://raw.githubusercontent.com/mrc-ide/global-lmic-reports/master/AFG/projections.csv | 2021-05-16 | hospital_incidence | 54.98 | 59.18 | 60.63 | 60.97 | 62.48 | 67.16 | Surged Maintain Status Quo | Afghanistan | AFG | 2022-01-02 | v8 | TRUE
https://raw.githubusercontent.com/mrc-ide/global-lmic-reports/master/AFG/projections.csv | 2021-05-16 | ICU_incidence | 17.1 | 18.41 | 18.86 | 18.96 | 19.43 | 20.88 | Surged Maintain Status Quo | Afghanistan | AFG | 2022-01-02 | v8 | TRUE
https://raw.githubusercontent.com/mrc-ide/global-lmic-reports/master/AFG/projections.csv | 2021-05-16 | prevalence | 56231.92 | 60830.06 | 62889.53 | 62842.94 | 64761.83 | 68063.83 | Surged Maintain Status Quo | Afghanistan | AFG | 2022-01-02 | v8 | TRUE
https://raw.githubusercontent.com/mrc-ide/global-lmic-reports/master/AFG/projections.csv | 2021-05-16 | cumulative_infections | 1299113.36 | 1344351.37 | 1371807.76 | 1372889.4 | 1406279.52 | 1454889.03 | Surged Maintain Status Quo | Afghanistan | AFG | 2022-01-02 | v8 | TRUE
https://raw.githubusercontent.com/mrc-ide/global-lmic-reports/master/AFG/projections.csv | 2021-05-16 | cumulative_deaths | 2486.74 | 2573.13 | 2630.16 | 2638.81 | 2700.85 | 2823.36 | Surged Maintain Status Quo | Afghanistan | AFG | 2022-01-02 | v8 | TRUE
https://raw.githubusercontent.com/mrc-ide/global-lmic-reports/master/AFG/projections.csv | 2021-05-16 | Rt | 1.24 | 1.29 | 1.3 | 1.31 | 1.33 | 1.36 | Surged Maintain Status Quo | Afghanistan | AFG | 2022-01-02 | v8 | TRUE
https://raw.githubusercontent.com/mrc-ide/global-lmic-reports/master/AFG/projections.csv | 2021-05-16 | Reff | 1.18 | 1.22 | 1.24 | 1.24 | 1.26 | 1.29 | Surged Maintain Status Quo | Afghanistan | AFG | 2022-01-02 | v8 | TRUE
https://raw.githubusercontent.com/mrc-ide/global-lmic-reports/master/AFG/projections.csv | 2021-05-16 | infections | 8681.28 | 9494.68 | 9853.55 | 9853.15 | 10139.19 | 10787.81 | Surged Optimistic | Afghanistan | AFG | 2022-01-02 | v8 | TRUE
https://raw.githubusercontent.com/mrc-ide/global-lmic-reports/master/AFG/projections.csv | 2021-05-16 | deaths | 8.52 | 9.19 | 9.48 | 9.54 | 9.86 | 10.68 | Surged Optimistic | Afghanistan | AFG | 2022-01-02 | v8 | TRUE
https://raw.githubusercontent.com/mrc-ide/global-lmic-reports/master/AFG/projections.csv | 2021-05-16 | hospital_demand | 406.85 | 435.93 | 448.26 | 452.65 | 468.41 | 503.23 | Surged Optimistic | Afghanistan | AFG | 2022-01-02 | v8 | TRUE
https://raw.githubusercontent.com/mrc-ide/global-lmic-reports/master/AFG/projections.csv | 2021-05-16 | ICU_demand | 159.37 | 170.52 | 175.35 | 177.06 | 182.84 | 197.1 | Surged Optimistic | Afghanistan | AFG | 2022-01-02 | v8 | TRUE
https://raw.githubusercontent.com/mrc-ide/global-lmic-reports/master/AFG/projections.csv | 2021-05-16 | hospital_incidence | 54.98 | 59.18 | 60.63 | 60.97 | 62.48 | 67.16 | Surged Optimistic | Afghanistan | AFG | 2022-01-02 | v8 | TRUE
https://raw.githubusercontent.com/mrc-ide/global-lmic-reports/master/AFG/projections.csv | 2021-05-16 | ICU_incidence | 17.1 | 18.41 | 18.86 | 18.96 | 19.43 | 20.88 | Surged Optimistic | Afghanistan | AFG | 2022-01-02 | v8 | TRUE
https://raw.githubusercontent.com/mrc-ide/global-lmic-reports/master/AFG/projections.csv | 2021-05-16 | prevalence | 56231.92 | 60830.06 | 62889.53 | 62842.94 | 64761.83 | 68063.83 | Surged Optimistic | Afghanistan | AFG | 2022-01-02 | v8 | TRUE
https://raw.githubusercontent.com/mrc-ide/global-lmic-reports/master/AFG/projections.csv | 2021-05-16 | cumulative_infections | 1299113.36 | 1344351.37 | 1371807.76 | 1372889.4 | 1406279.52 | 1454889.03 | Surged Optimistic | Afghanistan | AFG | 2022-01-02 | v8 | TRUE
https://raw.githubusercontent.com/mrc-ide/global-lmic-reports/master/AFG/projections.csv | 2021-05-16 | cumulative_deaths | 2486.74 | 2573.13 | 2630.16 | 2638.81 | 2700.85 | 2823.36 | Surged Optimistic | Afghanistan | AFG | 2022-01-02 | v8 | TRUE
https://raw.githubusercontent.com/mrc-ide/global-lmic-reports/master/AFG/projections.csv | 2021-05-16 | Rt | 1.24 | 1.29 | 1.3 | 1.31 | 1.33 | 1.36 | Surged Optimistic | Afghanistan | AFG | 2022-01-02 | v8 | TRUE
https://raw.githubusercontent.com/mrc-ide/global-lmic-reports/master/AFG/projections.csv | 2021-05-16 | Reff | 1.18 | 1.22 | 1.24 | 1.24 | 1.26 | 1.29 | Surged Optimistic | Afghanistan | AFG | 2022-01-02 | v8 | TRUE
https://raw.githubusercontent.com/mrc-ide/global-lmic-reports/master/AFG/projections.csv | 2021-05-16 | infections | 8681.28 | 9494.68 | 9853.55 | 9853.15 | 10139.19 | 10787.81 | Surged Pessimistic | Afghanistan | AFG | 2022-01-02 | v8 | TRUE
https://raw.githubusercontent.com/mrc-ide/global-lmic-reports/master/AFG/projections.csv | 2021-05-16 | deaths | 8.52 | 9.19 | 9.48 | 9.54 | 9.86 | 10.68 | Surged Pessimistic | Afghanistan | AFG | 2022-01-02 | v8 | TRUE
https://raw.githubusercontent.com/mrc-ide/global-lmic-reports/master/AFG/projections.csv | 2021-05-16 | hospital_demand | 406.85 | 435.93 | 448.26 | 452.65 | 468.41 | 503.23 | Surged Pessimistic | Afghanistan | AFG | 2022-01-02 | v8 | TRUE
https://raw.githubusercontent.com/mrc-ide/global-lmic-reports/master/AFG/projections.csv | 2021-05-16 | ICU_demand | 159.37 | 170.52 | 175.35 | 177.06 | 182.84 | 197.1 | Surged Pessimistic | Afghanistan | AFG | 2022-01-02 | v8 | TRUE
https://raw.githubusercontent.com/mrc-ide/global-lmic-reports/master/AFG/projections.csv | 2021-05-16 | hospital_incidence | 54.98 | 59.18 | 60.63 | 60.97 | 62.48 | 67.16 | Surged Pessimistic | Afghanistan | AFG | 2022-01-02 | v8 | TRUE
https://raw.githubusercontent.com/mrc-ide/global-lmic-reports/master/AFG/projections.csv | 2021-05-16 | ICU_incidence | 17.1 | 18.41 | 18.86 | 18.96 | 19.43 | 20.88 | Surged Pessimistic | Afghanistan | AFG | 2022-01-02 | v8 | TRUE
https://raw.githubusercontent.com/mrc-ide/global-lmic-reports/master/AFG/projections.csv | 2021-05-16 | prevalence | 56231.92 | 60830.06 | 62889.53 | 62842.94 | 64761.83 | 68063.83 | Surged Pessimistic | Afghanistan | AFG | 2022-01-02 | v8 | TRUE
https://raw.githubusercontent.com/mrc-ide/global-lmic-reports/master/AFG/projections.csv | 2021-05-16 | cumulative_infections | 1299113.36 | 1344351.37 | 1371807.76 | 1372889.4 | 1406279.52 | 1454889.03 | Surged Pessimistic | Afghanistan | AFG | 2022-01-02 | v8 | TRUE
https://raw.githubusercontent.com/mrc-ide/global-lmic-reports/master/AFG/projections.csv | 2021-05-16 | cumulative_deaths | 2486.74 | 2573.13 | 2630.16 | 2638.81 | 2700.85 | 2823.36 | Surged Pessimistic | Afghanistan | AFG | 2022-01-02 | v8 | TRUE
https://raw.githubusercontent.com/mrc-ide/global-lmic-reports/master/AFG/projections.csv | 2021-05-16 | Rt | 1.24 | 1.29 | 1.3 | 1.31 | 1.33 | 1.36 | Surged Pessimistic | Afghanistan | AFG | 2022-01-02 | v8 | TRUE
https://raw.githubusercontent.com/mrc-ide/global-lmic-reports/master/AFG/projections.csv | 2021-05-16 | Reff | 1.18 | 1.22 | 1.24 | 1.24 | 1.26 | 1.29 | Surged Pessimistic | Afghanistan | AFG | 2022-01-02 | v8 | TRUE
https://raw.githubusercontent.com/mrc-ide/global-lmic-reports/master/AFG/projections.csv | 2021-05-16 | infections | 8681.28 | 9494.68 | 9853.55 | 9853.15 | 10139.19 | 10787.81 | Surged Relax Interventions 50% | Afghanistan | AFG | 2022-01-02 | v8 | TRUE
https://raw.githubusercontent.com/mrc-ide/global-lmic-reports/master/AFG/projections.csv | 2021-05-16 | deaths | 8.52 | 9.19 | 9.48 | 9.54 | 9.86 | 10.68 | Surged Relax Interventions 50% | Afghanistan | AFG | 2022-01-02 | v8 | TRUE
https://raw.githubusercontent.com/mrc-ide/global-lmic-reports/master/AFG/projections.csv | 2021-05-16 | hospital_demand | 406.85 | 435.93 | 448.26 | 452.65 | 468.41 | 503.23 | Surged Relax Interventions 50% | Afghanistan | AFG | 2022-01-02 | v8 | TRUE
https://raw.githubusercontent.com/mrc-ide/global-lmic-reports/master/AFG/projections.csv | 2021-05-16 | ICU_demand | 159.37 | 170.52 | 175.35 | 177.06 | 182.84 | 197.1 | Surged Relax Interventions 50% | Afghanistan | AFG | 2022-01-02 | v8 | TRUE
https://raw.githubusercontent.com/mrc-ide/global-lmic-reports/master/AFG/projections.csv | 2021-05-16 | hospital_incidence | 54.98 | 59.18 | 60.63 | 60.97 | 62.48 | 67.16 | Surged Relax Interventions 50% | Afghanistan | AFG | 2022-01-02 | v8 | TRUE
https://raw.githubusercontent.com/mrc-ide/global-lmic-reports/master/AFG/projections.csv | 2021-05-16 | ICU_incidence | 17.1 | 18.41 | 18.86 | 18.96 | 19.43 | 20.88 | Surged Relax Interventions 50% | Afghanistan | AFG | 2022-01-02 | v8 | TRUE
https://raw.githubusercontent.com/mrc-ide/global-lmic-reports/master/AFG/projections.csv | 2021-05-16 | prevalence | 56231.92 | 60830.06 | 62889.53 | 62842.94 | 64761.83 | 68063.83 | Surged Relax Interventions 50% | Afghanistan | AFG | 2022-01-02 | v8 | TRUE
https://raw.githubusercontent.com/mrc-ide/global-lmic-reports/master/AFG/projections.csv | 2021-05-16 | cumulative_infections | 1299113.36 | 1344351.37 | 1371807.76 | 1372889.4 | 1406279.52 | 1454889.03 | Surged Relax Interventions 50% | Afghanistan | AFG | 2022-01-02 | v8 | TRUE
https://raw.githubusercontent.com/mrc-ide/global-lmic-reports/master/AFG/projections.csv | 2021-05-16 | cumulative_deaths | 2486.74 | 2573.13 | 2630.16 | 2638.81 | 2700.85 | 2823.36 | Surged Relax Interventions 50% | Afghanistan | AFG | 2022-01-02 | v8 | TRUE
https://raw.githubusercontent.com/mrc-ide/global-lmic-reports/master/AFG/projections.csv | 2021-05-16 | Rt | 1.24 | 1.29 | 1.3 | 1.31 | 1.33 | 1.36 | Surged Relax Interventions 50% | Afghanistan | AFG | 2022-01-02 | v8 | TRUE
https://raw.githubusercontent.com/mrc-ide/global-lmic-reports/master/AFG/projections.csv | 2021-05-16 | Reff | 1.18 | 1.22 | 1.24 | 1.24 | 1.26 | 1.29 | Surged Relax Interventions 50% | Afghanistan | AFG | 2022-01-02 | v8 | TRUE
https://raw.githubusercontent.com/mrc-ide/global-lmic-reports/master/AFG/projections.csv | 2021-05-17 | infections | 9979.85 | 10452.31 | 11047.68 | 10998.31 | 11428.51 | 12202.1 | Additional 50% Reduction | Afghanistan | AFG | 2022-01-02 | v8 | TRUE
https://raw.githubusercontent.com/mrc-ide/global-lmic-reports/master/AFG/projections.csv | 2021-05-17 | deaths | 8.73 | 9.54 | 9.84 | 9.85 | 10.23 | 11.06 | Additional 50% Reduction | Afghanistan | AFG | 2022-01-02 | v8 | TRUE
https://raw.githubusercontent.com/mrc-ide/global-lmic-reports/master/AFG/projections.csv | 2021-05-17 | hospital_demand | 417.41 | 450.7 | 467.22 | 469.05 | 485.63 | 523.72 | Additional 50% Reduction | Afghanistan | AFG | 2022-01-02 | v8 | TRUE
https://raw.githubusercontent.com/mrc-ide/global-lmic-reports/master/AFG/projections.csv | 2021-05-17 | ICU_demand | 163.03 | 177.26 | 182.76 | 183.48 | 189.82 | 205.25 | Additional 50% Reduction | Afghanistan | AFG | 2022-01-02 | v8 | TRUE
https://raw.githubusercontent.com/mrc-ide/global-lmic-reports/master/AFG/projections.csv | 2021-05-17 | hospital_incidence | 56.87 | 60.2 | 63.59 | 63.14 | 65.53 | 69.96 | Additional 50% Reduction | Afghanistan | AFG | 2022-01-02 | v8 | TRUE
https://raw.githubusercontent.com/mrc-ide/global-lmic-reports/master/AFG/projections.csv | 2021-05-17 | ICU_incidence | 17.7 | 18.74 | 19.79 | 19.65 | 20.39 | 21.77 | Additional 50% Reduction | Afghanistan | AFG | 2022-01-02 | v8 | TRUE
https://raw.githubusercontent.com/mrc-ide/global-lmic-reports/master/AFG/projections.csv | 2021-05-17 | prevalence | 59030.01 | 62306.63 | 65592.6 | 65283.57 | 67534.52 | 72785.84 | Additional 50% Reduction | Afghanistan | AFG | 2022-01-02 | v8 | TRUE
https://raw.githubusercontent.com/mrc-ide/global-lmic-reports/master/AFG/projections.csv | 2021-05-17 | cumulative_infections | 1307537.76 | 1356893.04 | 1384597.05 | 1394734.56 | 1422969.82 | 1533046.8 | Additional 50% Reduction | Afghanistan | AFG | 2022-01-02 | v8 | TRUE
https://raw.githubusercontent.com/mrc-ide/global-lmic-reports/master/AFG/projections.csv | 2021-05-17 | cumulative_deaths | 2506.89 | 2603.7 | 2676.91 | 2685.62 | 2744.05 | 2985.66 | Additional 50% Reduction | Afghanistan | AFG | 2022-01-02 | v8 | TRUE
https://raw.githubusercontent.com/mrc-ide/global-lmic-reports/master/AFG/projections.csv | 2021-05-17 | Rt | 1.33 | 1.36 | 1.38 | 1.38 | 1.41 | 1.46 | Additional 50% Reduction | Afghanistan | AFG | 2022-01-02 | v8 | TRUE
https://raw.githubusercontent.com/mrc-ide/global-lmic-reports/master/AFG/projections.csv | 2021-05-17 | Reff | 1.26 | 1.29 | 1.31 | 1.31 | 1.33 | 1.38 | Additional 50% Reduction | Afghanistan | AFG | 2022-01-02 | v8 | TRUE
https://raw.githubusercontent.com/mrc-ide/global-lmic-reports/master/AFG/projections.csv | 2021-05-17 | infections | 9979.85 | 10452.31 | 11047.68 | 10998.31 | 11428.51 | 12202.1 | Maintain Status Quo | Afghanistan | AFG | 2022-01-02 | v8 | TRUE
https://raw.githubusercontent.com/mrc-ide/global-lmic-reports/master/AFG/projections.csv | 2021-05-17 | deaths | 8.73 | 9.54 | 9.84 | 9.85 | 10.23 | 11.06 | Maintain Status Quo | Afghanistan | AFG | 2022-01-02 | v8 | TRUE
https://raw.githubusercontent.com/mrc-ide/global-lmic-reports/master/AFG/projections.csv | 2021-05-17 | hospital_demand | 417.41 | 450.7 | 467.22 | 469.05 | 485.63 | 523.72 | Maintain Status Quo | Afghanistan | AFG | 2022-01-02 | v8 | TRUE
https://raw.githubusercontent.com/mrc-ide/global-lmic-reports/master/AFG/projections.csv | 2021-05-17 | ICU_demand | 163.03 | 177.26 | 182.76 | 183.48 | 189.82 | 205.25 | Maintain Status Quo | Afghanistan | AFG | 2022-01-02 | v8 | TRUE
https://raw.githubusercontent.com/mrc-ide/global-lmic-reports/master/AFG/projections.csv | 2021-05-17 | hospital_incidence | 56.87 | 60.2 | 63.59 | 63.14 | 65.53 | 69.96 | Maintain Status Quo | Afghanistan | AFG | 2022-01-02 | v8 | TRUE
https://raw.githubusercontent.com/mrc-ide/global-lmic-reports/master/AFG/projections.csv | 2021-05-17 | ICU_incidence | 17.7 | 18.74 | 19.79 | 19.65 | 20.39 | 21.77 | Maintain Status Quo | Afghanistan | AFG | 2022-01-02 | v8 | TRUE
https://raw.githubusercontent.com/mrc-ide/global-lmic-reports/master/AFG/projections.csv | 2021-05-17 | prevalence | 59030.01 | 62306.63 | 65592.6 | 65283.57 | 67534.52 | 72785.84 | Maintain Status Quo | Afghanistan | AFG | 2022-01-02 | v8 | TRUE
https://raw.githubusercontent.com/mrc-ide/global-lmic-reports/master/AFG/projections.csv | 2021-05-17 | cumulative_infections | 1307537.76 | 1356893.04 | 1384597.05 | 1394734.56 | 1422969.82 | 1533046.8 | Maintain Status Quo | Afghanistan | AFG | 2022-01-02 | v8 | TRUE
https://raw.githubusercontent.com/mrc-ide/global-lmic-reports/master/AFG/projections.csv | 2021-05-17 | cumulative_deaths | 2506.89 | 2603.7 | 2676.91 | 2685.62 | 2744.05 | 2985.66 | Maintain Status Quo | Afghanistan | AFG | 2022-01-02 | v8 | TRUE
https://raw.githubusercontent.com/mrc-ide/global-lmic-reports/master/AFG/projections.csv | 2021-05-17 | Rt | 1.33 | 1.36 | 1.38 | 1.38 | 1.41 | 1.46 | Maintain Status Quo | Afghanistan | AFG | 2022-01-02 | v8 | TRUE
https://raw.githubusercontent.com/mrc-ide/global-lmic-reports/master/AFG/projections.csv | 2021-05-17 | Reff | 1.26 | 1.29 | 1.31 | 1.31 | 1.33 | 1.38 | Maintain Status Quo | Afghanistan | AFG | 2022-01-02 | v8 | TRUE
https://raw.githubusercontent.com/mrc-ide/global-lmic-reports/master/AFG/projections.csv | 2021-05-17 | infections | 9979.85 | 10452.31 | 11047.68 | 10998.31 | 11428.51 | 12202.1 | Optimistic | Afghanistan | AFG | 2022-01-02 | v8 | TRUE
https://raw.githubusercontent.com/mrc-ide/global-lmic-reports/master/AFG/projections.csv | 2021-05-17 | deaths | 8.73 | 9.54 | 9.84 | 9.85 | 10.23 | 11.06 | Optimistic | Afghanistan | AFG | 2022-01-02 | v8 | TRUE
https://raw.githubusercontent.com/mrc-ide/global-lmic-reports/master/AFG/projections.csv | 2021-05-17 | hospital_demand | 417.41 | 450.7 | 467.22 | 469.05 | 485.63 | 523.72 | Optimistic | Afghanistan | AFG | 2022-01-02 | v8 | TRUE
https://raw.githubusercontent.com/mrc-ide/global-lmic-reports/master/AFG/projections.csv | 2021-05-17 | ICU_demand | 163.03 | 177.26 | 182.76 | 183.48 | 189.82 | 205.25 | Optimistic | Afghanistan | AFG | 2022-01-02 | v8 | TRUE
https://raw.githubusercontent.com/mrc-ide/global-lmic-reports/master/AFG/projections.csv | 2021-05-17 | hospital_incidence | 56.87 | 60.2 | 63.59 | 63.14 | 65.53 | 69.96 | Optimistic | Afghanistan | AFG | 2022-01-02 | v8 | TRUE
https://raw.githubusercontent.com/mrc-ide/global-lmic-reports/master/AFG/projections.csv | 2021-05-17 | ICU_incidence | 17.7 | 18.74 | 19.79 | 19.65 | 20.39 | 21.77 | Optimistic | Afghanistan | AFG | 2022-01-02 | v8 | TRUE
https://raw.githubusercontent.com/mrc-ide/global-lmic-reports/master/AFG/projections.csv | 2021-05-17 | prevalence | 59030.01 | 62306.63 | 65592.6 | 65283.57 | 67534.52 | 72785.84 | Optimistic | Afghanistan | AFG | 2022-01-02 | v8 | TRUE
https://raw.githubusercontent.com/mrc-ide/global-lmic-reports/master/AFG/projections.csv | 2021-05-17 | cumulative_infections | 1307537.76 | 1356893.04 | 1384597.05 | 1394734.56 | 1422969.82 | 1533046.8 | Optimistic | Afghanistan | AFG | 2022-01-02 | v8 | TRUE
https://raw.githubusercontent.com/mrc-ide/global-lmic-reports/master/AFG/projections.csv | 2021-05-17 | cumulative_deaths | 2506.89 | 2603.7 | 2676.91 | 2685.62 | 2744.05 | 2985.66 | Optimistic | Afghanistan | AFG | 2022-01-02 | v8 | TRUE
https://raw.githubusercontent.com/mrc-ide/global-lmic-reports/master/AFG/projections.csv | 2021-05-17 | Rt | 1.33 | 1.36 | 1.38 | 1.38 | 1.41 | 1.46 | Optimistic | Afghanistan | AFG | 2022-01-02 | v8 | TRUE
https://raw.githubusercontent.com/mrc-ide/global-lmic-reports/master/AFG/projections.csv | 2021-05-17 | Reff | 1.26 | 1.29 | 1.31 | 1.31 | 1.33 | 1.38 | Optimistic | Afghanistan | AFG | 2022-01-02 | v8 | TRUE
https://raw.githubusercontent.com/mrc-ide/global-lmic-reports/master/AFG/projections.csv | 2021-05-17 | infections | 9979.85 | 10452.31 | 11047.68 | 10998.31 | 11428.51 | 12202.1 | Pessimistic | Afghanistan | AFG | 2022-01-02 | v8 | TRUE
https://raw.githubusercontent.com/mrc-ide/global-lmic-reports/master/AFG/projections.csv | 2021-05-17 | deaths | 8.73 | 9.54 | 9.84 | 9.85 | 10.23 | 11.06 | Pessimistic | Afghanistan | AFG | 2022-01-02 | v8 | TRUE
https://raw.githubusercontent.com/mrc-ide/global-lmic-reports/master/AFG/projections.csv | 2021-05-17 | hospital_demand | 417.41 | 450.7 | 467.22 | 469.05 | 485.63 | 523.72 | Pessimistic | Afghanistan | AFG | 2022-01-02 | v8 | TRUE
https://raw.githubusercontent.com/mrc-ide/global-lmic-reports/master/AFG/projections.csv | 2021-05-17 | ICU_demand | 163.03 | 177.26 | 182.76 | 183.48 | 189.82 | 205.25 | Pessimistic | Afghanistan | AFG | 2022-01-02 | v8 | TRUE
https://raw.githubusercontent.com/mrc-ide/global-lmic-reports/master/AFG/projections.csv | 2021-05-17 | hospital_incidence | 56.87 | 60.2 | 63.59 | 63.14 | 65.53 | 69.96 | Pessimistic | Afghanistan | AFG | 2022-01-02 | v8 | TRUE
https://raw.githubusercontent.com/mrc-ide/global-lmic-reports/master/AFG/projections.csv | 2021-05-17 | ICU_incidence | 17.7 | 18.74 | 19.79 | 19.65 | 20.39 | 21.77 | Pessimistic | Afghanistan | AFG | 2022-01-02 | v8 | TRUE
https://raw.githubusercontent.com/mrc-ide/global-lmic-reports/master/AFG/projections.csv | 2021-05-17 | prevalence | 59030.01 | 62306.63 | 65592.6 | 65283.57 | 67534.52 | 72785.84 | Pessimistic | Afghanistan | AFG | 2022-01-02 | v8 | TRUE
https://raw.githubusercontent.com/mrc-ide/global-lmic-reports/master/AFG/projections.csv | 2021-05-17 | cumulative_infections | 1307537.76 | 1356893.04 | 1384597.05 | 1394734.56 | 1422969.82 | 1533046.8 | Pessimistic | Afghanistan | AFG | 2022-01-02 | v8 | TRUE
https://raw.githubusercontent.com/mrc-ide/global-lmic-reports/master/AFG/projections.csv | 2021-05-17 | cumulative_deaths | 2506.89 | 2603.7 | 2676.91 | 2685.62 | 2744.05 | 2985.66 | Pessimistic | Afghanistan | AFG | 2022-01-02 | v8 | TRUE
https://raw.githubusercontent.com/mrc-ide/global-lmic-reports/master/AFG/projections.csv | 2021-05-17 | Rt | 1.33 | 1.36 | 1.38 | 1.38 | 1.41 | 1.46 | Pessimistic | Afghanistan | AFG | 2022-01-02 | v8 | TRUE
https://raw.githubusercontent.com/mrc-ide/global-lmic-reports/master/AFG/projections.csv | 2021-05-17 | Reff | 1.26 | 1.29 | 1.31 | 1.31 | 1.33 | 1.38 | Pessimistic | Afghanistan | AFG | 2022-01-02 | v8 | TRUE
https://raw.githubusercontent.com/mrc-ide/global-lmic-reports/master/AFG/projections.csv | 2021-05-17 | infections | 9979.85 | 10452.31 | 11047.68 | 10998.31 | 11428.51 | 12202.1 | Relax Interventions 50% | Afghanistan | AFG | 2022-01-02 | v8 | TRUE
https://raw.githubusercontent.com/mrc-ide/global-lmic-reports/master/AFG/projections.csv | 2021-05-17 | deaths | 8.73 | 9.54 | 9.84 | 9.85 | 10.23 | 11.06 | Relax Interventions 50% | Afghanistan | AFG | 2022-01-02 | v8 | TRUE
https://raw.githubusercontent.com/mrc-ide/global-lmic-reports/master/AFG/projections.csv | 2021-05-17 | hospital_demand | 417.41 | 450.7 | 467.22 | 469.05 | 485.63 | 523.72 | Relax Interventions 50% | Afghanistan | AFG | 2022-01-02 | v8 | TRUE
https://raw.githubusercontent.com/mrc-ide/global-lmic-reports/master/AFG/projections.csv | 2021-05-17 | ICU_demand | 163.03 | 177.26 | 182.76 | 183.48 | 189.82 | 205.25 | Relax Interventions 50% | Afghanistan | AFG | 2022-01-02 | v8 | TRUE
https://raw.githubusercontent.com/mrc-ide/global-lmic-reports/master/AFG/projections.csv | 2021-05-17 | hospital_incidence | 56.87 | 60.2 | 63.59 | 63.14 | 65.53 | 69.96 | Relax Interventions 50% | Afghanistan | AFG | 2022-01-02 | v8 | TRUE
https://raw.githubusercontent.com/mrc-ide/global-lmic-reports/master/AFG/projections.csv | 2021-05-17 | ICU_incidence | 17.7 | 18.74 | 19.79 | 19.65 | 20.39 | 21.77 | Relax Interventions 50% | Afghanistan | AFG | 2022-01-02 | v8 | TRUE
https://raw.githubusercontent.com/mrc-ide/global-lmic-reports/master/AFG/projections.csv | 2021-05-17 | prevalence | 59030.01 | 62306.63 | 65592.6 | 65283.57 | 67534.52 | 72785.84 | Relax Interventions 50% | Afghanistan | AFG | 2022-01-02 | v8 | TRUE
https://raw.githubusercontent.com/mrc-ide/global-lmic-reports/master/AFG/projections.csv | 2021-05-17 | cumulative_infections | 1307537.76 | 1356893.04 | 1384597.05 | 1394734.56 | 1422969.82 | 1533046.8 | Relax Interventions 50% | Afghanistan | AFG | 2022-01-02 | v8 | TRUE
https://raw.githubusercontent.com/mrc-ide/global-lmic-reports/master/AFG/projections.csv | 2021-05-17 | cumulative_deaths | 2506.89 | 2603.7 | 2676.91 | 2685.62 | 2744.05 | 2985.66 | Relax Interventions 50% | Afghanistan | AFG | 2022-01-02 | v8 | TRUE
https://raw.githubusercontent.com/mrc-ide/global-lmic-reports/master/AFG/projections.csv | 2021-05-17 | Rt | 1.33 | 1.36 | 1.38 | 1.38 | 1.41 | 1.46 | Relax Interventions 50% | Afghanistan | AFG | 2022-01-02 | v8 | TRUE
https://raw.githubusercontent.com/mrc-ide/global-lmic-reports/master/AFG/projections.csv | 2021-05-17 | Reff | 1.26 | 1.29 | 1.31 | 1.31 | 1.33 | 1.38 | Relax Interventions 50% | Afghanistan | AFG | 2022-01-02 | v8 | TRUE
https://raw.githubusercontent.com/mrc-ide/global-lmic-reports/master/AFG/projections.csv | 2021-05-17 | infections | 9733.27 | 10600.3 | 10931.83 | 10920.63 | 11264.26 | 11810.4 | Surged Additional 50% Reduction | Afghanistan | AFG | 2022-01-02 | v8 | TRUE
https://raw.githubusercontent.com/mrc-ide/global-lmic-reports/master/AFG/projections.csv | 2021-05-17 | deaths | 8.85 | 9.52 | 9.81 | 9.89 | 10.22 | 11.05 | Surged Additional 50% Reduction | Afghanistan | AFG | 2022-01-02 | v8 | TRUE
https://raw.githubusercontent.com/mrc-ide/global-lmic-reports/master/AFG/projections.csv | 2021-05-17 | hospital_demand | 424.03 | 453.23 | 465.7 | 469.69 | 485.57 | 520.64 | Surged Additional 50% Reduction | Afghanistan | AFG | 2022-01-02 | v8 | TRUE
https://raw.githubusercontent.com/mrc-ide/global-lmic-reports/master/AFG/projections.csv | 2021-05-17 | ICU_demand | 166.21 | 177.45 | 182 | 183.89 | 189.85 | 204.06 | Surged Additional 50% Reduction | Afghanistan | AFG | 2022-01-02 | v8 | TRUE
https://raw.githubusercontent.com/mrc-ide/global-lmic-reports/master/AFG/projections.csv | 2021-05-17 | hospital_incidence | 56.72 | 61.19 | 62.83 | 62.95 | 64.56 | 69.12 | Surged Additional 50% Reduction | Afghanistan | AFG | 2022-01-02 | v8 | TRUE
https://raw.githubusercontent.com/mrc-ide/global-lmic-reports/master/AFG/projections.csv | 2021-05-17 | ICU_incidence | 17.65 | 19.04 | 19.55 | 19.59 | 20.09 | 21.51 | Surged Additional 50% Reduction | Afghanistan | AFG | 2022-01-02 | v8 | TRUE
https://raw.githubusercontent.com/mrc-ide/global-lmic-reports/master/AFG/projections.csv | 2021-05-17 | prevalence | 58056.91 | 62975.74 | 65033.76 | 64964 | 66970.82 | 70079.02 | Surged Additional 50% Reduction | Afghanistan | AFG | 2022-01-02 | v8 | TRUE
https://raw.githubusercontent.com/mrc-ide/global-lmic-reports/master/AFG/projections.csv | 2021-05-17 | cumulative_infections | 1309743.51 | 1355824.15 | 1383127 | 1383810.03 | 1417045.76 | 1466015.89 | Surged Additional 50% Reduction | Afghanistan | AFG | 2022-01-02 | v8 | TRUE
https://raw.githubusercontent.com/mrc-ide/global-lmic-reports/master/AFG/projections.csv | 2021-05-17 | cumulative_deaths | 2496.44 | 2582.87 | 2639.91 | 2648.7 | 2710.96 | 2834.07 | Surged Additional 50% Reduction | Afghanistan | AFG | 2022-01-02 | v8 | TRUE
https://raw.githubusercontent.com/mrc-ide/global-lmic-reports/master/AFG/projections.csv | 2021-05-17 | Rt | 1.3 | 1.35 | 1.37 | 1.37 | 1.4 | 1.45 | Surged Additional 50% Reduction | Afghanistan | AFG | 2022-01-02 | v8 | TRUE
https://raw.githubusercontent.com/mrc-ide/global-lmic-reports/master/AFG/projections.csv | 2021-05-17 | Reff | 1.23 | 1.28 | 1.3 | 1.3 | 1.32 | 1.38 | Surged Additional 50% Reduction | Afghanistan | AFG | 2022-01-02 | v8 | TRUE
https://raw.githubusercontent.com/mrc-ide/global-lmic-reports/master/AFG/projections.csv | 2021-05-17 | infections | 9733.27 | 10600.3 | 10931.83 | 10920.63 | 11264.26 | 11810.4 | Surged Maintain Status Quo | Afghanistan | AFG | 2022-01-02 | v8 | TRUE
https://raw.githubusercontent.com/mrc-ide/global-lmic-reports/master/AFG/projections.csv | 2021-05-17 | deaths | 8.85 | 9.52 | 9.81 | 9.89 | 10.22 | 11.05 | Surged Maintain Status Quo | Afghanistan | AFG | 2022-01-02 | v8 | TRUE
https://raw.githubusercontent.com/mrc-ide/global-lmic-reports/master/AFG/projections.csv | 2021-05-17 | hospital_demand | 424.03 | 453.23 | 465.7 | 469.69 | 485.57 | 520.64 | Surged Maintain Status Quo | Afghanistan | AFG | 2022-01-02 | v8 | TRUE
https://raw.githubusercontent.com/mrc-ide/global-lmic-reports/master/AFG/projections.csv | 2021-05-17 | ICU_demand | 166.21 | 177.45 | 182 | 183.89 | 189.85 | 204.06 | Surged Maintain Status Quo | Afghanistan | AFG | 2022-01-02 | v8 | TRUE
https://raw.githubusercontent.com/mrc-ide/global-lmic-reports/master/AFG/projections.csv | 2021-05-17 | hospital_incidence | 56.72 | 61.19 | 62.83 | 62.95 | 64.56 | 69.12 | Surged Maintain Status Quo | Afghanistan | AFG | 2022-01-02 | v8 | TRUE
https://raw.githubusercontent.com/mrc-ide/global-lmic-reports/master/AFG/projections.csv | 2021-05-17 | ICU_incidence | 17.65 | 19.04 | 19.55 | 19.59 | 20.09 | 21.51 | Surged Maintain Status Quo | Afghanistan | AFG | 2022-01-02 | v8 | TRUE
https://raw.githubusercontent.com/mrc-ide/global-lmic-reports/master/AFG/projections.csv | 2021-05-17 | prevalence | 58056.91 | 62975.74 | 65033.76 | 64964 | 66970.82 | 70079.02 | Surged Maintain Status Quo | Afghanistan | AFG | 2022-01-02 | v8 | TRUE
https://raw.githubusercontent.com/mrc-ide/global-lmic-reports/master/AFG/projections.csv | 2021-05-17 | cumulative_infections | 1309743.51 | 1355824.15 | 1383127 | 1383810.03 | 1417045.76 | 1466015.89 | Surged Maintain Status Quo | Afghanistan | AFG | 2022-01-02 | v8 | TRUE
https://raw.githubusercontent.com/mrc-ide/global-lmic-reports/master/AFG/projections.csv | 2021-05-17 | cumulative_deaths | 2496.44 | 2582.87 | 2639.91 | 2648.7 | 2710.96 | 2834.07 | Surged Maintain Status Quo | Afghanistan | AFG | 2022-01-02 | v8 | TRUE
https://raw.githubusercontent.com/mrc-ide/global-lmic-reports/master/AFG/projections.csv | 2021-05-17 | Rt | 1.3 | 1.35 | 1.37 | 1.37 | 1.4 | 1.45 | Surged Maintain Status Quo | Afghanistan | AFG | 2022-01-02 | v8 | TRUE
https://raw.githubusercontent.com/mrc-ide/global-lmic-reports/master/AFG/projections.csv | 2021-05-17 | Reff | 1.23 | 1.28 | 1.3 | 1.3 | 1.32 | 1.38 | Surged Maintain Status Quo | Afghanistan | AFG | 2022-01-02 | v8 | TRUE
https://raw.githubusercontent.com/mrc-ide/global-lmic-reports/master/AFG/projections.csv | 2021-05-17 | infections | 9733.27 | 10600.3 | 10931.83 | 10920.63 | 11264.26 | 11810.4 | Surged Optimistic | Afghanistan | AFG | 2022-01-02 | v8 | TRUE
https://raw.githubusercontent.com/mrc-ide/global-lmic-reports/master/AFG/projections.csv | 2021-05-17 | deaths | 8.85 | 9.52 | 9.81 | 9.89 | 10.22 | 11.05 | Surged Optimistic | Afghanistan | AFG | 2022-01-02 | v8 | TRUE
https://raw.githubusercontent.com/mrc-ide/global-lmic-reports/master/AFG/projections.csv | 2021-05-17 | hospital_demand | 424.03 | 453.23 | 465.7 | 469.69 | 485.57 | 520.64 | Surged Optimistic | Afghanistan | AFG | 2022-01-02 | v8 | TRUE
https://raw.githubusercontent.com/mrc-ide/global-lmic-reports/master/AFG/projections.csv | 2021-05-17 | ICU_demand | 166.21 | 177.45 | 182 | 183.89 | 189.85 | 204.06 | Surged Optimistic | Afghanistan | AFG | 2022-01-02 | v8 | TRUE
https://raw.githubusercontent.com/mrc-ide/global-lmic-reports/master/AFG/projections.csv | 2021-05-17 | hospital_incidence | 56.72 | 61.19 | 62.83 | 62.95 | 64.56 | 69.12 | Surged Optimistic | Afghanistan | AFG | 2022-01-02 | v8 | TRUE
https://raw.githubusercontent.com/mrc-ide/global-lmic-reports/master/AFG/projections.csv | 2021-05-17 | ICU_incidence | 17.65 | 19.04 | 19.55 | 19.59 | 20.09 | 21.51 | Surged Optimistic | Afghanistan | AFG | 2022-01-02 | v8 | TRUE
https://raw.githubusercontent.com/mrc-ide/global-lmic-reports/master/AFG/projections.csv | 2021-05-17 | prevalence | 58056.91 | 62975.74 | 65033.76 | 64964 | 66970.82 | 70079.02 | Surged Optimistic | Afghanistan | AFG | 2022-01-02 | v8 | TRUE
https://raw.githubusercontent.com/mrc-ide/global-lmic-reports/master/AFG/projections.csv | 2021-05-17 | cumulative_infections | 1309743.51 | 1355824.15 | 1383127 | 1383810.03 | 1417045.76 | 1466015.89 | Surged Optimistic | Afghanistan | AFG | 2022-01-02 | v8 | TRUE
https://raw.githubusercontent.com/mrc-ide/global-lmic-reports/master/AFG/projections.csv | 2021-05-17 | cumulative_deaths | 2496.44 | 2582.87 | 2639.91 | 2648.7 | 2710.96 | 2834.07 | Surged Optimistic | Afghanistan | AFG | 2022-01-02 | v8 | TRUE
https://raw.githubusercontent.com/mrc-ide/global-lmic-reports/master/AFG/projections.csv | 2021-05-17 | Rt | 1.3 | 1.35 | 1.37 | 1.37 | 1.4 | 1.45 | Surged Optimistic | Afghanistan | AFG | 2022-01-02 | v8 | TRUE
https://raw.githubusercontent.com/mrc-ide/global-lmic-reports/master/AFG/projections.csv | 2021-05-17 | Reff | 1.23 | 1.28 | 1.3 | 1.3 | 1.32 | 1.38 | Surged Optimistic | Afghanistan | AFG | 2022-01-02 | v8 | TRUE
https://raw.githubusercontent.com/mrc-ide/global-lmic-reports/master/AFG/projections.csv | 2021-05-17 | infections | 9733.27 | 10600.3 | 10931.83 | 10920.63 | 11264.26 | 11810.4 | Surged Pessimistic | Afghanistan | AFG | 2022-01-02 | v8 | TRUE
https://raw.githubusercontent.com/mrc-ide/global-lmic-reports/master/AFG/projections.csv | 2021-05-17 | deaths | 8.85 | 9.52 | 9.81 | 9.89 | 10.22 | 11.05 | Surged Pessimistic | Afghanistan | AFG | 2022-01-02 | v8 | TRUE
https://raw.githubusercontent.com/mrc-ide/global-lmic-reports/master/AFG/projections.csv | 2021-05-17 | hospital_demand | 424.03 | 453.23 | 465.7 | 469.69 | 485.57 | 520.64 | Surged Pessimistic | Afghanistan | AFG | 2022-01-02 | v8 | TRUE
https://raw.githubusercontent.com/mrc-ide/global-lmic-reports/master/AFG/projections.csv | 2021-05-17 | ICU_demand | 166.21 | 177.45 | 182 | 183.89 | 189.85 | 204.06 | Surged Pessimistic | Afghanistan | AFG | 2022-01-02 | v8 | TRUE
https://raw.githubusercontent.com/mrc-ide/global-lmic-reports/master/AFG/projections.csv | 2021-05-17 | hospital_incidence | 56.72 | 61.19 | 62.83 | 62.95 | 64.56 | 69.12 | Surged Pessimistic | Afghanistan | AFG | 2022-01-02 | v8 | TRUE
https://raw.githubusercontent.com/mrc-ide/global-lmic-reports/master/AFG/projections.csv | 2021-05-17 | ICU_incidence | 17.65 | 19.04 | 19.55 | 19.59 | 20.09 | 21.51 | Surged Pessimistic | Afghanistan | AFG | 2022-01-02 | v8 | TRUE
https://raw.githubusercontent.com/mrc-ide/global-lmic-reports/master/AFG/projections.csv | 2021-05-17 | prevalence | 58056.91 | 62975.74 | 65033.76 | 64964 | 66970.82 | 70079.02 | Surged Pessimistic | Afghanistan | AFG | 2022-01-02 | v8 | TRUE
https://raw.githubusercontent.com/mrc-ide/global-lmic-reports/master/AFG/projections.csv | 2021-05-17 | cumulative_infections | 1309743.51 | 1355824.15 | 1383127 | 1383810.03 | 1417045.76 | 1466015.89 | Surged Pessimistic | Afghanistan | AFG | 2022-01-02 | v8 | TRUE
https://raw.githubusercontent.com/mrc-ide/global-lmic-reports/master/AFG/projections.csv | 2021-05-17 | cumulative_deaths | 2496.44 | 2582.87 | 2639.91 | 2648.7 | 2710.96 | 2834.07 | Surged Pessimistic | Afghanistan | AFG | 2022-01-02 | v8 | TRUE
https://raw.githubusercontent.com/mrc-ide/global-lmic-reports/master/AFG/projections.csv | 2021-05-17 | Rt | 1.3 | 1.35 | 1.37 | 1.37 | 1.4 | 1.45 | Surged Pessimistic | Afghanistan | AFG | 2022-01-02 | v8 | TRUE
https://raw.githubusercontent.com/mrc-ide/global-lmic-reports/master/AFG/projections.csv | 2021-05-17 | Reff | 1.23 | 1.28 | 1.3 | 1.3 | 1.32 | 1.38 | Surged Pessimistic | Afghanistan | AFG | 2022-01-02 | v8 | TRUE
https://raw.githubusercontent.com/mrc-ide/global-lmic-reports/master/AFG/projections.csv | 2021-05-17 | infections | 9733.27 | 10600.3 | 10931.83 | 10920.63 | 11264.26 | 11810.4 | Surged Relax Interventions 50% | Afghanistan | AFG | 2022-01-02 | v8 | TRUE
https://raw.githubusercontent.com/mrc-ide/global-lmic-reports/master/AFG/projections.csv | 2021-05-17 | deaths | 8.85 | 9.52 | 9.81 | 9.89 | 10.22 | 11.05 | Surged Relax Interventions 50% | Afghanistan | AFG | 2022-01-02 | v8 | TRUE
https://raw.githubusercontent.com/mrc-ide/global-lmic-reports/master/AFG/projections.csv | 2021-05-17 | hospital_demand | 424.03 | 453.23 | 465.7 | 469.69 | 485.57 | 520.64 | Surged Relax Interventions 50% | Afghanistan | AFG | 2022-01-02 | v8 | TRUE
https://raw.githubusercontent.com/mrc-ide/global-lmic-reports/master/AFG/projections.csv | 2021-05-17 | ICU_demand | 166.21 | 177.45 | 182 | 183.89 | 189.85 | 204.06 | Surged Relax Interventions 50% | Afghanistan | AFG | 2022-01-02 | v8 | TRUE
https://raw.githubusercontent.com/mrc-ide/global-lmic-reports/master/AFG/projections.csv | 2021-05-17 | hospital_incidence | 56.72 | 61.19 | 62.83 | 62.95 | 64.56 | 69.12 | Surged Relax Interventions 50% | Afghanistan | AFG | 2022-01-02 | v8 | TRUE
https://raw.githubusercontent.com/mrc-ide/global-lmic-reports/master/AFG/projections.csv | 2021-05-17 | ICU_incidence | 17.65 | 19.04 | 19.55 | 19.59 | 20.09 | 21.51 | Surged Relax Interventions 50% | Afghanistan | AFG | 2022-01-02 | v8 | TRUE
https://raw.githubusercontent.com/mrc-ide/global-lmic-reports/master/AFG/projections.csv | 2021-05-17 | prevalence | 58056.91 | 62975.74 | 65033.76 | 64964 | 66970.82 | 70079.02 | Surged Relax Interventions 50% | Afghanistan | AFG | 2022-01-02 | v8 | TRUE
https://raw.githubusercontent.com/mrc-ide/global-lmic-reports/master/AFG/projections.csv | 2021-05-17 | cumulative_infections | 1309743.51 | 1355824.15 | 1383127 | 1383810.03 | 1417045.76 | 1466015.89 | Surged Relax Interventions 50% | Afghanistan | AFG | 2022-01-02 | v8 | TRUE
https://raw.githubusercontent.com/mrc-ide/global-lmic-reports/master/AFG/projections.csv | 2021-05-17 | cumulative_deaths | 2496.44 | 2582.87 | 2639.91 | 2648.7 | 2710.96 | 2834.07 | Surged Relax Interventions 50% | Afghanistan | AFG | 2022-01-02 | v8 | TRUE
https://raw.githubusercontent.com/mrc-ide/global-lmic-reports/master/AFG/projections.csv | 2021-05-17 | Rt | 1.3 | 1.35 | 1.37 | 1.37 | 1.4 | 1.45 | Surged Relax Interventions 50% | Afghanistan | AFG | 2022-01-02 | v8 | TRUE
https://raw.githubusercontent.com/mrc-ide/global-lmic-reports/master/AFG/projections.csv | 2021-05-17 | Reff | 1.23 | 1.28 | 1.3 | 1.3 | 1.32 | 1.38 | Surged Relax Interventions 50% | Afghanistan | AFG | 2022-01-02 | v8 | TRUE
https://raw.githubusercontent.com/mrc-ide/global-lmic-reports/master/AFG/projections.csv | 2021-05-18 | infections | 10765.75 | 11368.89 | 11852.4 | 11937.38 | 12456.15 | 13208.02 | Additional 50% Reduction | Afghanistan | AFG | 2022-01-02 | v8 | TRUE
https://raw.githubusercontent.com/mrc-ide/global-lmic-reports/master/AFG/projections.csv | 2021-05-18 | deaths | 9.06 | 9.88 | 10.19 | 10.22 | 10.59 | 11.45 | Additional 50% Reduction | Afghanistan | AFG | 2022-01-02 | v8 | TRUE
https://raw.githubusercontent.com/mrc-ide/global-lmic-reports/master/AFG/projections.csv | 2021-05-18 | hospital_demand | 433.98 | 467.56 | 484.9 | 486.64 | 504.69 | 542.17 | Additional 50% Reduction | Afghanistan | AFG | 2022-01-02 | v8 | TRUE
https://raw.githubusercontent.com/mrc-ide/global-lmic-reports/master/AFG/projections.csv | 2021-05-18 | ICU_demand | 169.61 | 183.52 | 189.68 | 190.55 | 196.89 | 212.63 | Additional 50% Reduction | Afghanistan | AFG | 2022-01-02 | v8 | TRUE
https://raw.githubusercontent.com/mrc-ide/global-lmic-reports/master/AFG/projections.csv | 2021-05-18 | hospital_incidence | 58.71 | 62.13 | 65.52 | 65.08 | 67.35 | 72.17 | Additional 50% Reduction | Afghanistan | AFG | 2022-01-02 | v8 | TRUE
https://raw.githubusercontent.com/mrc-ide/global-lmic-reports/master/AFG/projections.csv | 2021-05-18 | ICU_incidence | 18.29 | 19.35 | 20.4 | 20.27 | 20.97 | 22.48 | Additional 50% Reduction | Afghanistan | AFG | 2022-01-02 | v8 | TRUE
https://raw.githubusercontent.com/mrc-ide/global-lmic-reports/master/AFG/projections.csv | 2021-05-18 | prevalence | 61696.75 | 64971.2 | 68419.27 | 68111.43 | 70656.88 | 75692.92 | Additional 50% Reduction | Afghanistan | AFG | 2022-01-02 | v8 | TRUE
https://raw.githubusercontent.com/mrc-ide/global-lmic-reports/master/AFG/projections.csv | 2021-05-18 | cumulative_infections | 1318557.12 | 1369483.29 | 1397337.04 | 1406671.94 | 1434811.44 | 1545479.87 | Additional 50% Reduction | Afghanistan | AFG | 2022-01-02 | v8 | TRUE
https://raw.githubusercontent.com/mrc-ide/global-lmic-reports/master/AFG/projections.csv | 2021-05-18 | cumulative_deaths | 2516.67 | 2613.47 | 2687.03 | 2695.84 | 2755.39 | 2996.76 | Additional 50% Reduction | Afghanistan | AFG | 2022-01-02 | v8 | TRUE
https://raw.githubusercontent.com/mrc-ide/global-lmic-reports/master/AFG/projections.csv | 2021-05-18 | Rt | 1.33 | 1.36 | 1.38 | 1.39 | 1.41 | 1.46 | Additional 50% Reduction | Afghanistan | AFG | 2022-01-02 | v8 | TRUE
https://raw.githubusercontent.com/mrc-ide/global-lmic-reports/master/AFG/projections.csv | 2021-05-18 | Reff | 1.26 | 1.29 | 1.31 | 1.31 | 1.34 | 1.39 | Additional 50% Reduction | Afghanistan | AFG | 2022-01-02 | v8 | TRUE
https://raw.githubusercontent.com/mrc-ide/global-lmic-reports/master/AFG/projections.csv | 2021-05-18 | infections | 10765.75 | 11368.89 | 11852.4 | 11937.38 | 12456.15 | 13208.02 | Maintain Status Quo | Afghanistan | AFG | 2022-01-02 | v8 | TRUE
https://raw.githubusercontent.com/mrc-ide/global-lmic-reports/master/AFG/projections.csv | 2021-05-18 | deaths | 9.06 | 9.88 | 10.19 | 10.22 | 10.59 | 11.45 | Maintain Status Quo | Afghanistan | AFG | 2022-01-02 | v8 | TRUE
https://raw.githubusercontent.com/mrc-ide/global-lmic-reports/master/AFG/projections.csv | 2021-05-18 | hospital_demand | 433.98 | 467.56 | 484.9 | 486.64 | 504.69 | 542.17 | Maintain Status Quo | Afghanistan | AFG | 2022-01-02 | v8 | TRUE
https://raw.githubusercontent.com/mrc-ide/global-lmic-reports/master/AFG/projections.csv | 2021-05-18 | ICU_demand | 169.61 | 183.52 | 189.68 | 190.55 | 196.89 | 212.63 | Maintain Status Quo | Afghanistan | AFG | 2022-01-02 | v8 | TRUE
https://raw.githubusercontent.com/mrc-ide/global-lmic-reports/master/AFG/projections.csv | 2021-05-18 | hospital_incidence | 58.71 | 62.13 | 65.52 | 65.08 | 67.35 | 72.17 | Maintain Status Quo | Afghanistan | AFG | 2022-01-02 | v8 | TRUE
https://raw.githubusercontent.com/mrc-ide/global-lmic-reports/master/AFG/projections.csv | 2021-05-18 | ICU_incidence | 18.29 | 19.35 | 20.4 | 20.27 | 20.97 | 22.48 | Maintain Status Quo | Afghanistan | AFG | 2022-01-02 | v8 | TRUE
https://raw.githubusercontent.com/mrc-ide/global-lmic-reports/master/AFG/projections.csv | 2021-05-18 | prevalence | 61696.75 | 64971.2 | 68419.27 | 68111.43 | 70656.88 | 75692.92 | Maintain Status Quo | Afghanistan | AFG | 2022-01-02 | v8 | TRUE
https://raw.githubusercontent.com/mrc-ide/global-lmic-reports/master/AFG/projections.csv | 2021-05-18 | cumulative_infections | 1318557.12 | 1369483.29 | 1397337.04 | 1406671.94 | 1434811.44 | 1545479.87 | Maintain Status Quo | Afghanistan | AFG | 2022-01-02 | v8 | TRUE
https://raw.githubusercontent.com/mrc-ide/global-lmic-reports/master/AFG/projections.csv | 2021-05-18 | cumulative_deaths | 2516.67 | 2613.47 | 2687.03 | 2695.84 | 2755.39 | 2996.76 | Maintain Status Quo | Afghanistan | AFG | 2022-01-02 | v8 | TRUE
https://raw.githubusercontent.com/mrc-ide/global-lmic-reports/master/AFG/projections.csv | 2021-05-18 | Rt | 1.33 | 1.36 | 1.38 | 1.39 | 1.41 | 1.46 | Maintain Status Quo | Afghanistan | AFG | 2022-01-02 | v8 | TRUE
https://raw.githubusercontent.com/mrc-ide/global-lmic-reports/master/AFG/projections.csv | 2021-05-18 | Reff | 1.26 | 1.29 | 1.31 | 1.31 | 1.34 | 1.39 | Maintain Status Quo | Afghanistan | AFG | 2022-01-02 | v8 | TRUE
https://raw.githubusercontent.com/mrc-ide/global-lmic-reports/master/AFG/projections.csv | 2021-05-18 | infections | 10765.75 | 11368.89 | 11852.4 | 11937.38 | 12456.15 | 13208.02 | Optimistic | Afghanistan | AFG | 2022-01-02 | v8 | TRUE
https://raw.githubusercontent.com/mrc-ide/global-lmic-reports/master/AFG/projections.csv | 2021-05-18 | deaths | 9.06 | 9.88 | 10.19 | 10.22 | 10.59 | 11.45 | Optimistic | Afghanistan | AFG | 2022-01-02 | v8 | TRUE
https://raw.githubusercontent.com/mrc-ide/global-lmic-reports/master/AFG/projections.csv | 2021-05-18 | hospital_demand | 433.98 | 467.56 | 484.9 | 486.64 | 504.69 | 542.17 | Optimistic | Afghanistan | AFG | 2022-01-02 | v8 | TRUE
https://raw.githubusercontent.com/mrc-ide/global-lmic-reports/master/AFG/projections.csv | 2021-05-18 | ICU_demand | 169.61 | 183.52 | 189.68 | 190.55 | 196.89 | 212.63 | Optimistic | Afghanistan | AFG | 2022-01-02 | v8 | TRUE
https://raw.githubusercontent.com/mrc-ide/global-lmic-reports/master/AFG/projections.csv | 2021-05-18 | hospital_incidence | 58.71 | 62.13 | 65.52 | 65.08 | 67.35 | 72.17 | Optimistic | Afghanistan | AFG | 2022-01-02 | v8 | TRUE
https://raw.githubusercontent.com/mrc-ide/global-lmic-reports/master/AFG/projections.csv | 2021-05-18 | ICU_incidence | 18.29 | 19.35 | 20.4 | 20.27 | 20.97 | 22.48 | Optimistic | Afghanistan | AFG | 2022-01-02 | v8 | TRUE
https://raw.githubusercontent.com/mrc-ide/global-lmic-reports/master/AFG/projections.csv | 2021-05-18 | prevalence | 61696.75 | 64971.2 | 68419.27 | 68111.43 | 70656.88 | 75692.92 | Optimistic | Afghanistan | AFG | 2022-01-02 | v8 | TRUE
https://raw.githubusercontent.com/mrc-ide/global-lmic-reports/master/AFG/projections.csv | 2021-05-18 | cumulative_infections | 1318557.12 | 1369483.29 | 1397337.04 | 1406671.94 | 1434811.44 | 1545479.87 | Optimistic | Afghanistan | AFG | 2022-01-02 | v8 | TRUE
https://raw.githubusercontent.com/mrc-ide/global-lmic-reports/master/AFG/projections.csv | 2021-05-18 | cumulative_deaths | 2516.67 | 2613.47 | 2687.03 | 2695.84 | 2755.39 | 2996.76 | Optimistic | Afghanistan | AFG | 2022-01-02 | v8 | TRUE
https://raw.githubusercontent.com/mrc-ide/global-lmic-reports/master/AFG/projections.csv | 2021-05-18 | Rt | 1.33 | 1.36 | 1.38 | 1.39 | 1.41 | 1.46 | Optimistic | Afghanistan | AFG | 2022-01-02 | v8 | TRUE
https://raw.githubusercontent.com/mrc-ide/global-lmic-reports/master/AFG/projections.csv | 2021-05-18 | Reff | 1.26 | 1.29 | 1.31 | 1.31 | 1.34 | 1.39 | Optimistic | Afghanistan | AFG | 2022-01-02 | v8 | TRUE
https://raw.githubusercontent.com/mrc-ide/global-lmic-reports/master/AFG/projections.csv | 2021-05-18 | infections | 10765.75 | 11368.89 | 11852.4 | 11937.38 | 12456.15 | 13208.02 | Pessimistic | Afghanistan | AFG | 2022-01-02 | v8 | TRUE
https://raw.githubusercontent.com/mrc-ide/global-lmic-reports/master/AFG/projections.csv | 2021-05-18 | deaths | 9.06 | 9.88 | 10.19 | 10.22 | 10.59 | 11.45 | Pessimistic | Afghanistan | AFG | 2022-01-02 | v8 | TRUE
https://raw.githubusercontent.com/mrc-ide/global-lmic-reports/master/AFG/projections.csv | 2021-05-18 | hospital_demand | 433.98 | 467.56 | 484.9 | 486.64 | 504.69 | 542.17 | Pessimistic | Afghanistan | AFG | 2022-01-02 | v8 | TRUE
https://raw.githubusercontent.com/mrc-ide/global-lmic-reports/master/AFG/projections.csv | 2021-05-18 | ICU_demand | 169.61 | 183.52 | 189.68 | 190.55 | 196.89 | 212.63 | Pessimistic | Afghanistan | AFG | 2022-01-02 | v8 | TRUE
https://raw.githubusercontent.com/mrc-ide/global-lmic-reports/master/AFG/projections.csv | 2021-05-18 | hospital_incidence | 58.71 | 62.13 | 65.52 | 65.08 | 67.35 | 72.17 | Pessimistic | Afghanistan | AFG | 2022-01-02 | v8 | TRUE
https://raw.githubusercontent.com/mrc-ide/global-lmic-reports/master/AFG/projections.csv | 2021-05-18 | ICU_incidence | 18.29 | 19.35 | 20.4 | 20.27 | 20.97 | 22.48 | Pessimistic | Afghanistan | AFG | 2022-01-02 | v8 | TRUE
https://raw.githubusercontent.com/mrc-ide/global-lmic-reports/master/AFG/projections.csv | 2021-05-18 | prevalence | 61696.75 | 64971.2 | 68419.27 | 68111.43 | 70656.88 | 75692.92 | Pessimistic | Afghanistan | AFG | 2022-01-02 | v8 | TRUE
https://raw.githubusercontent.com/mrc-ide/global-lmic-reports/master/AFG/projections.csv | 2021-05-18 | cumulative_infections | 1318557.12 | 1369483.29 | 1397337.04 | 1406671.94 | 1434811.44 | 1545479.87 | Pessimistic | Afghanistan | AFG | 2022-01-02 | v8 | TRUE
https://raw.githubusercontent.com/mrc-ide/global-lmic-reports/master/AFG/projections.csv | 2021-05-18 | cumulative_deaths | 2516.67 | 2613.47 | 2687.03 | 2695.84 | 2755.39 | 2996.76 | Pessimistic | Afghanistan | AFG | 2022-01-02 | v8 | TRUE
https://raw.githubusercontent.com/mrc-ide/global-lmic-reports/master/AFG/projections.csv | 2021-05-18 | Rt | 1.33 | 1.36 | 1.38 | 1.39 | 1.41 | 1.46 | Pessimistic | Afghanistan | AFG | 2022-01-02 | v8 | TRUE
https://raw.githubusercontent.com/mrc-ide/global-lmic-reports/master/AFG/projections.csv | 2021-05-18 | Reff | 1.26 | 1.29 | 1.31 | 1.31 | 1.34 | 1.39 | Pessimistic | Afghanistan | AFG | 2022-01-02 | v8 | TRUE
https://raw.githubusercontent.com/mrc-ide/global-lmic-reports/master/AFG/projections.csv | 2021-05-18 | infections | 10765.75 | 11368.89 | 11852.4 | 11937.38 | 12456.15 | 13208.02 | Relax Interventions 50% | Afghanistan | AFG | 2022-01-02 | v8 | TRUE
https://raw.githubusercontent.com/mrc-ide/global-lmic-reports/master/AFG/projections.csv | 2021-05-18 | deaths | 9.06 | 9.88 | 10.19 | 10.22 | 10.59 | 11.45 | Relax Interventions 50% | Afghanistan | AFG | 2022-01-02 | v8 | TRUE
https://raw.githubusercontent.com/mrc-ide/global-lmic-reports/master/AFG/projections.csv | 2021-05-18 | hospital_demand | 433.98 | 467.56 | 484.9 | 486.64 | 504.69 | 542.17 | Relax Interventions 50% | Afghanistan | AFG | 2022-01-02 | v8 | TRUE
https://raw.githubusercontent.com/mrc-ide/global-lmic-reports/master/AFG/projections.csv | 2021-05-18 | ICU_demand | 169.61 | 183.52 | 189.68 | 190.55 | 196.89 | 212.63 | Relax Interventions 50% | Afghanistan | AFG | 2022-01-02 | v8 | TRUE
https://raw.githubusercontent.com/mrc-ide/global-lmic-reports/master/AFG/projections.csv | 2021-05-18 | hospital_incidence | 58.71 | 62.13 | 65.52 | 65.08 | 67.35 | 72.17 | Relax Interventions 50% | Afghanistan | AFG | 2022-01-02 | v8 | TRUE
https://raw.githubusercontent.com/mrc-ide/global-lmic-reports/master/AFG/projections.csv | 2021-05-18 | ICU_incidence | 18.29 | 19.35 | 20.4 | 20.27 | 20.97 | 22.48 | Relax Interventions 50% | Afghanistan | AFG | 2022-01-02 | v8 | TRUE
https://raw.githubusercontent.com/mrc-ide/global-lmic-reports/master/AFG/projections.csv | 2021-05-18 | prevalence | 61696.75 | 64971.2 | 68419.27 | 68111.43 | 70656.88 | 75692.92 | Relax Interventions 50% | Afghanistan | AFG | 2022-01-02 | v8 | TRUE
https://raw.githubusercontent.com/mrc-ide/global-lmic-reports/master/AFG/projections.csv | 2021-05-18 | cumulative_infections | 1318557.12 | 1369483.29 | 1397337.04 | 1406671.94 | 1434811.44 | 1545479.87 | Relax Interventions 50% | Afghanistan | AFG | 2022-01-02 | v8 | TRUE
https://raw.githubusercontent.com/mrc-ide/global-lmic-reports/master/AFG/projections.csv | 2021-05-18 | cumulative_deaths | 2516.67 | 2613.47 | 2687.03 | 2695.84 | 2755.39 | 2996.76 | Relax Interventions 50% | Afghanistan | AFG | 2022-01-02 | v8 | TRUE
https://raw.githubusercontent.com/mrc-ide/global-lmic-reports/master/AFG/projections.csv | 2021-05-18 | Rt | 1.33 | 1.36 | 1.38 | 1.39 | 1.41 | 1.46 | Relax Interventions 50% | Afghanistan | AFG | 2022-01-02 | v8 | TRUE
https://raw.githubusercontent.com/mrc-ide/global-lmic-reports/master/AFG/projections.csv | 2021-05-18 | Reff | 1.26 | 1.29 | 1.31 | 1.31 | 1.34 | 1.39 | Relax Interventions 50% | Afghanistan | AFG | 2022-01-02 | v8 | TRUE
https://raw.githubusercontent.com/mrc-ide/global-lmic-reports/master/AFG/projections.csv | 2021-05-18 | infections | 10467.88 | 11414.12 | 11873.21 | 11815.63 | 12170.42 | 12956.25 | Surged Additional 50% Reduction | Afghanistan | AFG | 2022-01-02 | v8 | TRUE
https://raw.githubusercontent.com/mrc-ide/global-lmic-reports/master/AFG/projections.csv | 2021-05-18 | deaths | 9.2 | 9.86 | 10.14 | 10.25 | 10.59 | 11.42 | Surged Additional 50% Reduction | Afghanistan | AFG | 2022-01-02 | v8 | TRUE
https://raw.githubusercontent.com/mrc-ide/global-lmic-reports/master/AFG/projections.csv | 2021-05-18 | hospital_demand | 439.9 | 471.23 | 484.45 | 486.96 | 502.39 | 538.49 | Surged Additional 50% Reduction | Afghanistan | AFG | 2022-01-02 | v8 | TRUE
https://raw.githubusercontent.com/mrc-ide/global-lmic-reports/master/AFG/projections.csv | 2021-05-18 | ICU_demand | 172.81 | 184.04 | 189.28 | 190.85 | 197.09 | 211.09 | Surged Additional 50% Reduction | Afghanistan | AFG | 2022-01-02 | v8 | TRUE
https://raw.githubusercontent.com/mrc-ide/global-lmic-reports/master/AFG/projections.csv | 2021-05-18 | hospital_incidence | 58.38 | 62.8 | 64.82 | 64.85 | 66.54 | 70.92 | Surged Additional 50% Reduction | Afghanistan | AFG | 2022-01-02 | v8 | TRUE
https://raw.githubusercontent.com/mrc-ide/global-lmic-reports/master/AFG/projections.csv | 2021-05-18 | ICU_incidence | 18.18 | 19.56 | 20.19 | 20.2 | 20.72 | 22.08 | Surged Additional 50% Reduction | Afghanistan | AFG | 2022-01-02 | v8 | TRUE
https://raw.githubusercontent.com/mrc-ide/global-lmic-reports/master/AFG/projections.csv | 2021-05-18 | prevalence | 60702.86 | 65729.91 | 67706.99 | 67710.92 | 69888.2 | 72748.33 | Surged Additional 50% Reduction | Afghanistan | AFG | 2022-01-02 | v8 | TRUE
https://raw.githubusercontent.com/mrc-ide/global-lmic-reports/master/AFG/projections.csv | 2021-05-18 | cumulative_infections | 1321312.84 | 1368013.44 | 1395299.79 | 1395625.66 | 1428643.92 | 1478250.73 | Surged Additional 50% Reduction | Afghanistan | AFG | 2022-01-02 | v8 | TRUE
https://raw.githubusercontent.com/mrc-ide/global-lmic-reports/master/AFG/projections.csv | 2021-05-18 | cumulative_deaths | 2506.49 | 2592.98 | 2650 | 2658.94 | 2721.46 | 2845.19 | Surged Additional 50% Reduction | Afghanistan | AFG | 2022-01-02 | v8 | TRUE
https://raw.githubusercontent.com/mrc-ide/global-lmic-reports/master/AFG/projections.csv | 2021-05-18 | Rt | 1.3 | 1.35 | 1.37 | 1.38 | 1.4 | 1.46 | Surged Additional 50% Reduction | Afghanistan | AFG | 2022-01-02 | v8 | TRUE
https://raw.githubusercontent.com/mrc-ide/global-lmic-reports/master/AFG/projections.csv | 2021-05-18 | Reff | 1.24 | 1.28 | 1.3 | 1.3 | 1.33 | 1.38 | Surged Additional 50% Reduction | Afghanistan | AFG | 2022-01-02 | v8 | TRUE
https://raw.githubusercontent.com/mrc-ide/global-lmic-reports/master/AFG/projections.csv | 2021-05-18 | infections | 10467.88 | 11414.12 | 11873.21 | 11815.63 | 12170.42 | 12956.25 | Surged Maintain Status Quo | Afghanistan | AFG | 2022-01-02 | v8 | TRUE
https://raw.githubusercontent.com/mrc-ide/global-lmic-reports/master/AFG/projections.csv | 2021-05-18 | deaths | 9.2 | 9.86 | 10.14 | 10.25 | 10.59 | 11.42 | Surged Maintain Status Quo | Afghanistan | AFG | 2022-01-02 | v8 | TRUE
https://raw.githubusercontent.com/mrc-ide/global-lmic-reports/master/AFG/projections.csv | 2021-05-18 | hospital_demand | 439.9 | 471.23 | 484.45 | 486.96 | 502.39 | 538.49 | Surged Maintain Status Quo | Afghanistan | AFG | 2022-01-02 | v8 | TRUE
https://raw.githubusercontent.com/mrc-ide/global-lmic-reports/master/AFG/projections.csv | 2021-05-18 | ICU_demand | 172.81 | 184.04 | 189.28 | 190.85 | 197.09 | 211.09 | Surged Maintain Status Quo | Afghanistan | AFG | 2022-01-02 | v8 | TRUE
https://raw.githubusercontent.com/mrc-ide/global-lmic-reports/master/AFG/projections.csv | 2021-05-18 | hospital_incidence | 58.38 | 62.8 | 64.82 | 64.85 | 66.54 | 70.92 | Surged Maintain Status Quo | Afghanistan | AFG | 2022-01-02 | v8 | TRUE
https://raw.githubusercontent.com/mrc-ide/global-lmic-reports/master/AFG/projections.csv | 2021-05-18 | ICU_incidence | 18.18 | 19.56 | 20.19 | 20.2 | 20.72 | 22.08 | Surged Maintain Status Quo | Afghanistan | AFG | 2022-01-02 | v8 | TRUE
https://raw.githubusercontent.com/mrc-ide/global-lmic-reports/master/AFG/projections.csv | 2021-05-18 | prevalence | 60702.86 | 65729.91 | 67706.99 | 67710.92 | 69888.2 | 72748.33 | Surged Maintain Status Quo | Afghanistan | AFG | 2022-01-02 | v8 | TRUE
https://raw.githubusercontent.com/mrc-ide/global-lmic-reports/master/AFG/projections.csv | 2021-05-18 | cumulative_infections | 1321312.84 | 1368013.44 | 1395299.79 | 1395625.66 | 1428643.92 | 1478250.73 | Surged Maintain Status Quo | Afghanistan | AFG | 2022-01-02 | v8 | TRUE
https://raw.githubusercontent.com/mrc-ide/global-lmic-reports/master/AFG/projections.csv | 2021-05-18 | cumulative_deaths | 2506.49 | 2592.98 | 2650 | 2658.94 | 2721.46 | 2845.19 | Surged Maintain Status Quo | Afghanistan | AFG | 2022-01-02 | v8 | TRUE
https://raw.githubusercontent.com/mrc-ide/global-lmic-reports/master/AFG/projections.csv | 2021-05-18 | Rt | 1.3 | 1.35 | 1.37 | 1.38 | 1.4 | 1.46 | Surged Maintain Status Quo | Afghanistan | AFG | 2022-01-02 | v8 | TRUE
https://raw.githubusercontent.com/mrc-ide/global-lmic-reports/master/AFG/projections.csv | 2021-05-18 | Reff | 1.24 | 1.28 | 1.3 | 1.3 | 1.33 | 1.38 | Surged Maintain Status Quo | Afghanistan | AFG | 2022-01-02 | v8 | TRUE
https://raw.githubusercontent.com/mrc-ide/global-lmic-reports/master/AFG/projections.csv | 2021-05-18 | infections | 10467.88 | 11414.12 | 11873.21 | 11815.63 | 12170.42 | 12956.25 | Surged Optimistic | Afghanistan | AFG | 2022-01-02 | v8 | TRUE
https://raw.githubusercontent.com/mrc-ide/global-lmic-reports/master/AFG/projections.csv | 2021-05-18 | deaths | 9.2 | 9.86 | 10.14 | 10.25 | 10.59 | 11.42 | Surged Optimistic | Afghanistan | AFG | 2022-01-02 | v8 | TRUE
https://raw.githubusercontent.com/mrc-ide/global-lmic-reports/master/AFG/projections.csv | 2021-05-18 | hospital_demand | 439.9 | 471.23 | 484.45 | 486.96 | 502.39 | 538.49 | Surged Optimistic | Afghanistan | AFG | 2022-01-02 | v8 | TRUE
https://raw.githubusercontent.com/mrc-ide/global-lmic-reports/master/AFG/projections.csv | 2021-05-18 | ICU_demand | 172.81 | 184.04 | 189.28 | 190.85 | 197.09 | 211.09 | Surged Optimistic | Afghanistan | AFG | 2022-01-02 | v8 | TRUE
https://raw.githubusercontent.com/mrc-ide/global-lmic-reports/master/AFG/projections.csv | 2021-05-18 | hospital_incidence | 58.38 | 62.8 | 64.82 | 64.85 | 66.54 | 70.92 | Surged Optimistic | Afghanistan | AFG | 2022-01-02 | v8 | TRUE
https://raw.githubusercontent.com/mrc-ide/global-lmic-reports/master/AFG/projections.csv | 2021-05-18 | ICU_incidence | 18.18 | 19.56 | 20.19 | 20.2 | 20.72 | 22.08 | Surged Optimistic | Afghanistan | AFG | 2022-01-02 | v8 | TRUE
https://raw.githubusercontent.com/mrc-ide/global-lmic-reports/master/AFG/projections.csv | 2021-05-18 | prevalence | 60702.86 | 65729.91 | 67706.99 | 67710.92 | 69888.2 | 72748.33 | Surged Optimistic | Afghanistan | AFG | 2022-01-02 | v8 | TRUE
https://raw.githubusercontent.com/mrc-ide/global-lmic-reports/master/AFG/projections.csv | 2021-05-18 | cumulative_infections | 1321312.84 | 1368013.44 | 1395299.79 | 1395625.66 | 1428643.92 | 1478250.73 | Surged Optimistic | Afghanistan | AFG | 2022-01-02 | v8 | TRUE
https://raw.githubusercontent.com/mrc-ide/global-lmic-reports/master/AFG/projections.csv | 2021-05-18 | cumulative_deaths | 2506.49 | 2592.98 | 2650 | 2658.94 | 2721.46 | 2845.19 | Surged Optimistic | Afghanistan | AFG | 2022-01-02 | v8 | TRUE
https://raw.githubusercontent.com/mrc-ide/global-lmic-reports/master/AFG/projections.csv | 2021-05-18 | Rt | 1.3 | 1.35 | 1.37 | 1.38 | 1.4 | 1.46 | Surged Optimistic | Afghanistan | AFG | 2022-01-02 | v8 | TRUE
https://raw.githubusercontent.com/mrc-ide/global-lmic-reports/master/AFG/projections.csv | 2021-05-18 | Reff | 1.24 | 1.28 | 1.3 | 1.3 | 1.33 | 1.38 | Surged Optimistic | Afghanistan | AFG | 2022-01-02 | v8 | TRUE
https://raw.githubusercontent.com/mrc-ide/global-lmic-reports/master/AFG/projections.csv | 2021-05-18 | infections | 10467.88 | 11414.12 | 11873.21 | 11815.63 | 12170.42 | 12956.25 | Surged Pessimistic | Afghanistan | AFG | 2022-01-02 | v8 | TRUE
https://raw.githubusercontent.com/mrc-ide/global-lmic-reports/master/AFG/projections.csv | 2021-05-18 | deaths | 9.2 | 9.86 | 10.14 | 10.25 | 10.59 | 11.42 | Surged Pessimistic | Afghanistan | AFG | 2022-01-02 | v8 | TRUE
https://raw.githubusercontent.com/mrc-ide/global-lmic-reports/master/AFG/projections.csv | 2021-05-18 | hospital_demand | 439.9 | 471.23 | 484.45 | 486.96 | 502.39 | 538.49 | Surged Pessimistic | Afghanistan | AFG | 2022-01-02 | v8 | TRUE
https://raw.githubusercontent.com/mrc-ide/global-lmic-reports/master/AFG/projections.csv | 2021-05-18 | ICU_demand | 172.81 | 184.04 | 189.28 | 190.85 | 197.09 | 211.09 | Surged Pessimistic | Afghanistan | AFG | 2022-01-02 | v8 | TRUE
https://raw.githubusercontent.com/mrc-ide/global-lmic-reports/master/AFG/projections.csv | 2021-05-18 | hospital_incidence | 58.38 | 62.8 | 64.82 | 64.85 | 66.54 | 70.92 | Surged Pessimistic | Afghanistan | AFG | 2022-01-02 | v8 | TRUE
https://raw.githubusercontent.com/mrc-ide/global-lmic-reports/master/AFG/projections.csv | 2021-05-18 | ICU_incidence | 18.18 | 19.56 | 20.19 | 20.2 | 20.72 | 22.08 | Surged Pessimistic | Afghanistan | AFG | 2022-01-02 | v8 | TRUE
https://raw.githubusercontent.com/mrc-ide/global-lmic-reports/master/AFG/projections.csv | 2021-05-18 | prevalence | 60702.86 | 65729.91 | 67706.99 | 67710.92 | 69888.2 | 72748.33 | Surged Pessimistic | Afghanistan | AFG | 2022-01-02 | v8 | TRUE
https://raw.githubusercontent.com/mrc-ide/global-lmic-reports/master/AFG/projections.csv | 2021-05-18 | cumulative_infections | 1321312.84 | 1368013.44 | 1395299.79 | 1395625.66 | 1428643.92 | 1478250.73 | Surged Pessimistic | Afghanistan | AFG | 2022-01-02 | v8 | TRUE
https://raw.githubusercontent.com/mrc-ide/global-lmic-reports/master/AFG/projections.csv | 2021-05-18 | cumulative_deaths | 2506.49 | 2592.98 | 2650 | 2658.94 | 2721.46 | 2845.19 | Surged Pessimistic | Afghanistan | AFG | 2022-01-02 | v8 | TRUE
https://raw.githubusercontent.com/mrc-ide/global-lmic-reports/master/AFG/projections.csv | 2021-05-18 | Rt | 1.3 | 1.35 | 1.37 | 1.38 | 1.4 | 1.46 | Surged Pessimistic | Afghanistan | AFG | 2022-01-02 | v8 | TRUE
https://raw.githubusercontent.com/mrc-ide/global-lmic-reports/master/AFG/projections.csv | 2021-05-18 | Reff | 1.24 | 1.28 | 1.3 | 1.3 | 1.33 | 1.38 | Surged Pessimistic | Afghanistan | AFG | 2022-01-02 | v8 | TRUE
https://raw.githubusercontent.com/mrc-ide/global-lmic-reports/master/AFG/projections.csv | 2021-05-18 | infections | 10467.88 | 11414.12 | 11873.21 | 11815.63 | 12170.42 | 12956.25 | Surged Relax Interventions 50% | Afghanistan | AFG | 2022-01-02 | v8 | TRUE
https://raw.githubusercontent.com/mrc-ide/global-lmic-reports/master/AFG/projections.csv | 2021-05-18 | deaths | 9.2 | 9.86 | 10.14 | 10.25 | 10.59 | 11.42 | Surged Relax Interventions 50% | Afghanistan | AFG | 2022-01-02 | v8 | TRUE
https://raw.githubusercontent.com/mrc-ide/global-lmic-reports/master/AFG/projections.csv | 2021-05-18 | hospital_demand | 439.9 | 471.23 | 484.45 | 486.96 | 502.39 | 538.49 | Surged Relax Interventions 50% | Afghanistan | AFG | 2022-01-02 | v8 | TRUE
https://raw.githubusercontent.com/mrc-ide/global-lmic-reports/master/AFG/projections.csv | 2021-05-18 | ICU_demand | 172.81 | 184.04 | 189.28 | 190.85 | 197.09 | 211.09 | Surged Relax Interventions 50% | Afghanistan | AFG | 2022-01-02 | v8 | TRUE
https://raw.githubusercontent.com/mrc-ide/global-lmic-reports/master/AFG/projections.csv | 2021-05-18 | hospital_incidence | 58.38 | 62.8 | 64.82 | 64.85 | 66.54 | 70.92 | Surged Relax Interventions 50% | Afghanistan | AFG | 2022-01-02 | v8 | TRUE
https://raw.githubusercontent.com/mrc-ide/global-lmic-reports/master/AFG/projections.csv | 2021-05-18 | ICU_incidence | 18.18 | 19.56 | 20.19 | 20.2 | 20.72 | 22.08 | Surged Relax Interventions 50% | Afghanistan | AFG | 2022-01-02 | v8 | TRUE
https://raw.githubusercontent.com/mrc-ide/global-lmic-reports/master/AFG/projections.csv | 2021-05-18 | prevalence | 60702.86 | 65729.91 | 67706.99 | 67710.92 | 69888.2 | 72748.33 | Surged Relax Interventions 50% | Afghanistan | AFG | 2022-01-02 | v8 | TRUE
https://raw.githubusercontent.com/mrc-ide/global-lmic-reports/master/AFG/projections.csv | 2021-05-18 | cumulative_infections | 1321312.84 | 1368013.44 | 1395299.79 | 1395625.66 | 1428643.92 | 1478250.73 | Surged Relax Interventions 50% | Afghanistan | AFG | 2022-01-02 | v8 | TRUE
https://raw.githubusercontent.com/mrc-ide/global-lmic-reports/master/AFG/projections.csv | 2021-05-18 | cumulative_deaths | 2506.49 | 2592.98 | 2650 | 2658.94 | 2721.46 | 2845.19 | Surged Relax Interventions 50% | Afghanistan | AFG | 2022-01-02 | v8 | TRUE
https://raw.githubusercontent.com/mrc-ide/global-lmic-reports/master/AFG/projections.csv | 2021-05-18 | Rt | 1.3 | 1.35 | 1.37 | 1.38 | 1.4 | 1.46 | Surged Relax Interventions 50% | Afghanistan | AFG | 2022-01-02 | v8 | TRUE
https://raw.githubusercontent.com/mrc-ide/global-lmic-reports/master/AFG/projections.csv | 2021-05-18 | Reff | 1.24 | 1.28 | 1.3 | 1.3 | 1.33 | 1.38 | Surged Relax Interventions 50% | Afghanistan | AFG | 2022-01-02 | v8 | TRUE
https://raw.githubusercontent.com/mrc-ide/global-lmic-reports/master/AFG/projections.csv | 2021-05-19 | infections | 11145.57 | 11764.01 | 12252.57 | 12356.2 | 12936.52 | 13704.26 | Additional 50% Reduction | Afghanistan | AFG | 2022-01-02 | v8 | TRUE
https://raw.githubusercontent.com/mrc-ide/global-lmic-reports/master/AFG/projections.csv | 2021-05-19 | deaths | 9.41 | 10.23 | 10.55 | 10.59 | 10.96 | 11.84 | Additional 50% Reduction | Afghanistan | AFG | 2022-01-02 | v8 | TRUE
https://raw.githubusercontent.com/mrc-ide/global-lmic-reports/master/AFG/projections.csv | 2021-05-19 | hospital_demand | 450.66 | 484.26 | 503.35 | 504.39 | 524.51 | 561.15 | Additional 50% Reduction | Afghanistan | AFG | 2022-01-02 | v8 | TRUE
https://raw.githubusercontent.com/mrc-ide/global-lmic-reports/master/AFG/projections.csv | 2021-05-19 | ICU_demand | 176.31 | 189.91 | 196.74 | 197.74 | 204.9 | 220.26 | Additional 50% Reduction | Afghanistan | AFG | 2022-01-02 | v8 | TRUE
https://raw.githubusercontent.com/mrc-ide/global-lmic-reports/master/AFG/projections.csv | 2021-05-19 | hospital_incidence | 60.57 | 64.04 | 67.53 | 67.03 | 69.29 | 74.41 | Additional 50% Reduction | Afghanistan | AFG | 2022-01-02 | v8 | TRUE
https://raw.githubusercontent.com/mrc-ide/global-lmic-reports/master/AFG/projections.csv | 2021-05-19 | ICU_incidence | 18.88 | 19.96 | 21.04 | 20.89 | 21.59 | 23.19 | Additional 50% Reduction | Afghanistan | AFG | 2022-01-02 | v8 | TRUE
https://raw.githubusercontent.com/mrc-ide/global-lmic-reports/master/AFG/projections.csv | 2021-05-19 | prevalence | 64478.71 | 67716.14 | 71487.7 | 71055.49 | 73826.31 | 78776.15 | Additional 50% Reduction | Afghanistan | AFG | 2022-01-02 | v8 | TRUE
https://raw.githubusercontent.com/mrc-ide/global-lmic-reports/master/AFG/projections.csv | 2021-05-19 | cumulative_infections | 1329983.82 | 1382505.75 | 1410617.15 | 1419028.14 | 1447023.22 | 1558258.04 | Additional 50% Reduction | Afghanistan | AFG | 2022-01-02 | v8 | TRUE
https://raw.githubusercontent.com/mrc-ide/global-lmic-reports/master/AFG/projections.csv | 2021-05-19 | cumulative_deaths | 2526.82 | 2623.58 | 2697.55 | 2706.43 | 2766.78 | 3008.25 | Additional 50% Reduction | Afghanistan | AFG | 2022-01-02 | v8 | TRUE
https://raw.githubusercontent.com/mrc-ide/global-lmic-reports/master/AFG/projections.csv | 2021-05-19 | Rt | 1.33 | 1.36 | 1.38 | 1.38 | 1.4 | 1.45 | Additional 50% Reduction | Afghanistan | AFG | 2022-01-02 | v8 | TRUE
https://raw.githubusercontent.com/mrc-ide/global-lmic-reports/master/AFG/projections.csv | 2021-05-19 | Reff | 1.25 | 1.28 | 1.3 | 1.31 | 1.33 | 1.38 | Additional 50% Reduction | Afghanistan | AFG | 2022-01-02 | v8 | TRUE
https://raw.githubusercontent.com/mrc-ide/global-lmic-reports/master/AFG/projections.csv | 2021-05-19 | infections | 11145.57 | 11764.01 | 12252.57 | 12356.2 | 12936.52 | 13704.26 | Maintain Status Quo | Afghanistan | AFG | 2022-01-02 | v8 | TRUE
https://raw.githubusercontent.com/mrc-ide/global-lmic-reports/master/AFG/projections.csv | 2021-05-19 | deaths | 9.41 | 10.23 | 10.55 | 10.59 | 10.96 | 11.84 | Maintain Status Quo | Afghanistan | AFG | 2022-01-02 | v8 | TRUE
https://raw.githubusercontent.com/mrc-ide/global-lmic-reports/master/AFG/projections.csv | 2021-05-19 | hospital_demand | 450.66 | 484.26 | 503.35 | 504.39 | 524.51 | 561.15 | Maintain Status Quo | Afghanistan | AFG | 2022-01-02 | v8 | TRUE
https://raw.githubusercontent.com/mrc-ide/global-lmic-reports/master/AFG/projections.csv | 2021-05-19 | ICU_demand | 176.31 | 189.91 | 196.74 | 197.74 | 204.9 | 220.26 | Maintain Status Quo | Afghanistan | AFG | 2022-01-02 | v8 | TRUE
https://raw.githubusercontent.com/mrc-ide/global-lmic-reports/master/AFG/projections.csv | 2021-05-19 | hospital_incidence | 60.57 | 64.04 | 67.53 | 67.03 | 69.29 | 74.41 | Maintain Status Quo | Afghanistan | AFG | 2022-01-02 | v8 | TRUE
https://raw.githubusercontent.com/mrc-ide/global-lmic-reports/master/AFG/projections.csv | 2021-05-19 | ICU_incidence | 18.88 | 19.96 | 21.04 | 20.89 | 21.59 | 23.19 | Maintain Status Quo | Afghanistan | AFG | 2022-01-02 | v8 | TRUE
https://raw.githubusercontent.com/mrc-ide/global-lmic-reports/master/AFG/projections.csv | 2021-05-19 | prevalence | 64478.71 | 67716.14 | 71487.7 | 71055.49 | 73826.31 | 78776.15 | Maintain Status Quo | Afghanistan | AFG | 2022-01-02 | v8 | TRUE
https://raw.githubusercontent.com/mrc-ide/global-lmic-reports/master/AFG/projections.csv | 2021-05-19 | cumulative_infections | 1329983.82 | 1382505.75 | 1410617.15 | 1419028.14 | 1447023.22 | 1558258.04 | Maintain Status Quo | Afghanistan | AFG | 2022-01-02 | v8 | TRUE
https://raw.githubusercontent.com/mrc-ide/global-lmic-reports/master/AFG/projections.csv | 2021-05-19 | cumulative_deaths | 2526.82 | 2623.58 | 2697.55 | 2706.43 | 2766.78 | 3008.25 | Maintain Status Quo | Afghanistan | AFG | 2022-01-02 | v8 | TRUE
https://raw.githubusercontent.com/mrc-ide/global-lmic-reports/master/AFG/projections.csv | 2021-05-19 | Rt | 1.33 | 1.36 | 1.38 | 1.38 | 1.4 | 1.45 | Maintain Status Quo | Afghanistan | AFG | 2022-01-02 | v8 | TRUE
https://raw.githubusercontent.com/mrc-ide/global-lmic-reports/master/AFG/projections.csv | 2021-05-19 | Reff | 1.25 | 1.28 | 1.3 | 1.31 | 1.33 | 1.38 | Maintain Status Quo | Afghanistan | AFG | 2022-01-02 | v8 | TRUE
https://raw.githubusercontent.com/mrc-ide/global-lmic-reports/master/AFG/projections.csv | 2021-05-19 | infections | 11145.57 | 11764.01 | 12252.57 | 12356.2 | 12936.52 | 13704.26 | Optimistic | Afghanistan | AFG | 2022-01-02 | v8 | TRUE
https://raw.githubusercontent.com/mrc-ide/global-lmic-reports/master/AFG/projections.csv | 2021-05-19 | deaths | 9.41 | 10.23 | 10.55 | 10.59 | 10.96 | 11.84 | Optimistic | Afghanistan | AFG | 2022-01-02 | v8 | TRUE
https://raw.githubusercontent.com/mrc-ide/global-lmic-reports/master/AFG/projections.csv | 2021-05-19 | hospital_demand | 450.66 | 484.26 | 503.35 | 504.39 | 524.51 | 561.15 | Optimistic | Afghanistan | AFG | 2022-01-02 | v8 | TRUE
https://raw.githubusercontent.com/mrc-ide/global-lmic-reports/master/AFG/projections.csv | 2021-05-19 | ICU_demand | 176.31 | 189.91 | 196.74 | 197.74 | 204.9 | 220.26 | Optimistic | Afghanistan | AFG | 2022-01-02 | v8 | TRUE
https://raw.githubusercontent.com/mrc-ide/global-lmic-reports/master/AFG/projections.csv | 2021-05-19 | hospital_incidence | 60.57 | 64.04 | 67.53 | 67.03 | 69.29 | 74.41 | Optimistic | Afghanistan | AFG | 2022-01-02 | v8 | TRUE
https://raw.githubusercontent.com/mrc-ide/global-lmic-reports/master/AFG/projections.csv | 2021-05-19 | ICU_incidence | 18.88 | 19.96 | 21.04 | 20.89 | 21.59 | 23.19 | Optimistic | Afghanistan | AFG | 2022-01-02 | v8 | TRUE
https://raw.githubusercontent.com/mrc-ide/global-lmic-reports/master/AFG/projections.csv | 2021-05-19 | prevalence | 64478.71 | 67716.14 | 71487.7 | 71055.49 | 73826.31 | 78776.15 | Optimistic | Afghanistan | AFG | 2022-01-02 | v8 | TRUE
https://raw.githubusercontent.com/mrc-ide/global-lmic-reports/master/AFG/projections.csv | 2021-05-19 | cumulative_infections | 1329983.82 | 1382505.75 | 1410617.15 | 1419028.14 | 1447023.22 | 1558258.04 | Optimistic | Afghanistan | AFG | 2022-01-02 | v8 | TRUE
https://raw.githubusercontent.com/mrc-ide/global-lmic-reports/master/AFG/projections.csv | 2021-05-19 | cumulative_deaths | 2526.82 | 2623.58 | 2697.55 | 2706.43 | 2766.78 | 3008.25 | Optimistic | Afghanistan | AFG | 2022-01-02 | v8 | TRUE
https://raw.githubusercontent.com/mrc-ide/global-lmic-reports/master/AFG/projections.csv | 2021-05-19 | Rt | 1.33 | 1.36 | 1.38 | 1.38 | 1.4 | 1.45 | Optimistic | Afghanistan | AFG | 2022-01-02 | v8 | TRUE
https://raw.githubusercontent.com/mrc-ide/global-lmic-reports/master/AFG/projections.csv | 2021-05-19 | Reff | 1.25 | 1.28 | 1.3 | 1.31 | 1.33 | 1.38 | Optimistic | Afghanistan | AFG | 2022-01-02 | v8 | TRUE
https://raw.githubusercontent.com/mrc-ide/global-lmic-reports/master/AFG/projections.csv | 2021-05-19 | infections | 11145.57 | 11764.01 | 12252.57 | 12356.2 | 12936.52 | 13704.26 | Pessimistic | Afghanistan | AFG | 2022-01-02 | v8 | TRUE
https://raw.githubusercontent.com/mrc-ide/global-lmic-reports/master/AFG/projections.csv | 2021-05-19 | deaths | 9.41 | 10.23 | 10.55 | 10.59 | 10.96 | 11.84 | Pessimistic | Afghanistan | AFG | 2022-01-02 | v8 | TRUE
https://raw.githubusercontent.com/mrc-ide/global-lmic-reports/master/AFG/projections.csv | 2021-05-19 | hospital_demand | 450.66 | 484.26 | 503.35 | 504.39 | 524.51 | 561.15 | Pessimistic | Afghanistan | AFG | 2022-01-02 | v8 | TRUE
https://raw.githubusercontent.com/mrc-ide/global-lmic-reports/master/AFG/projections.csv | 2021-05-19 | ICU_demand | 176.31 | 189.91 | 196.74 | 197.74 | 204.9 | 220.26 | Pessimistic | Afghanistan | AFG | 2022-01-02 | v8 | TRUE
https://raw.githubusercontent.com/mrc-ide/global-lmic-reports/master/AFG/projections.csv | 2021-05-19 | hospital_incidence | 60.57 | 64.04 | 67.53 | 67.03 | 69.29 | 74.41 | Pessimistic | Afghanistan | AFG | 2022-01-02 | v8 | TRUE
https://raw.githubusercontent.com/mrc-ide/global-lmic-reports/master/AFG/projections.csv | 2021-05-19 | ICU_incidence | 18.88 | 19.96 | 21.04 | 20.89 | 21.59 | 23.19 | Pessimistic | Afghanistan | AFG | 2022-01-02 | v8 | TRUE
https://raw.githubusercontent.com/mrc-ide/global-lmic-reports/master/AFG/projections.csv | 2021-05-19 | prevalence | 64478.71 | 67716.14 | 71487.7 | 71055.49 | 73826.31 | 78776.15 | Pessimistic | Afghanistan | AFG | 2022-01-02 | v8 | TRUE
https://raw.githubusercontent.com/mrc-ide/global-lmic-reports/master/AFG/projections.csv | 2021-05-19 | cumulative_infections | 1329983.82 | 1382505.75 | 1410617.15 | 1419028.14 | 1447023.22 | 1558258.04 | Pessimistic | Afghanistan | AFG | 2022-01-02 | v8 | TRUE
https://raw.githubusercontent.com/mrc-ide/global-lmic-reports/master/AFG/projections.csv | 2021-05-19 | cumulative_deaths | 2526.82 | 2623.58 | 2697.55 | 2706.43 | 2766.78 | 3008.25 | Pessimistic | Afghanistan | AFG | 2022-01-02 | v8 | TRUE
https://raw.githubusercontent.com/mrc-ide/global-lmic-reports/master/AFG/projections.csv | 2021-05-19 | Rt | 1.33 | 1.36 | 1.38 | 1.38 | 1.4 | 1.45 | Pessimistic | Afghanistan | AFG | 2022-01-02 | v8 | TRUE
https://raw.githubusercontent.com/mrc-ide/global-lmic-reports/master/AFG/projections.csv | 2021-05-19 | Reff | 1.25 | 1.28 | 1.3 | 1.31 | 1.33 | 1.38 | Pessimistic | Afghanistan | AFG | 2022-01-02 | v8 | TRUE
https://raw.githubusercontent.com/mrc-ide/global-lmic-reports/master/AFG/projections.csv | 2021-05-19 | infections | 11145.57 | 11764.01 | 12252.57 | 12356.2 | 12936.52 | 13704.26 | Relax Interventions 50% | Afghanistan | AFG | 2022-01-02 | v8 | TRUE
https://raw.githubusercontent.com/mrc-ide/global-lmic-reports/master/AFG/projections.csv | 2021-05-19 | deaths | 9.41 | 10.23 | 10.55 | 10.59 | 10.96 | 11.84 | Relax Interventions 50% | Afghanistan | AFG | 2022-01-02 | v8 | TRUE
https://raw.githubusercontent.com/mrc-ide/global-lmic-reports/master/AFG/projections.csv | 2021-05-19 | hospital_demand | 450.66 | 484.26 | 503.35 | 504.39 | 524.51 | 561.15 | Relax Interventions 50% | Afghanistan | AFG | 2022-01-02 | v8 | TRUE
https://raw.githubusercontent.com/mrc-ide/global-lmic-reports/master/AFG/projections.csv | 2021-05-19 | ICU_demand | 176.31 | 189.91 | 196.74 | 197.74 | 204.9 | 220.26 | Relax Interventions 50% | Afghanistan | AFG | 2022-01-02 | v8 | TRUE
https://raw.githubusercontent.com/mrc-ide/global-lmic-reports/master/AFG/projections.csv | 2021-05-19 | hospital_incidence | 60.57 | 64.04 | 67.53 | 67.03 | 69.29 | 74.41 | Relax Interventions 50% | Afghanistan | AFG | 2022-01-02 | v8 | TRUE
https://raw.githubusercontent.com/mrc-ide/global-lmic-reports/master/AFG/projections.csv | 2021-05-19 | ICU_incidence | 18.88 | 19.96 | 21.04 | 20.89 | 21.59 | 23.19 | Relax Interventions 50% | Afghanistan | AFG | 2022-01-02 | v8 | TRUE
https://raw.githubusercontent.com/mrc-ide/global-lmic-reports/master/AFG/projections.csv | 2021-05-19 | prevalence | 64478.71 | 67716.14 | 71487.7 | 71055.49 | 73826.31 | 78776.15 | Relax Interventions 50% | Afghanistan | AFG | 2022-01-02 | v8 | TRUE
https://raw.githubusercontent.com/mrc-ide/global-lmic-reports/master/AFG/projections.csv | 2021-05-19 | cumulative_infections | 1329983.82 | 1382505.75 | 1410617.15 | 1419028.14 | 1447023.22 | 1558258.04 | Relax Interventions 50% | Afghanistan | AFG | 2022-01-02 | v8 | TRUE
https://raw.githubusercontent.com/mrc-ide/global-lmic-reports/master/AFG/projections.csv | 2021-05-19 | cumulative_deaths | 2526.82 | 2623.58 | 2697.55 | 2706.43 | 2766.78 | 3008.25 | Relax Interventions 50% | Afghanistan | AFG | 2022-01-02 | v8 | TRUE
https://raw.githubusercontent.com/mrc-ide/global-lmic-reports/master/AFG/projections.csv | 2021-05-19 | Rt | 1.33 | 1.36 | 1.38 | 1.38 | 1.4 | 1.45 | Relax Interventions 50% | Afghanistan | AFG | 2022-01-02 | v8 | TRUE
https://raw.githubusercontent.com/mrc-ide/global-lmic-reports/master/AFG/projections.csv | 2021-05-19 | Reff | 1.25 | 1.28 | 1.3 | 1.31 | 1.33 | 1.38 | Relax Interventions 50% | Afghanistan | AFG | 2022-01-02 | v8 | TRUE
https://raw.githubusercontent.com/mrc-ide/global-lmic-reports/master/AFG/projections.csv | 2021-05-19 | infections | 10798.2 | 11796.04 | 12263.29 | 12222.71 | 12591.3 | 13470.22 | Surged Additional 50% Reduction | Afghanistan | AFG | 2022-01-02 | v8 | TRUE
https://raw.githubusercontent.com/mrc-ide/global-lmic-reports/master/AFG/projections.csv | 2021-05-19 | deaths | 9.57 | 10.23 | 10.51 | 10.61 | 10.97 | 11.79 | Surged Additional 50% Reduction | Afghanistan | AFG | 2022-01-02 | v8 | TRUE
https://raw.githubusercontent.com/mrc-ide/global-lmic-reports/master/AFG/projections.csv | 2021-05-19 | hospital_demand | 455.64 | 490 | 503.26 | 504.38 | 519.08 | 556.53 | Surged Additional 50% Reduction | Afghanistan | AFG | 2022-01-02 | v8 | TRUE
https://raw.githubusercontent.com/mrc-ide/global-lmic-reports/master/AFG/projections.csv | 2021-05-19 | ICU_demand | 179.15 | 191.26 | 196.83 | 197.92 | 203.95 | 218.44 | Surged Additional 50% Reduction | Afghanistan | AFG | 2022-01-02 | v8 | TRUE
https://raw.githubusercontent.com/mrc-ide/global-lmic-reports/master/AFG/projections.csv | 2021-05-19 | hospital_incidence | 60.02 | 64.63 | 66.78 | 66.77 | 68.45 | 72.69 | Surged Additional 50% Reduction | Afghanistan | AFG | 2022-01-02 | v8 | TRUE
https://raw.githubusercontent.com/mrc-ide/global-lmic-reports/master/AFG/projections.csv | 2021-05-19 | ICU_incidence | 18.7 | 20.14 | 20.81 | 20.81 | 21.33 | 22.65 | Surged Additional 50% Reduction | Afghanistan | AFG | 2022-01-02 | v8 | TRUE
https://raw.githubusercontent.com/mrc-ide/global-lmic-reports/master/AFG/projections.csv | 2021-05-19 | prevalence | 63461.3 | 68454.23 | 70655.4 | 70567.68 | 72700.45 | 75856.27 | Surged Additional 50% Reduction | Afghanistan | AFG | 2022-01-02 | v8 | TRUE
https://raw.githubusercontent.com/mrc-ide/global-lmic-reports/master/AFG/projections.csv | 2021-05-19 | cumulative_infections | 1333273.8 | 1380631.68 | 1407875.62 | 1407848.36 | 1440927.52 | 1490912.2 | Surged Additional 50% Reduction | Afghanistan | AFG | 2022-01-02 | v8 | TRUE
https://raw.githubusercontent.com/mrc-ide/global-lmic-reports/master/AFG/projections.csv | 2021-05-19 | cumulative_deaths | 2516.9 | 2603.49 | 2660.45 | 2669.56 | 2732.34 | 2856.71 | Surged Additional 50% Reduction | Afghanistan | AFG | 2022-01-02 | v8 | TRUE
https://raw.githubusercontent.com/mrc-ide/global-lmic-reports/master/AFG/projections.csv | 2021-05-19 | Rt | 1.3 | 1.35 | 1.37 | 1.37 | 1.39 | 1.45 | Surged Additional 50% Reduction | Afghanistan | AFG | 2022-01-02 | v8 | TRUE
https://raw.githubusercontent.com/mrc-ide/global-lmic-reports/master/AFG/projections.csv | 2021-05-19 | Reff | 1.23 | 1.27 | 1.29 | 1.3 | 1.32 | 1.37 | Surged Additional 50% Reduction | Afghanistan | AFG | 2022-01-02 | v8 | TRUE
https://raw.githubusercontent.com/mrc-ide/global-lmic-reports/master/AFG/projections.csv | 2021-05-19 | infections | 10798.2 | 11796.04 | 12263.29 | 12222.71 | 12591.3 | 13470.22 | Surged Maintain Status Quo | Afghanistan | AFG | 2022-01-02 | v8 | TRUE
https://raw.githubusercontent.com/mrc-ide/global-lmic-reports/master/AFG/projections.csv | 2021-05-19 | deaths | 9.57 | 10.23 | 10.51 | 10.61 | 10.97 | 11.79 | Surged Maintain Status Quo | Afghanistan | AFG | 2022-01-02 | v8 | TRUE
https://raw.githubusercontent.com/mrc-ide/global-lmic-reports/master/AFG/projections.csv | 2021-05-19 | hospital_demand | 455.64 | 490 | 503.26 | 504.38 | 519.08 | 556.53 | Surged Maintain Status Quo | Afghanistan | AFG | 2022-01-02 | v8 | TRUE
https://raw.githubusercontent.com/mrc-ide/global-lmic-reports/master/AFG/projections.csv | 2021-05-19 | ICU_demand | 179.15 | 191.26 | 196.83 | 197.92 | 203.95 | 218.44 | Surged Maintain Status Quo | Afghanistan | AFG | 2022-01-02 | v8 | TRUE
https://raw.githubusercontent.com/mrc-ide/global-lmic-reports/master/AFG/projections.csv | 2021-05-19 | hospital_incidence | 60.02 | 64.63 | 66.78 | 66.77 | 68.45 | 72.69 | Surged Maintain Status Quo | Afghanistan | AFG | 2022-01-02 | v8 | TRUE
https://raw.githubusercontent.com/mrc-ide/global-lmic-reports/master/AFG/projections.csv | 2021-05-19 | ICU_incidence | 18.7 | 20.14 | 20.81 | 20.81 | 21.33 | 22.65 | Surged Maintain Status Quo | Afghanistan | AFG | 2022-01-02 | v8 | TRUE
https://raw.githubusercontent.com/mrc-ide/global-lmic-reports/master/AFG/projections.csv | 2021-05-19 | prevalence | 63461.3 | 68454.23 | 70655.4 | 70567.68 | 72700.45 | 75856.27 | Surged Maintain Status Quo | Afghanistan | AFG | 2022-01-02 | v8 | TRUE
https://raw.githubusercontent.com/mrc-ide/global-lmic-reports/master/AFG/projections.csv | 2021-05-19 | cumulative_infections | 1333273.8 | 1380631.68 | 1407875.62 | 1407848.36 | 1440927.52 | 1490912.2 | Surged Maintain Status Quo | Afghanistan | AFG | 2022-01-02 | v8 | TRUE
https://raw.githubusercontent.com/mrc-ide/global-lmic-reports/master/AFG/projections.csv | 2021-05-19 | cumulative_deaths | 2516.9 | 2603.49 | 2660.45 | 2669.56 | 2732.34 | 2856.71 | Surged Maintain Status Quo | Afghanistan | AFG | 2022-01-02 | v8 | TRUE
https://raw.githubusercontent.com/mrc-ide/global-lmic-reports/master/AFG/projections.csv | 2021-05-19 | Rt | 1.3 | 1.35 | 1.37 | 1.37 | 1.39 | 1.45 | Surged Maintain Status Quo | Afghanistan | AFG | 2022-01-02 | v8 | TRUE
https://raw.githubusercontent.com/mrc-ide/global-lmic-reports/master/AFG/projections.csv | 2021-05-19 | Reff | 1.23 | 1.27 | 1.29 | 1.3 | 1.32 | 1.37 | Surged Maintain Status Quo | Afghanistan | AFG | 2022-01-02 | v8 | TRUE
https://raw.githubusercontent.com/mrc-ide/global-lmic-reports/master/AFG/projections.csv | 2021-05-19 | infections | 10798.2 | 11796.04 | 12263.29 | 12222.71 | 12591.3 | 13470.22 | Surged Optimistic | Afghanistan | AFG | 2022-01-02 | v8 | TRUE
https://raw.githubusercontent.com/mrc-ide/global-lmic-reports/master/AFG/projections.csv | 2021-05-19 | deaths | 9.57 | 10.23 | 10.51 | 10.61 | 10.97 | 11.79 | Surged Optimistic | Afghanistan | AFG | 2022-01-02 | v8 | TRUE
https://raw.githubusercontent.com/mrc-ide/global-lmic-reports/master/AFG/projections.csv | 2021-05-19 | hospital_demand | 455.64 | 490 | 503.26 | 504.38 | 519.08 | 556.53 | Surged Optimistic | Afghanistan | AFG | 2022-01-02 | v8 | TRUE
https://raw.githubusercontent.com/mrc-ide/global-lmic-reports/master/AFG/projections.csv | 2021-05-19 | ICU_demand | 179.15 | 191.26 | 196.83 | 197.92 | 203.95 | 218.44 | Surged Optimistic | Afghanistan | AFG | 2022-01-02 | v8 | TRUE
https://raw.githubusercontent.com/mrc-ide/global-lmic-reports/master/AFG/projections.csv | 2021-05-19 | hospital_incidence | 60.02 | 64.63 | 66.78 | 66.77 | 68.45 | 72.69 | Surged Optimistic | Afghanistan | AFG | 2022-01-02 | v8 | TRUE
https://raw.githubusercontent.com/mrc-ide/global-lmic-reports/master/AFG/projections.csv | 2021-05-19 | ICU_incidence | 18.7 | 20.14 | 20.81 | 20.81 | 21.33 | 22.65 | Surged Optimistic | Afghanistan | AFG | 2022-01-02 | v8 | TRUE
https://raw.githubusercontent.com/mrc-ide/global-lmic-reports/master/AFG/projections.csv | 2021-05-19 | prevalence | 63461.3 | 68454.23 | 70655.4 | 70567.68 | 72700.45 | 75856.27 | Surged Optimistic | Afghanistan | AFG | 2022-01-02 | v8 | TRUE
https://raw.githubusercontent.com/mrc-ide/global-lmic-reports/master/AFG/projections.csv | 2021-05-19 | cumulative_infections | 1333273.8 | 1380631.68 | 1407875.62 | 1407848.36 | 1440927.52 | 1490912.2 | Surged Optimistic | Afghanistan | AFG | 2022-01-02 | v8 | TRUE
https://raw.githubusercontent.com/mrc-ide/global-lmic-reports/master/AFG/projections.csv | 2021-05-19 | cumulative_deaths | 2516.9 | 2603.49 | 2660.45 | 2669.56 | 2732.34 | 2856.71 | Surged Optimistic | Afghanistan | AFG | 2022-01-02 | v8 | TRUE
https://raw.githubusercontent.com/mrc-ide/global-lmic-reports/master/AFG/projections.csv | 2021-05-19 | Rt | 1.3 | 1.35 | 1.37 | 1.37 | 1.39 | 1.45 | Surged Optimistic | Afghanistan | AFG | 2022-01-02 | v8 | TRUE
https://raw.githubusercontent.com/mrc-ide/global-lmic-reports/master/AFG/projections.csv | 2021-05-19 | Reff | 1.23 | 1.27 | 1.29 | 1.3 | 1.32 | 1.37 | Surged Optimistic | Afghanistan | AFG | 2022-01-02 | v8 | TRUE
https://raw.githubusercontent.com/mrc-ide/global-lmic-reports/master/AFG/projections.csv | 2021-05-19 | infections | 10798.2 | 11796.04 | 12263.29 | 12222.71 | 12591.3 | 13470.22 | Surged Pessimistic | Afghanistan | AFG | 2022-01-02 | v8 | TRUE
https://raw.githubusercontent.com/mrc-ide/global-lmic-reports/master/AFG/projections.csv | 2021-05-19 | deaths | 9.57 | 10.23 | 10.51 | 10.61 | 10.97 | 11.79 | Surged Pessimistic | Afghanistan | AFG | 2022-01-02 | v8 | TRUE
https://raw.githubusercontent.com/mrc-ide/global-lmic-reports/master/AFG/projections.csv | 2021-05-19 | hospital_demand | 455.64 | 490 | 503.26 | 504.38 | 519.08 | 556.53 | Surged Pessimistic | Afghanistan | AFG | 2022-01-02 | v8 | TRUE
https://raw.githubusercontent.com/mrc-ide/global-lmic-reports/master/AFG/projections.csv | 2021-05-19 | ICU_demand | 179.15 | 191.26 | 196.83 | 197.92 | 203.95 | 218.44 | Surged Pessimistic | Afghanistan | AFG | 2022-01-02 | v8 | TRUE
https://raw.githubusercontent.com/mrc-ide/global-lmic-reports/master/AFG/projections.csv | 2021-05-19 | hospital_incidence | 60.02 | 64.63 | 66.78 | 66.77 | 68.45 | 72.69 | Surged Pessimistic | Afghanistan | AFG | 2022-01-02 | v8 | TRUE
https://raw.githubusercontent.com/mrc-ide/global-lmic-reports/master/AFG/projections.csv | 2021-05-19 | ICU_incidence | 18.7 | 20.14 | 20.81 | 20.81 | 21.33 | 22.65 | Surged Pessimistic | Afghanistan | AFG | 2022-01-02 | v8 | TRUE
https://raw.githubusercontent.com/mrc-ide/global-lmic-reports/master/AFG/projections.csv | 2021-05-19 | prevalence | 63461.3 | 68454.23 | 70655.4 | 70567.68 | 72700.45 | 75856.27 | Surged Pessimistic | Afghanistan | AFG | 2022-01-02 | v8 | TRUE
https://raw.githubusercontent.com/mrc-ide/global-lmic-reports/master/AFG/projections.csv | 2021-05-19 | cumulative_infections | 1333273.8 | 1380631.68 | 1407875.62 | 1407848.36 | 1440927.52 | 1490912.2 | Surged Pessimistic | Afghanistan | AFG | 2022-01-02 | v8 | TRUE
https://raw.githubusercontent.com/mrc-ide/global-lmic-reports/master/AFG/projections.csv | 2021-05-19 | cumulative_deaths | 2516.9 | 2603.49 | 2660.45 | 2669.56 | 2732.34 | 2856.71 | Surged Pessimistic | Afghanistan | AFG | 2022-01-02 | v8 | TRUE
https://raw.githubusercontent.com/mrc-ide/global-lmic-reports/master/AFG/projections.csv | 2021-05-19 | Rt | 1.3 | 1.35 | 1.37 | 1.37 | 1.39 | 1.45 | Surged Pessimistic | Afghanistan | AFG | 2022-01-02 | v8 | TRUE
https://raw.githubusercontent.com/mrc-ide/global-lmic-reports/master/AFG/projections.csv | 2021-05-19 | Reff | 1.23 | 1.27 | 1.29 | 1.3 | 1.32 | 1.37 | Surged Pessimistic | Afghanistan | AFG | 2022-01-02 | v8 | TRUE
https://raw.githubusercontent.com/mrc-ide/global-lmic-reports/master/AFG/projections.csv | 2021-05-19 | infections | 10798.2 | 11796.04 | 12263.29 | 12222.71 | 12591.3 | 13470.22 | Surged Relax Interventions 50% | Afghanistan | AFG | 2022-01-02 | v8 | TRUE
https://raw.githubusercontent.com/mrc-ide/global-lmic-reports/master/AFG/projections.csv | 2021-05-19 | deaths | 9.57 | 10.23 | 10.51 | 10.61 | 10.97 | 11.79 | Surged Relax Interventions 50% | Afghanistan | AFG | 2022-01-02 | v8 | TRUE
https://raw.githubusercontent.com/mrc-ide/global-lmic-reports/master/AFG/projections.csv | 2021-05-19 | hospital_demand | 455.64 | 490 | 503.26 | 504.38 | 519.08 | 556.53 | Surged Relax Interventions 50% | Afghanistan | AFG | 2022-01-02 | v8 | TRUE
https://raw.githubusercontent.com/mrc-ide/global-lmic-reports/master/AFG/projections.csv | 2021-05-19 | ICU_demand | 179.15 | 191.26 | 196.83 | 197.92 | 203.95 | 218.44 | Surged Relax Interventions 50% | Afghanistan | AFG | 2022-01-02 | v8 | TRUE
https://raw.githubusercontent.com/mrc-ide/global-lmic-reports/master/AFG/projections.csv | 2021-05-19 | hospital_incidence | 60.02 | 64.63 | 66.78 | 66.77 | 68.45 | 72.69 | Surged Relax Interventions 50% | Afghanistan | AFG | 2022-01-02 | v8 | TRUE
https://raw.githubusercontent.com/mrc-ide/global-lmic-reports/master/AFG/projections.csv | 2021-05-19 | ICU_incidence | 18.7 | 20.14 | 20.81 | 20.81 | 21.33 | 22.65 | Surged Relax Interventions 50% | Afghanistan | AFG | 2022-01-02 | v8 | TRUE
https://raw.githubusercontent.com/mrc-ide/global-lmic-reports/master/AFG/projections.csv | 2021-05-19 | prevalence | 63461.3 | 68454.23 | 70655.4 | 70567.68 | 72700.45 | 75856.27 | Surged Relax Interventions 50% | Afghanistan | AFG | 2022-01-02 | v8 | TRUE
https://raw.githubusercontent.com/mrc-ide/global-lmic-reports/master/AFG/projections.csv | 2021-05-19 | cumulative_infections | 1333273.8 | 1380631.68 | 1407875.62 | 1407848.36 | 1440927.52 | 1490912.2 | Surged Relax Interventions 50% | Afghanistan | AFG | 2022-01-02 | v8 | TRUE
https://raw.githubusercontent.com/mrc-ide/global-lmic-reports/master/AFG/projections.csv | 2021-05-19 | cumulative_deaths | 2516.9 | 2603.49 | 2660.45 | 2669.56 | 2732.34 | 2856.71 | Surged Relax Interventions 50% | Afghanistan | AFG | 2022-01-02 | v8 | TRUE
https://raw.githubusercontent.com/mrc-ide/global-lmic-reports/master/AFG/projections.csv | 2021-05-19 | Rt | 1.3 | 1.35 | 1.37 | 1.37 | 1.39 | 1.45 | Surged Relax Interventions 50% | Afghanistan | AFG | 2022-01-02 | v8 | TRUE
https://raw.githubusercontent.com/mrc-ide/global-lmic-reports/master/AFG/projections.csv | 2021-05-19 | Reff | 1.23 | 1.27 | 1.29 | 1.3 | 1.32 | 1.37 | Surged Relax Interventions 50% | Afghanistan | AFG | 2022-01-02 | v8 | TRUE
https://raw.githubusercontent.com/mrc-ide/global-lmic-reports/master/AFG/projections.csv | 2021-05-20 | infections | 11507.49 | 12129.75 | 12613.03 | 12754.14 | 13358.7 | 14157.9 | Additional 50% Reduction | Afghanistan | AFG | 2022-01-02 | v8 | TRUE
https://raw.githubusercontent.com/mrc-ide/global-lmic-reports/master/AFG/projections.csv | 2021-05-20 | deaths | 9.76 | 10.57 | 10.92 | 10.97 | 11.34 | 12.24 | Additional 50% Reduction | Afghanistan | AFG | 2022-01-02 | v8 | TRUE
https://raw.githubusercontent.com/mrc-ide/global-lmic-reports/master/AFG/projections.csv | 2021-05-20 | hospital_demand | 467.57 | 500.94 | 522.96 | 522.34 | 545.18 | 580.31 | Additional 50% Reduction | Afghanistan | AFG | 2022-01-02 | v8 | TRUE
https://raw.githubusercontent.com/mrc-ide/global-lmic-reports/master/AFG/projections.csv | 2021-05-20 | ICU_demand | 183.14 | 197.19 | 204.43 | 205.04 | 212.75 | 228.12 | Additional 50% Reduction | Afghanistan | AFG | 2022-01-02 | v8 | TRUE
https://raw.githubusercontent.com/mrc-ide/global-lmic-reports/master/AFG/projections.csv | 2021-05-20 | hospital_incidence | 62.5 | 66.05 | 69.65 | 69.11 | 71.46 | 76.77 | Additional 50% Reduction | Afghanistan | AFG | 2022-01-02 | v8 | TRUE
https://raw.githubusercontent.com/mrc-ide/global-lmic-reports/master/AFG/projections.csv | 2021-05-20 | ICU_incidence | 19.49 | 20.59 | 21.72 | 21.55 | 22.28 | 23.94 | Additional 50% Reduction | Afghanistan | AFG | 2022-01-02 | v8 | TRUE
https://raw.githubusercontent.com/mrc-ide/global-lmic-reports/master/AFG/projections.csv | 2021-05-20 | prevalence | 67302.72 | 70516.16 | 74230.12 | 74048.84 | 76945.89 | 81821.65 | Additional 50% Reduction | Afghanistan | AFG | 2022-01-02 | v8 | TRUE
https://raw.githubusercontent.com/mrc-ide/global-lmic-reports/master/AFG/projections.csv | 2021-05-20 | cumulative_infections | 1341785.87 | 1395389.92 | 1424429.95 | 1431782.28 | 1459613.2 | 1571348.97 | Additional 50% Reduction | Afghanistan | AFG | 2022-01-02 | v8 | TRUE
https://raw.githubusercontent.com/mrc-ide/global-lmic-reports/master/AFG/projections.csv | 2021-05-20 | cumulative_deaths | 2537.34 | 2634.04 | 2708.47 | 2717.4 | 2778.5 | 3020.11 | Additional 50% Reduction | Afghanistan | AFG | 2022-01-02 | v8 | TRUE
https://raw.githubusercontent.com/mrc-ide/global-lmic-reports/master/AFG/projections.csv | 2021-05-20 | Rt | 1.3 | 1.33 | 1.34 | 1.35 | 1.36 | 1.41 | Additional 50% Reduction | Afghanistan | AFG | 2022-01-02 | v8 | TRUE
https://raw.githubusercontent.com/mrc-ide/global-lmic-reports/master/AFG/projections.csv | 2021-05-20 | Reff | 1.22 | 1.25 | 1.27 | 1.27 | 1.29 | 1.33 | Additional 50% Reduction | Afghanistan | AFG | 2022-01-02 | v8 | TRUE
https://raw.githubusercontent.com/mrc-ide/global-lmic-reports/master/AFG/projections.csv | 2021-05-20 | infections | 11507.49 | 12129.75 | 12613.03 | 12754.14 | 13358.7 | 14157.9 | Maintain Status Quo | Afghanistan | AFG | 2022-01-02 | v8 | TRUE
https://raw.githubusercontent.com/mrc-ide/global-lmic-reports/master/AFG/projections.csv | 2021-05-20 | deaths | 9.76 | 10.57 | 10.92 | 10.97 | 11.34 | 12.24 | Maintain Status Quo | Afghanistan | AFG | 2022-01-02 | v8 | TRUE
https://raw.githubusercontent.com/mrc-ide/global-lmic-reports/master/AFG/projections.csv | 2021-05-20 | hospital_demand | 467.57 | 500.94 | 522.96 | 522.34 | 545.18 | 580.31 | Maintain Status Quo | Afghanistan | AFG | 2022-01-02 | v8 | TRUE
https://raw.githubusercontent.com/mrc-ide/global-lmic-reports/master/AFG/projections.csv | 2021-05-20 | ICU_demand | 183.14 | 197.19 | 204.43 | 205.04 | 212.75 | 228.12 | Maintain Status Quo | Afghanistan | AFG | 2022-01-02 | v8 | TRUE
https://raw.githubusercontent.com/mrc-ide/global-lmic-reports/master/AFG/projections.csv | 2021-05-20 | hospital_incidence | 62.5 | 66.05 | 69.65 | 69.11 | 71.46 | 76.77 | Maintain Status Quo | Afghanistan | AFG | 2022-01-02 | v8 | TRUE
https://raw.githubusercontent.com/mrc-ide/global-lmic-reports/master/AFG/projections.csv | 2021-05-20 | ICU_incidence | 19.49 | 20.59 | 21.72 | 21.55 | 22.28 | 23.94 | Maintain Status Quo | Afghanistan | AFG | 2022-01-02 | v8 | TRUE
https://raw.githubusercontent.com/mrc-ide/global-lmic-reports/master/AFG/projections.csv | 2021-05-20 | prevalence | 67302.72 | 70516.16 | 74230.12 | 74048.84 | 76945.89 | 81821.65 | Maintain Status Quo | Afghanistan | AFG | 2022-01-02 | v8 | TRUE
https://raw.githubusercontent.com/mrc-ide/global-lmic-reports/master/AFG/projections.csv | 2021-05-20 | cumulative_infections | 1341785.87 | 1395389.92 | 1424429.95 | 1431782.28 | 1459613.2 | 1571348.97 | Maintain Status Quo | Afghanistan | AFG | 2022-01-02 | v8 | TRUE
https://raw.githubusercontent.com/mrc-ide/global-lmic-reports/master/AFG/projections.csv | 2021-05-20 | cumulative_deaths | 2537.34 | 2634.04 | 2708.47 | 2717.4 | 2778.5 | 3020.11 | Maintain Status Quo | Afghanistan | AFG | 2022-01-02 | v8 | TRUE
https://raw.githubusercontent.com/mrc-ide/global-lmic-reports/master/AFG/projections.csv | 2021-05-20 | Rt | 1.3 | 1.33 | 1.34 | 1.35 | 1.36 | 1.41 | Maintain Status Quo | Afghanistan | AFG | 2022-01-02 | v8 | TRUE
https://raw.githubusercontent.com/mrc-ide/global-lmic-reports/master/AFG/projections.csv | 2021-05-20 | Reff | 1.22 | 1.25 | 1.27 | 1.27 | 1.29 | 1.33 | Maintain Status Quo | Afghanistan | AFG | 2022-01-02 | v8 | TRUE
https://raw.githubusercontent.com/mrc-ide/global-lmic-reports/master/AFG/projections.csv | 2021-05-20 | infections | 11507.49 | 12129.75 | 12613.03 | 12754.14 | 13358.7 | 14157.9 | Optimistic | Afghanistan | AFG | 2022-01-02 | v8 | TRUE
https://raw.githubusercontent.com/mrc-ide/global-lmic-reports/master/AFG/projections.csv | 2021-05-20 | deaths | 9.76 | 10.57 | 10.92 | 10.97 | 11.34 | 12.24 | Optimistic | Afghanistan | AFG | 2022-01-02 | v8 | TRUE
https://raw.githubusercontent.com/mrc-ide/global-lmic-reports/master/AFG/projections.csv | 2021-05-20 | hospital_demand | 467.57 | 500.94 | 522.96 | 522.34 | 545.18 | 580.31 | Optimistic | Afghanistan | AFG | 2022-01-02 | v8 | TRUE
https://raw.githubusercontent.com/mrc-ide/global-lmic-reports/master/AFG/projections.csv | 2021-05-20 | ICU_demand | 183.14 | 197.19 | 204.43 | 205.04 | 212.75 | 228.12 | Optimistic | Afghanistan | AFG | 2022-01-02 | v8 | TRUE
https://raw.githubusercontent.com/mrc-ide/global-lmic-reports/master/AFG/projections.csv | 2021-05-20 | hospital_incidence | 62.5 | 66.05 | 69.65 | 69.11 | 71.46 | 76.77 | Optimistic | Afghanistan | AFG | 2022-01-02 | v8 | TRUE
https://raw.githubusercontent.com/mrc-ide/global-lmic-reports/master/AFG/projections.csv | 2021-05-20 | ICU_incidence | 19.49 | 20.59 | 21.72 | 21.55 | 22.28 | 23.94 | Optimistic | Afghanistan | AFG | 2022-01-02 | v8 | TRUE
https://raw.githubusercontent.com/mrc-ide/global-lmic-reports/master/AFG/projections.csv | 2021-05-20 | prevalence | 67302.72 | 70516.16 | 74230.12 | 74048.84 | 76945.89 | 81821.65 | Optimistic | Afghanistan | AFG | 2022-01-02 | v8 | TRUE
https://raw.githubusercontent.com/mrc-ide/global-lmic-reports/master/AFG/projections.csv | 2021-05-20 | cumulative_infections | 1341785.87 | 1395389.92 | 1424429.95 | 1431782.28 | 1459613.2 | 1571348.97 | Optimistic | Afghanistan | AFG | 2022-01-02 | v8 | TRUE
https://raw.githubusercontent.com/mrc-ide/global-lmic-reports/master/AFG/projections.csv | 2021-05-20 | cumulative_deaths | 2537.34 | 2634.04 | 2708.47 | 2717.4 | 2778.5 | 3020.11 | Optimistic | Afghanistan | AFG | 2022-01-02 | v8 | TRUE
https://raw.githubusercontent.com/mrc-ide/global-lmic-reports/master/AFG/projections.csv | 2021-05-20 | Rt | 1.3 | 1.33 | 1.34 | 1.35 | 1.36 | 1.41 | Optimistic | Afghanistan | AFG | 2022-01-02 | v8 | TRUE
https://raw.githubusercontent.com/mrc-ide/global-lmic-reports/master/AFG/projections.csv | 2021-05-20 | Reff | 1.22 | 1.25 | 1.27 | 1.27 | 1.29 | 1.33 | Optimistic | Afghanistan | AFG | 2022-01-02 | v8 | TRUE
https://raw.githubusercontent.com/mrc-ide/global-lmic-reports/master/AFG/projections.csv | 2021-05-20 | infections | 11507.49 | 12129.75 | 12613.03 | 12754.14 | 13358.7 | 14157.9 | Pessimistic | Afghanistan | AFG | 2022-01-02 | v8 | TRUE
https://raw.githubusercontent.com/mrc-ide/global-lmic-reports/master/AFG/projections.csv | 2021-05-20 | deaths | 9.76 | 10.57 | 10.92 | 10.97 | 11.34 | 12.24 | Pessimistic | Afghanistan | AFG | 2022-01-02 | v8 | TRUE
https://raw.githubusercontent.com/mrc-ide/global-lmic-reports/master/AFG/projections.csv | 2021-05-20 | hospital_demand | 467.57 | 500.94 | 522.96 | 522.34 | 545.18 | 580.31 | Pessimistic | Afghanistan | AFG | 2022-01-02 | v8 | TRUE
https://raw.githubusercontent.com/mrc-ide/global-lmic-reports/master/AFG/projections.csv | 2021-05-20 | ICU_demand | 183.14 | 197.19 | 204.43 | 205.04 | 212.75 | 228.12 | Pessimistic | Afghanistan | AFG | 2022-01-02 | v8 | TRUE
https://raw.githubusercontent.com/mrc-ide/global-lmic-reports/master/AFG/projections.csv | 2021-05-20 | hospital_incidence | 62.5 | 66.05 | 69.65 | 69.11 | 71.46 | 76.77 | Pessimistic | Afghanistan | AFG | 2022-01-02 | v8 | TRUE
https://raw.githubusercontent.com/mrc-ide/global-lmic-reports/master/AFG/projections.csv | 2021-05-20 | ICU_incidence | 19.49 | 20.59 | 21.72 | 21.55 | 22.28 | 23.94 | Pessimistic | Afghanistan | AFG | 2022-01-02 | v8 | TRUE
https://raw.githubusercontent.com/mrc-ide/global-lmic-reports/master/AFG/projections.csv | 2021-05-20 | prevalence | 67302.72 | 70516.16 | 74230.12 | 74048.84 | 76945.89 | 81821.65 | Pessimistic | Afghanistan | AFG | 2022-01-02 | v8 | TRUE
https://raw.githubusercontent.com/mrc-ide/global-lmic-reports/master/AFG/projections.csv | 2021-05-20 | cumulative_infections | 1341785.87 | 1395389.92 | 1424429.95 | 1431782.28 | 1459613.2 | 1571348.97 | Pessimistic | Afghanistan | AFG | 2022-01-02 | v8 | TRUE
https://raw.githubusercontent.com/mrc-ide/global-lmic-reports/master/AFG/projections.csv | 2021-05-20 | cumulative_deaths | 2537.34 | 2634.04 | 2708.47 | 2717.4 | 2778.5 | 3020.11 | Pessimistic | Afghanistan | AFG | 2022-01-02 | v8 | TRUE
https://raw.githubusercontent.com/mrc-ide/global-lmic-reports/master/AFG/projections.csv | 2021-05-20 | Rt | 1.3 | 1.33 | 1.34 | 1.35 | 1.36 | 1.41 | Pessimistic | Afghanistan | AFG | 2022-01-02 | v8 | TRUE
https://raw.githubusercontent.com/mrc-ide/global-lmic-reports/master/AFG/projections.csv | 2021-05-20 | Reff | 1.22 | 1.25 | 1.27 | 1.27 | 1.29 | 1.33 | Pessimistic | Afghanistan | AFG | 2022-01-02 | v8 | TRUE
https://raw.githubusercontent.com/mrc-ide/global-lmic-reports/master/AFG/projections.csv | 2021-05-20 | infections | 11507.49 | 12129.75 | 12613.03 | 12754.14 | 13358.7 | 14157.9 | Relax Interventions 50% | Afghanistan | AFG | 2022-01-02 | v8 | TRUE
https://raw.githubusercontent.com/mrc-ide/global-lmic-reports/master/AFG/projections.csv | 2021-05-20 | deaths | 9.76 | 10.57 | 10.92 | 10.97 | 11.34 | 12.24 | Relax Interventions 50% | Afghanistan | AFG | 2022-01-02 | v8 | TRUE
https://raw.githubusercontent.com/mrc-ide/global-lmic-reports/master/AFG/projections.csv | 2021-05-20 | hospital_demand | 467.57 | 500.94 | 522.96 | 522.34 | 545.18 | 580.31 | Relax Interventions 50% | Afghanistan | AFG | 2022-01-02 | v8 | TRUE
https://raw.githubusercontent.com/mrc-ide/global-lmic-reports/master/AFG/projections.csv | 2021-05-20 | ICU_demand | 183.14 | 197.19 | 204.43 | 205.04 | 212.75 | 228.12 | Relax Interventions 50% | Afghanistan | AFG | 2022-01-02 | v8 | TRUE
https://raw.githubusercontent.com/mrc-ide/global-lmic-reports/master/AFG/projections.csv | 2021-05-20 | hospital_incidence | 62.5 | 66.05 | 69.65 | 69.11 | 71.46 | 76.77 | Relax Interventions 50% | Afghanistan | AFG | 2022-01-02 | v8 | TRUE
https://raw.githubusercontent.com/mrc-ide/global-lmic-reports/master/AFG/projections.csv | 2021-05-20 | ICU_incidence | 19.49 | 20.59 | 21.72 | 21.55 | 22.28 | 23.94 | Relax Interventions 50% | Afghanistan | AFG | 2022-01-02 | v8 | TRUE
https://raw.githubusercontent.com/mrc-ide/global-lmic-reports/master/AFG/projections.csv | 2021-05-20 | prevalence | 67302.72 | 70516.16 | 74230.12 | 74048.84 | 76945.89 | 81821.65 | Relax Interventions 50% | Afghanistan | AFG | 2022-01-02 | v8 | TRUE
https://raw.githubusercontent.com/mrc-ide/global-lmic-reports/master/AFG/projections.csv | 2021-05-20 | cumulative_infections | 1341785.87 | 1395389.92 | 1424429.95 | 1431782.28 | 1459613.2 | 1571348.97 | Relax Interventions 50% | Afghanistan | AFG | 2022-01-02 | v8 | TRUE
https://raw.githubusercontent.com/mrc-ide/global-lmic-reports/master/AFG/projections.csv | 2021-05-20 | cumulative_deaths | 2537.34 | 2634.04 | 2708.47 | 2717.4 | 2778.5 | 3020.11 | Relax Interventions 50% | Afghanistan | AFG | 2022-01-02 | v8 | TRUE
https://raw.githubusercontent.com/mrc-ide/global-lmic-reports/master/AFG/projections.csv | 2021-05-20 | Rt | 1.3 | 1.33 | 1.34 | 1.35 | 1.36 | 1.41 | Relax Interventions 50% | Afghanistan | AFG | 2022-01-02 | v8 | TRUE
https://raw.githubusercontent.com/mrc-ide/global-lmic-reports/master/AFG/projections.csv | 2021-05-20 | Reff | 1.22 | 1.25 | 1.27 | 1.27 | 1.29 | 1.33 | Relax Interventions 50% | Afghanistan | AFG | 2022-01-02 | v8 | TRUE
https://raw.githubusercontent.com/mrc-ide/global-lmic-reports/master/AFG/projections.csv | 2021-05-20 | infections | 11106.26 | 12165.23 | 12641.14 | 12610.31 | 13001.62 | 13978.38 | Surged Additional 50% Reduction | Afghanistan | AFG | 2022-01-02 | v8 | TRUE
https://raw.githubusercontent.com/mrc-ide/global-lmic-reports/master/AFG/projections.csv | 2021-05-20 | deaths | 9.94 | 10.59 | 10.9 | 10.99 | 11.35 | 12.16 | Surged Additional 50% Reduction | Afghanistan | AFG | 2022-01-02 | v8 | TRUE
https://raw.githubusercontent.com/mrc-ide/global-lmic-reports/master/AFG/projections.csv | 2021-05-20 | hospital_demand | 471.58 | 507.68 | 520.49 | 521.98 | 535.42 | 574.71 | Surged Additional 50% Reduction | Afghanistan | AFG | 2022-01-02 | v8 | TRUE
https://raw.githubusercontent.com/mrc-ide/global-lmic-reports/master/AFG/projections.csv | 2021-05-20 | ICU_demand | 185.61 | 199.01 | 204.43 | 205.1 | 211.2 | 225.87 | Surged Additional 50% Reduction | Afghanistan | AFG | 2022-01-02 | v8 | TRUE
https://raw.githubusercontent.com/mrc-ide/global-lmic-reports/master/AFG/projections.csv | 2021-05-20 | hospital_incidence | 61.67 | 66.65 | 68.86 | 68.8 | 70.67 | 74.61 | Surged Additional 50% Reduction | Afghanistan | AFG | 2022-01-02 | v8 | TRUE
https://raw.githubusercontent.com/mrc-ide/global-lmic-reports/master/AFG/projections.csv | 2021-05-20 | ICU_incidence | 19.23 | 20.78 | 21.47 | 21.45 | 22.04 | 23.26 | Surged Additional 50% Reduction | Afghanistan | AFG | 2022-01-02 | v8 | TRUE
https://raw.githubusercontent.com/mrc-ide/global-lmic-reports/master/AFG/projections.csv | 2021-05-20 | prevalence | 65662.16 | 71201.81 | 73742.88 | 73471.36 | 75635.95 | 79454.12 | Surged Additional 50% Reduction | Afghanistan | AFG | 2022-01-02 | v8 | TRUE
https://raw.githubusercontent.com/mrc-ide/global-lmic-reports/master/AFG/projections.csv | 2021-05-20 | cumulative_infections | 1345596.17 | 1392893.02 | 1420839.68 | 1420458.67 | 1453773.59 | 1503964.88 | Surged Additional 50% Reduction | Afghanistan | AFG | 2022-01-02 | v8 | TRUE
https://raw.githubusercontent.com/mrc-ide/global-lmic-reports/master/AFG/projections.csv | 2021-05-20 | cumulative_deaths | 2527.67 | 2614.39 | 2671.26 | 2680.54 | 2743.61 | 2868.64 | Surged Additional 50% Reduction | Afghanistan | AFG | 2022-01-02 | v8 | TRUE
https://raw.githubusercontent.com/mrc-ide/global-lmic-reports/master/AFG/projections.csv | 2021-05-20 | Rt | 1.27 | 1.32 | 1.34 | 1.34 | 1.36 | 1.4 | Surged Additional 50% Reduction | Afghanistan | AFG | 2022-01-02 | v8 | TRUE
https://raw.githubusercontent.com/mrc-ide/global-lmic-reports/master/AFG/projections.csv | 2021-05-20 | Reff | 1.2 | 1.25 | 1.26 | 1.27 | 1.29 | 1.33 | Surged Additional 50% Reduction | Afghanistan | AFG | 2022-01-02 | v8 | TRUE
https://raw.githubusercontent.com/mrc-ide/global-lmic-reports/master/AFG/projections.csv | 2021-05-20 | infections | 11106.26 | 12165.23 | 12641.14 | 12610.31 | 13001.62 | 13978.38 | Surged Maintain Status Quo | Afghanistan | AFG | 2022-01-02 | v8 | TRUE
https://raw.githubusercontent.com/mrc-ide/global-lmic-reports/master/AFG/projections.csv | 2021-05-20 | deaths | 9.94 | 10.59 | 10.9 | 10.99 | 11.35 | 12.16 | Surged Maintain Status Quo | Afghanistan | AFG | 2022-01-02 | v8 | TRUE
https://raw.githubusercontent.com/mrc-ide/global-lmic-reports/master/AFG/projections.csv | 2021-05-20 | hospital_demand | 471.58 | 507.68 | 520.49 | 521.98 | 535.42 | 574.71 | Surged Maintain Status Quo | Afghanistan | AFG | 2022-01-02 | v8 | TRUE
https://raw.githubusercontent.com/mrc-ide/global-lmic-reports/master/AFG/projections.csv | 2021-05-20 | ICU_demand | 185.61 | 199.01 | 204.43 | 205.1 | 211.2 | 225.87 | Surged Maintain Status Quo | Afghanistan | AFG | 2022-01-02 | v8 | TRUE
https://raw.githubusercontent.com/mrc-ide/global-lmic-reports/master/AFG/projections.csv | 2021-05-20 | hospital_incidence | 61.67 | 66.65 | 68.86 | 68.8 | 70.67 | 74.61 | Surged Maintain Status Quo | Afghanistan | AFG | 2022-01-02 | v8 | TRUE
https://raw.githubusercontent.com/mrc-ide/global-lmic-reports/master/AFG/projections.csv | 2021-05-20 | ICU_incidence | 19.23 | 20.78 | 21.47 | 21.45 | 22.04 | 23.26 | Surged Maintain Status Quo | Afghanistan | AFG | 2022-01-02 | v8 | TRUE
https://raw.githubusercontent.com/mrc-ide/global-lmic-reports/master/AFG/projections.csv | 2021-05-20 | prevalence | 65662.16 | 71201.81 | 73742.88 | 73471.36 | 75635.95 | 79454.12 | Surged Maintain Status Quo | Afghanistan | AFG | 2022-01-02 | v8 | TRUE
https://raw.githubusercontent.com/mrc-ide/global-lmic-reports/master/AFG/projections.csv | 2021-05-20 | cumulative_infections | 1345596.17 | 1392893.02 | 1420839.68 | 1420458.67 | 1453773.59 | 1503964.88 | Surged Maintain Status Quo | Afghanistan | AFG | 2022-01-02 | v8 | TRUE
https://raw.githubusercontent.com/mrc-ide/global-lmic-reports/master/AFG/projections.csv | 2021-05-20 | cumulative_deaths | 2527.67 | 2614.39 | 2671.26 | 2680.54 | 2743.61 | 2868.64 | Surged Maintain Status Quo | Afghanistan | AFG | 2022-01-02 | v8 | TRUE
https://raw.githubusercontent.com/mrc-ide/global-lmic-reports/master/AFG/projections.csv | 2021-05-20 | Rt | 1.27 | 1.32 | 1.34 | 1.34 | 1.36 | 1.4 | Surged Maintain Status Quo | Afghanistan | AFG | 2022-01-02 | v8 | TRUE
https://raw.githubusercontent.com/mrc-ide/global-lmic-reports/master/AFG/projections.csv | 2021-05-20 | Reff | 1.2 | 1.25 | 1.26 | 1.27 | 1.29 | 1.33 | Surged Maintain Status Quo | Afghanistan | AFG | 2022-01-02 | v8 | TRUE
https://raw.githubusercontent.com/mrc-ide/global-lmic-reports/master/AFG/projections.csv | 2021-05-20 | infections | 11106.26 | 12165.23 | 12641.14 | 12610.31 | 13001.62 | 13978.38 | Surged Optimistic | Afghanistan | AFG | 2022-01-02 | v8 | TRUE
https://raw.githubusercontent.com/mrc-ide/global-lmic-reports/master/AFG/projections.csv | 2021-05-20 | deaths | 9.94 | 10.59 | 10.9 | 10.99 | 11.35 | 12.16 | Surged Optimistic | Afghanistan | AFG | 2022-01-02 | v8 | TRUE
https://raw.githubusercontent.com/mrc-ide/global-lmic-reports/master/AFG/projections.csv | 2021-05-20 | hospital_demand | 471.58 | 507.68 | 520.49 | 521.98 | 535.42 | 574.71 | Surged Optimistic | Afghanistan | AFG | 2022-01-02 | v8 | TRUE
https://raw.githubusercontent.com/mrc-ide/global-lmic-reports/master/AFG/projections.csv | 2021-05-20 | ICU_demand | 185.61 | 199.01 | 204.43 | 205.1 | 211.2 | 225.87 | Surged Optimistic | Afghanistan | AFG | 2022-01-02 | v8 | TRUE
https://raw.githubusercontent.com/mrc-ide/global-lmic-reports/master/AFG/projections.csv | 2021-05-20 | hospital_incidence | 61.67 | 66.65 | 68.86 | 68.8 | 70.67 | 74.61 | Surged Optimistic | Afghanistan | AFG | 2022-01-02 | v8 | TRUE
https://raw.githubusercontent.com/mrc-ide/global-lmic-reports/master/AFG/projections.csv | 2021-05-20 | ICU_incidence | 19.23 | 20.78 | 21.47 | 21.45 | 22.04 | 23.26 | Surged Optimistic | Afghanistan | AFG | 2022-01-02 | v8 | TRUE
https://raw.githubusercontent.com/mrc-ide/global-lmic-reports/master/AFG/projections.csv | 2021-05-20 | prevalence | 65662.16 | 71201.81 | 73742.88 | 73471.36 | 75635.95 | 79454.12 | Surged Optimistic | Afghanistan | AFG | 2022-01-02 | v8 | TRUE
https://raw.githubusercontent.com/mrc-ide/global-lmic-reports/master/AFG/projections.csv | 2021-05-20 | cumulative_infections | 1345596.17 | 1392893.02 | 1420839.68 | 1420458.67 | 1453773.59 | 1503964.88 | Surged Optimistic | Afghanistan | AFG | 2022-01-02 | v8 | TRUE
https://raw.githubusercontent.com/mrc-ide/global-lmic-reports/master/AFG/projections.csv | 2021-05-20 | cumulative_deaths | 2527.67 | 2614.39 | 2671.26 | 2680.54 | 2743.61 | 2868.64 | Surged Optimistic | Afghanistan | AFG | 2022-01-02 | v8 | TRUE
https://raw.githubusercontent.com/mrc-ide/global-lmic-reports/master/AFG/projections.csv | 2021-05-20 | Rt | 1.27 | 1.32 | 1.34 | 1.34 | 1.36 | 1.4 | Surged Optimistic | Afghanistan | AFG | 2022-01-02 | v8 | TRUE
https://raw.githubusercontent.com/mrc-ide/global-lmic-reports/master/AFG/projections.csv | 2021-05-20 | Reff | 1.2 | 1.25 | 1.26 | 1.27 | 1.29 | 1.33 | Surged Optimistic | Afghanistan | AFG | 2022-01-02 | v8 | TRUE
https://raw.githubusercontent.com/mrc-ide/global-lmic-reports/master/AFG/projections.csv | 2021-05-20 | infections | 11106.26 | 12165.23 | 12641.14 | 12610.31 | 13001.62 | 13978.38 | Surged Pessimistic | Afghanistan | AFG | 2022-01-02 | v8 | TRUE
https://raw.githubusercontent.com/mrc-ide/global-lmic-reports/master/AFG/projections.csv | 2021-05-20 | deaths | 9.94 | 10.59 | 10.9 | 10.99 | 11.35 | 12.16 | Surged Pessimistic | Afghanistan | AFG | 2022-01-02 | v8 | TRUE
https://raw.githubusercontent.com/mrc-ide/global-lmic-reports/master/AFG/projections.csv | 2021-05-20 | hospital_demand | 471.58 | 507.68 | 520.49 | 521.98 | 535.42 | 574.71 | Surged Pessimistic | Afghanistan | AFG | 2022-01-02 | v8 | TRUE
https://raw.githubusercontent.com/mrc-ide/global-lmic-reports/master/AFG/projections.csv | 2021-05-20 | ICU_demand | 185.61 | 199.01 | 204.43 | 205.1 | 211.2 | 225.87 | Surged Pessimistic | Afghanistan | AFG | 2022-01-02 | v8 | TRUE
https://raw.githubusercontent.com/mrc-ide/global-lmic-reports/master/AFG/projections.csv | 2021-05-20 | hospital_incidence | 61.67 | 66.65 | 68.86 | 68.8 | 70.67 | 74.61 | Surged Pessimistic | Afghanistan | AFG | 2022-01-02 | v8 | TRUE
https://raw.githubusercontent.com/mrc-ide/global-lmic-reports/master/AFG/projections.csv | 2021-05-20 | ICU_incidence | 19.23 | 20.78 | 21.47 | 21.45 | 22.04 | 23.26 | Surged Pessimistic | Afghanistan | AFG | 2022-01-02 | v8 | TRUE
https://raw.githubusercontent.com/mrc-ide/global-lmic-reports/master/AFG/projections.csv | 2021-05-20 | prevalence | 65662.16 | 71201.81 | 73742.88 | 73471.36 | 75635.95 | 79454.12 | Surged Pessimistic | Afghanistan | AFG | 2022-01-02 | v8 | TRUE
https://raw.githubusercontent.com/mrc-ide/global-lmic-reports/master/AFG/projections.csv | 2021-05-20 | cumulative_infections | 1345596.17 | 1392893.02 | 1420839.68 | 1420458.67 | 1453773.59 | 1503964.88 | Surged Pessimistic | Afghanistan | AFG | 2022-01-02 | v8 | TRUE
https://raw.githubusercontent.com/mrc-ide/global-lmic-reports/master/AFG/projections.csv | 2021-05-20 | cumulative_deaths | 2527.67 | 2614.39 | 2671.26 | 2680.54 | 2743.61 | 2868.64 | Surged Pessimistic | Afghanistan | AFG | 2022-01-02 | v8 | TRUE
https://raw.githubusercontent.com/mrc-ide/global-lmic-reports/master/AFG/projections.csv | 2021-05-20 | Rt | 1.27 | 1.32 | 1.34 | 1.34 | 1.36 | 1.4 | Surged Pessimistic | Afghanistan | AFG | 2022-01-02 | v8 | TRUE
https://raw.githubusercontent.com/mrc-ide/global-lmic-reports/master/AFG/projections.csv | 2021-05-20 | Reff | 1.2 | 1.25 | 1.26 | 1.27 | 1.29 | 1.33 | Surged Pessimistic | Afghanistan | AFG | 2022-01-02 | v8 | TRUE
https://raw.githubusercontent.com/mrc-ide/global-lmic-reports/master/AFG/projections.csv | 2021-05-20 | infections | 11106.26 | 12165.23 | 12641.14 | 12610.31 | 13001.62 | 13978.38 | Surged Relax Interventions 50% | Afghanistan | AFG | 2022-01-02 | v8 | TRUE
https://raw.githubusercontent.com/mrc-ide/global-lmic-reports/master/AFG/projections.csv | 2021-05-20 | deaths | 9.94 | 10.59 | 10.9 | 10.99 | 11.35 | 12.16 | Surged Relax Interventions 50% | Afghanistan | AFG | 2022-01-02 | v8 | TRUE
https://raw.githubusercontent.com/mrc-ide/global-lmic-reports/master/AFG/projections.csv | 2021-05-20 | hospital_demand | 471.58 | 507.68 | 520.49 | 521.98 | 535.42 | 574.71 | Surged Relax Interventions 50% | Afghanistan | AFG | 2022-01-02 | v8 | TRUE
https://raw.githubusercontent.com/mrc-ide/global-lmic-reports/master/AFG/projections.csv | 2021-05-20 | ICU_demand | 185.61 | 199.01 | 204.43 | 205.1 | 211.2 | 225.87 | Surged Relax Interventions 50% | Afghanistan | AFG | 2022-01-02 | v8 | TRUE
https://raw.githubusercontent.com/mrc-ide/global-lmic-reports/master/AFG/projections.csv | 2021-05-20 | hospital_incidence | 61.67 | 66.65 | 68.86 | 68.8 | 70.67 | 74.61 | Surged Relax Interventions 50% | Afghanistan | AFG | 2022-01-02 | v8 | TRUE
https://raw.githubusercontent.com/mrc-ide/global-lmic-reports/master/AFG/projections.csv | 2021-05-20 | ICU_incidence | 19.23 | 20.78 | 21.47 | 21.45 | 22.04 | 23.26 | Surged Relax Interventions 50% | Afghanistan | AFG | 2022-01-02 | v8 | TRUE
https://raw.githubusercontent.com/mrc-ide/global-lmic-reports/master/AFG/projections.csv | 2021-05-20 | prevalence | 65662.16 | 71201.81 | 73742.88 | 73471.36 | 75635.95 | 79454.12 | Surged Relax Interventions 50% | Afghanistan | AFG | 2022-01-02 | v8 | TRUE
https://raw.githubusercontent.com/mrc-ide/global-lmic-reports/master/AFG/projections.csv | 2021-05-20 | cumulative_infections | 1345596.17 | 1392893.02 | 1420839.68 | 1420458.67 | 1453773.59 | 1503964.88 | Surged Relax Interventions 50% | Afghanistan | AFG | 2022-01-02 | v8 | TRUE
https://raw.githubusercontent.com/mrc-ide/global-lmic-reports/master/AFG/projections.csv | 2021-05-20 | cumulative_deaths | 2527.67 | 2614.39 | 2671.26 | 2680.54 | 2743.61 | 2868.64 | Surged Relax Interventions 50% | Afghanistan | AFG | 2022-01-02 | v8 | TRUE
https://raw.githubusercontent.com/mrc-ide/global-lmic-reports/master/AFG/projections.csv | 2021-05-20 | Rt | 1.27 | 1.32 | 1.34 | 1.34 | 1.36 | 1.4 | Surged Relax Interventions 50% | Afghanistan | AFG | 2022-01-02 | v8 | TRUE
https://raw.githubusercontent.com/mrc-ide/global-lmic-reports/master/AFG/projections.csv | 2021-05-20 | Reff | 1.2 | 1.25 | 1.26 | 1.27 | 1.29 | 1.33 | Surged Relax Interventions 50% | Afghanistan | AFG | 2022-01-02 | v8 | TRUE
https://raw.githubusercontent.com/mrc-ide/global-lmic-reports/master/AFG/projections.csv | 2021-05-21 | infections | 11677.76 | 12299.72 | 12818.24 | 12933.14 | 13555.85 | 14332.67 | Additional 50% Reduction | Afghanistan | AFG | 2022-01-02 | v8 | TRUE
https://raw.githubusercontent.com/mrc-ide/global-lmic-reports/master/AFG/projections.csv | 2021-05-21 | deaths | 10.13 | 10.9 | 11.3 | 11.36 | 11.78 | 12.65 | Additional 50% Reduction | Afghanistan | AFG | 2022-01-02 | v8 | TRUE
https://raw.githubusercontent.com/mrc-ide/global-lmic-reports/master/AFG/projections.csv | 2021-05-21 | hospital_demand | 484.83 | 518.02 | 542.02 | 540.61 | 563.61 | 600.3 | Additional 50% Reduction | Afghanistan | AFG | 2022-01-02 | v8 | TRUE
https://raw.githubusercontent.com/mrc-ide/global-lmic-reports/master/AFG/projections.csv | 2021-05-21 | ICU_demand | 190.14 | 204.24 | 212.4 | 212.51 | 221.01 | 236.12 | Additional 50% Reduction | Afghanistan | AFG | 2022-01-02 | v8 | TRUE
https://raw.githubusercontent.com/mrc-ide/global-lmic-reports/master/AFG/projections.csv | 2021-05-21 | hospital_incidence | 64.61 | 68.26 | 71.7 | 71.36 | 73.91 | 79.28 | Additional 50% Reduction | Afghanistan | AFG | 2022-01-02 | v8 | TRUE
https://raw.githubusercontent.com/mrc-ide/global-lmic-reports/master/AFG/projections.csv | 2021-05-21 | ICU_incidence | 20.16 | 21.3 | 22.37 | 22.26 | 23.06 | 24.73 | Additional 50% Reduction | Afghanistan | AFG | 2022-01-02 | v8 | TRUE
https://raw.githubusercontent.com/mrc-ide/global-lmic-reports/master/AFG/projections.csv | 2021-05-21 | prevalence | 69733.38 | 73092.95 | 76749.02 | 76833.2 | 80077.35 | 84794.53 | Additional 50% Reduction | Afghanistan | AFG | 2022-01-02 | v8 | TRUE
https://raw.githubusercontent.com/mrc-ide/global-lmic-reports/master/AFG/projections.csv | 2021-05-21 | cumulative_infections | 1353718.21 | 1408458.99 | 1438535.36 | 1444715.42 | 1473262.87 | 1584410.57 | Additional 50% Reduction | Afghanistan | AFG | 2022-01-02 | v8 | TRUE
https://raw.githubusercontent.com/mrc-ide/global-lmic-reports/master/AFG/projections.csv | 2021-05-21 | cumulative_deaths | 2548.25 | 2644.85 | 2719.79 | 2728.75 | 2790.58 | 3032.36 | Additional 50% Reduction | Afghanistan | AFG | 2022-01-02 | v8 | TRUE
https://raw.githubusercontent.com/mrc-ide/global-lmic-reports/master/AFG/projections.csv | 2021-05-21 | Rt | 1.51 | 1.53 | 1.54 | 1.54 | 1.55 | 1.57 | Additional 50% Reduction | Afghanistan | AFG | 2022-01-02 | v8 | TRUE
https://raw.githubusercontent.com/mrc-ide/global-lmic-reports/master/AFG/projections.csv | 2021-05-21 | Reff | 1.42 | 1.45 | 1.45 | 1.45 | 1.46 | 1.48 | Additional 50% Reduction | Afghanistan | AFG | 2022-01-02 | v8 | TRUE
https://raw.githubusercontent.com/mrc-ide/global-lmic-reports/master/AFG/projections.csv | 2021-05-21 | infections | 11677.76 | 12299.72 | 12818.24 | 12933.14 | 13555.85 | 14332.67 | Maintain Status Quo | Afghanistan | AFG | 2022-01-02 | v8 | TRUE
https://raw.githubusercontent.com/mrc-ide/global-lmic-reports/master/AFG/projections.csv | 2021-05-21 | deaths | 10.13 | 10.9 | 11.3 | 11.36 | 11.78 | 12.65 | Maintain Status Quo | Afghanistan | AFG | 2022-01-02 | v8 | TRUE
https://raw.githubusercontent.com/mrc-ide/global-lmic-reports/master/AFG/projections.csv | 2021-05-21 | hospital_demand | 484.83 | 518.02 | 542.02 | 540.61 | 563.61 | 600.3 | Maintain Status Quo | Afghanistan | AFG | 2022-01-02 | v8 | TRUE
https://raw.githubusercontent.com/mrc-ide/global-lmic-reports/master/AFG/projections.csv | 2021-05-21 | ICU_demand | 190.14 | 204.24 | 212.4 | 212.51 | 221.01 | 236.12 | Maintain Status Quo | Afghanistan | AFG | 2022-01-02 | v8 | TRUE
https://raw.githubusercontent.com/mrc-ide/global-lmic-reports/master/AFG/projections.csv | 2021-05-21 | hospital_incidence | 64.61 | 68.26 | 71.7 | 71.36 | 73.91 | 79.28 | Maintain Status Quo | Afghanistan | AFG | 2022-01-02 | v8 | TRUE
https://raw.githubusercontent.com/mrc-ide/global-lmic-reports/master/AFG/projections.csv | 2021-05-21 | ICU_incidence | 20.16 | 21.3 | 22.37 | 22.26 | 23.06 | 24.73 | Maintain Status Quo | Afghanistan | AFG | 2022-01-02 | v8 | TRUE
https://raw.githubusercontent.com/mrc-ide/global-lmic-reports/master/AFG/projections.csv | 2021-05-21 | prevalence | 69733.38 | 73092.95 | 76749.02 | 76833.2 | 80077.35 | 84794.53 | Maintain Status Quo | Afghanistan | AFG | 2022-01-02 | v8 | TRUE
https://raw.githubusercontent.com/mrc-ide/global-lmic-reports/master/AFG/projections.csv | 2021-05-21 | cumulative_infections | 1353718.21 | 1408458.99 | 1438535.36 | 1444715.42 | 1473262.87 | 1584410.57 | Maintain Status Quo | Afghanistan | AFG | 2022-01-02 | v8 | TRUE
https://raw.githubusercontent.com/mrc-ide/global-lmic-reports/master/AFG/projections.csv | 2021-05-21 | cumulative_deaths | 2548.25 | 2644.85 | 2719.79 | 2728.75 | 2790.58 | 3032.36 | Maintain Status Quo | Afghanistan | AFG | 2022-01-02 | v8 | TRUE
https://raw.githubusercontent.com/mrc-ide/global-lmic-reports/master/AFG/projections.csv | 2021-05-21 | Rt | 1.51 | 1.53 | 1.54 | 1.54 | 1.55 | 1.57 | Maintain Status Quo | Afghanistan | AFG | 2022-01-02 | v8 | TRUE
https://raw.githubusercontent.com/mrc-ide/global-lmic-reports/master/AFG/projections.csv | 2021-05-21 | Reff | 1.42 | 1.45 | 1.45 | 1.45 | 1.46 | 1.48 | Maintain Status Quo | Afghanistan | AFG | 2022-01-02 | v8 | TRUE
https://raw.githubusercontent.com/mrc-ide/global-lmic-reports/master/AFG/projections.csv | 2021-05-21 | infections | 11677.76 | 12299.72 | 12818.24 | 12933.14 | 13555.85 | 14332.67 | Optimistic | Afghanistan | AFG | 2022-01-02 | v8 | TRUE
https://raw.githubusercontent.com/mrc-ide/global-lmic-reports/master/AFG/projections.csv | 2021-05-21 | deaths | 10.13 | 10.9 | 11.3 | 11.36 | 11.78 | 12.65 | Optimistic | Afghanistan | AFG | 2022-01-02 | v8 | TRUE
https://raw.githubusercontent.com/mrc-ide/global-lmic-reports/master/AFG/projections.csv | 2021-05-21 | hospital_demand | 484.83 | 518.02 | 542.02 | 540.61 | 563.61 | 600.3 | Optimistic | Afghanistan | AFG | 2022-01-02 | v8 | TRUE
https://raw.githubusercontent.com/mrc-ide/global-lmic-reports/master/AFG/projections.csv | 2021-05-21 | ICU_demand | 190.14 | 204.24 | 212.4 | 212.51 | 221.01 | 236.12 | Optimistic | Afghanistan | AFG | 2022-01-02 | v8 | TRUE
https://raw.githubusercontent.com/mrc-ide/global-lmic-reports/master/AFG/projections.csv | 2021-05-21 | hospital_incidence | 64.61 | 68.26 | 71.7 | 71.36 | 73.91 | 79.28 | Optimistic | Afghanistan | AFG | 2022-01-02 | v8 | TRUE
https://raw.githubusercontent.com/mrc-ide/global-lmic-reports/master/AFG/projections.csv | 2021-05-21 | ICU_incidence | 20.16 | 21.3 | 22.37 | 22.26 | 23.06 | 24.73 | Optimistic | Afghanistan | AFG | 2022-01-02 | v8 | TRUE
https://raw.githubusercontent.com/mrc-ide/global-lmic-reports/master/AFG/projections.csv | 2021-05-21 | prevalence | 69733.38 | 73092.95 | 76749.02 | 76833.2 | 80077.35 | 84794.53 | Optimistic | Afghanistan | AFG | 2022-01-02 | v8 | TRUE
https://raw.githubusercontent.com/mrc-ide/global-lmic-reports/master/AFG/projections.csv | 2021-05-21 | cumulative_infections | 1353718.21 | 1408458.99 | 1438535.36 | 1444715.42 | 1473262.87 | 1584410.57 | Optimistic | Afghanistan | AFG | 2022-01-02 | v8 | TRUE
https://raw.githubusercontent.com/mrc-ide/global-lmic-reports/master/AFG/projections.csv | 2021-05-21 | cumulative_deaths | 2548.25 | 2644.85 | 2719.79 | 2728.75 | 2790.58 | 3032.36 | Optimistic | Afghanistan | AFG | 2022-01-02 | v8 | TRUE
https://raw.githubusercontent.com/mrc-ide/global-lmic-reports/master/AFG/projections.csv | 2021-05-21 | Rt | 1.51 | 1.53 | 1.54 | 1.54 | 1.55 | 1.57 | Optimistic | Afghanistan | AFG | 2022-01-02 | v8 | TRUE
https://raw.githubusercontent.com/mrc-ide/global-lmic-reports/master/AFG/projections.csv | 2021-05-21 | Reff | 1.42 | 1.45 | 1.45 | 1.45 | 1.46 | 1.48 | Optimistic | Afghanistan | AFG | 2022-01-02 | v8 | TRUE
https://raw.githubusercontent.com/mrc-ide/global-lmic-reports/master/AFG/projections.csv | 2021-05-21 | infections | 11677.76 | 12299.72 | 12818.24 | 12933.14 | 13555.85 | 14332.67 | Pessimistic | Afghanistan | AFG | 2022-01-02 | v8 | TRUE
https://raw.githubusercontent.com/mrc-ide/global-lmic-reports/master/AFG/projections.csv | 2021-05-21 | deaths | 10.13 | 10.9 | 11.3 | 11.36 | 11.78 | 12.65 | Pessimistic | Afghanistan | AFG | 2022-01-02 | v8 | TRUE
https://raw.githubusercontent.com/mrc-ide/global-lmic-reports/master/AFG/projections.csv | 2021-05-21 | hospital_demand | 484.83 | 518.02 | 542.02 | 540.61 | 563.61 | 600.3 | Pessimistic | Afghanistan | AFG | 2022-01-02 | v8 | TRUE
https://raw.githubusercontent.com/mrc-ide/global-lmic-reports/master/AFG/projections.csv | 2021-05-21 | ICU_demand | 190.14 | 204.24 | 212.4 | 212.51 | 221.01 | 236.12 | Pessimistic | Afghanistan | AFG | 2022-01-02 | v8 | TRUE
https://raw.githubusercontent.com/mrc-ide/global-lmic-reports/master/AFG/projections.csv | 2021-05-21 | hospital_incidence | 64.61 | 68.26 | 71.7 | 71.36 | 73.91 | 79.28 | Pessimistic | Afghanistan | AFG | 2022-01-02 | v8 | TRUE
https://raw.githubusercontent.com/mrc-ide/global-lmic-reports/master/AFG/projections.csv | 2021-05-21 | ICU_incidence | 20.16 | 21.3 | 22.37 | 22.26 | 23.06 | 24.73 | Pessimistic | Afghanistan | AFG | 2022-01-02 | v8 | TRUE
https://raw.githubusercontent.com/mrc-ide/global-lmic-reports/master/AFG/projections.csv | 2021-05-21 | prevalence | 69733.38 | 73092.95 | 76749.02 | 76833.2 | 80077.35 | 84794.53 | Pessimistic | Afghanistan | AFG | 2022-01-02 | v8 | TRUE
https://raw.githubusercontent.com/mrc-ide/global-lmic-reports/master/AFG/projections.csv | 2021-05-21 | cumulative_infections | 1353718.21 | 1408458.99 | 1438535.36 | 1444715.42 | 1473262.87 | 1584410.57 | Pessimistic | Afghanistan | AFG | 2022-01-02 | v8 | TRUE
https://raw.githubusercontent.com/mrc-ide/global-lmic-reports/master/AFG/projections.csv | 2021-05-21 | cumulative_deaths | 2548.25 | 2644.85 | 2719.79 | 2728.75 | 2790.58 | 3032.36 | Pessimistic | Afghanistan | AFG | 2022-01-02 | v8 | TRUE
https://raw.githubusercontent.com/mrc-ide/global-lmic-reports/master/AFG/projections.csv | 2021-05-21 | Rt | 1.51 | 1.53 | 1.54 | 1.54 | 1.55 | 1.57 | Pessimistic | Afghanistan | AFG | 2022-01-02 | v8 | TRUE
https://raw.githubusercontent.com/mrc-ide/global-lmic-reports/master/AFG/projections.csv | 2021-05-21 | Reff | 1.42 | 1.45 | 1.45 | 1.45 | 1.46 | 1.48 | Pessimistic | Afghanistan | AFG | 2022-01-02 | v8 | TRUE
https://raw.githubusercontent.com/mrc-ide/global-lmic-reports/master/AFG/projections.csv | 2021-05-21 | infections | 11677.76 | 12299.72 | 12818.24 | 12933.14 | 13555.85 | 14332.67 | Relax Interventions 50% | Afghanistan | AFG | 2022-01-02 | v8 | TRUE
https://raw.githubusercontent.com/mrc-ide/global-lmic-reports/master/AFG/projections.csv | 2021-05-21 | deaths | 10.13 | 10.9 | 11.3 | 11.36 | 11.78 | 12.65 | Relax Interventions 50% | Afghanistan | AFG | 2022-01-02 | v8 | TRUE
https://raw.githubusercontent.com/mrc-ide/global-lmic-reports/master/AFG/projections.csv | 2021-05-21 | hospital_demand | 484.83 | 518.02 | 542.02 | 540.61 | 563.61 | 600.3 | Relax Interventions 50% | Afghanistan | AFG | 2022-01-02 | v8 | TRUE
https://raw.githubusercontent.com/mrc-ide/global-lmic-reports/master/AFG/projections.csv | 2021-05-21 | ICU_demand | 190.14 | 204.24 | 212.4 | 212.51 | 221.01 | 236.12 | Relax Interventions 50% | Afghanistan | AFG | 2022-01-02 | v8 | TRUE
https://raw.githubusercontent.com/mrc-ide/global-lmic-reports/master/AFG/projections.csv | 2021-05-21 | hospital_incidence | 64.61 | 68.26 | 71.7 | 71.36 | 73.91 | 79.28 | Relax Interventions 50% | Afghanistan | AFG | 2022-01-02 | v8 | TRUE
https://raw.githubusercontent.com/mrc-ide/global-lmic-reports/master/AFG/projections.csv | 2021-05-21 | ICU_incidence | 20.16 | 21.3 | 22.37 | 22.26 | 23.06 | 24.73 | Relax Interventions 50% | Afghanistan | AFG | 2022-01-02 | v8 | TRUE
https://raw.githubusercontent.com/mrc-ide/global-lmic-reports/master/AFG/projections.csv | 2021-05-21 | prevalence | 69733.38 | 73092.95 | 76749.02 | 76833.2 | 80077.35 | 84794.53 | Relax Interventions 50% | Afghanistan | AFG | 2022-01-02 | v8 | TRUE
https://raw.githubusercontent.com/mrc-ide/global-lmic-reports/master/AFG/projections.csv | 2021-05-21 | cumulative_infections | 1353718.21 | 1408458.99 | 1438535.36 | 1444715.42 | 1473262.87 | 1584410.57 | Relax Interventions 50% | Afghanistan | AFG | 2022-01-02 | v8 | TRUE
https://raw.githubusercontent.com/mrc-ide/global-lmic-reports/master/AFG/projections.csv | 2021-05-21 | cumulative_deaths | 2548.25 | 2644.85 | 2719.79 | 2728.75 | 2790.58 | 3032.36 | Relax Interventions 50% | Afghanistan | AFG | 2022-01-02 | v8 | TRUE
https://raw.githubusercontent.com/mrc-ide/global-lmic-reports/master/AFG/projections.csv | 2021-05-21 | Rt | 1.51 | 1.53 | 1.54 | 1.54 | 1.55 | 1.57 | Relax Interventions 50% | Afghanistan | AFG | 2022-01-02 | v8 | TRUE
https://raw.githubusercontent.com/mrc-ide/global-lmic-reports/master/AFG/projections.csv | 2021-05-21 | Reff | 1.42 | 1.45 | 1.45 | 1.45 | 1.46 | 1.48 | Relax Interventions 50% | Afghanistan | AFG | 2022-01-02 | v8 | TRUE
https://raw.githubusercontent.com/mrc-ide/global-lmic-reports/master/AFG/projections.csv | 2021-05-21 | infections | 11203.66 | 12330.23 | 12874.54 | 12795.06 | 13209.23 | 14233.71 | Surged Additional 50% Reduction | Afghanistan | AFG | 2022-01-02 | v8 | TRUE
https://raw.githubusercontent.com/mrc-ide/global-lmic-reports/master/AFG/projections.csv | 2021-05-21 | deaths | 10.28 | 10.99 | 11.3 | 11.37 | 11.72 | 12.56 | Surged Additional 50% Reduction | Afghanistan | AFG | 2022-01-02 | v8 | TRUE
https://raw.githubusercontent.com/mrc-ide/global-lmic-reports/master/AFG/projections.csv | 2021-05-21 | hospital_demand | 487.43 | 524.8 | 536.67 | 539.89 | 552.72 | 592.98 | Surged Additional 50% Reduction | Afghanistan | AFG | 2022-01-02 | v8 | TRUE
https://raw.githubusercontent.com/mrc-ide/global-lmic-reports/master/AFG/projections.csv | 2021-05-21 | ICU_demand | 192.16 | 206.51 | 211.76 | 212.44 | 218.13 | 233.48 | Surged Additional 50% Reduction | Afghanistan | AFG | 2022-01-02 | v8 | TRUE
https://raw.githubusercontent.com/mrc-ide/global-lmic-reports/master/AFG/projections.csv | 2021-05-21 | hospital_incidence | 63.55 | 68.88 | 71.03 | 70.99 | 73.19 | 76.7 | Surged Additional 50% Reduction | Afghanistan | AFG | 2022-01-02 | v8 | TRUE
https://raw.githubusercontent.com/mrc-ide/global-lmic-reports/master/AFG/projections.csv | 2021-05-21 | ICU_incidence | 19.83 | 21.49 | 22.16 | 22.15 | 22.83 | 23.93 | Surged Additional 50% Reduction | Afghanistan | AFG | 2022-01-02 | v8 | TRUE
https://raw.githubusercontent.com/mrc-ide/global-lmic-reports/master/AFG/projections.csv | 2021-05-21 | prevalence | 67527.41 | 73697.69 | 76555.07 | 76181.99 | 78521.81 | 82798.72 | Surged Additional 50% Reduction | Afghanistan | AFG | 2022-01-02 | v8 | TRUE
https://raw.githubusercontent.com/mrc-ide/global-lmic-reports/master/AFG/projections.csv | 2021-05-21 | cumulative_infections | 1358058.6 | 1405349.26 | 1433992.86 | 1433253.73 | 1466894.5 | 1517122.62 | Surged Additional 50% Reduction | Afghanistan | AFG | 2022-01-02 | v8 | TRUE
https://raw.githubusercontent.com/mrc-ide/global-lmic-reports/master/AFG/projections.csv | 2021-05-21 | cumulative_deaths | 2538.82 | 2625.7 | 2683.14 | 2691.91 | 2755.26 | 2880.99 | Surged Additional 50% Reduction | Afghanistan | AFG | 2022-01-02 | v8 | TRUE
https://raw.githubusercontent.com/mrc-ide/global-lmic-reports/master/AFG/projections.csv | 2021-05-21 | Rt | 1.51 | 1.52 | 1.54 | 1.54 | 1.55 | 1.57 | Surged Additional 50% Reduction | Afghanistan | AFG | 2022-01-02 | v8 | TRUE
https://raw.githubusercontent.com/mrc-ide/global-lmic-reports/master/AFG/projections.csv | 2021-05-21 | Reff | 1.42 | 1.44 | 1.45 | 1.45 | 1.46 | 1.48 | Surged Additional 50% Reduction | Afghanistan | AFG | 2022-01-02 | v8 | TRUE
https://raw.githubusercontent.com/mrc-ide/global-lmic-reports/master/AFG/projections.csv | 2021-05-21 | infections | 11203.66 | 12330.23 | 12874.54 | 12795.06 | 13209.23 | 14233.71 | Surged Maintain Status Quo | Afghanistan | AFG | 2022-01-02 | v8 | TRUE
https://raw.githubusercontent.com/mrc-ide/global-lmic-reports/master/AFG/projections.csv | 2021-05-21 | deaths | 10.28 | 10.99 | 11.3 | 11.37 | 11.72 | 12.56 | Surged Maintain Status Quo | Afghanistan | AFG | 2022-01-02 | v8 | TRUE
https://raw.githubusercontent.com/mrc-ide/global-lmic-reports/master/AFG/projections.csv | 2021-05-21 | hospital_demand | 487.43 | 524.8 | 536.67 | 539.89 | 552.72 | 592.98 | Surged Maintain Status Quo | Afghanistan | AFG | 2022-01-02 | v8 | TRUE
https://raw.githubusercontent.com/mrc-ide/global-lmic-reports/master/AFG/projections.csv | 2021-05-21 | ICU_demand | 192.16 | 206.51 | 211.76 | 212.44 | 218.13 | 233.48 | Surged Maintain Status Quo | Afghanistan | AFG | 2022-01-02 | v8 | TRUE
https://raw.githubusercontent.com/mrc-ide/global-lmic-reports/master/AFG/projections.csv | 2021-05-21 | hospital_incidence | 63.55 | 68.88 | 71.03 | 70.99 | 73.19 | 76.7 | Surged Maintain Status Quo | Afghanistan | AFG | 2022-01-02 | v8 | TRUE
https://raw.githubusercontent.com/mrc-ide/global-lmic-reports/master/AFG/projections.csv | 2021-05-21 | ICU_incidence | 19.83 | 21.49 | 22.16 | 22.15 | 22.83 | 23.93 | Surged Maintain Status Quo | Afghanistan | AFG | 2022-01-02 | v8 | TRUE
https://raw.githubusercontent.com/mrc-ide/global-lmic-reports/master/AFG/projections.csv | 2021-05-21 | prevalence | 67527.41 | 73697.69 | 76555.07 | 76181.99 | 78521.81 | 82798.72 | Surged Maintain Status Quo | Afghanistan | AFG | 2022-01-02 | v8 | TRUE
https://raw.githubusercontent.com/mrc-ide/global-lmic-reports/master/AFG/projections.csv | 2021-05-21 | cumulative_infections | 1358058.6 | 1405349.26 | 1433992.86 | 1433253.73 | 1466894.5 | 1517122.62 | Surged Maintain Status Quo | Afghanistan | AFG | 2022-01-02 | v8 | TRUE
https://raw.githubusercontent.com/mrc-ide/global-lmic-reports/master/AFG/projections.csv | 2021-05-21 | cumulative_deaths | 2538.82 | 2625.7 | 2683.14 | 2691.91 | 2755.26 | 2880.99 | Surged Maintain Status Quo | Afghanistan | AFG | 2022-01-02 | v8 | TRUE
https://raw.githubusercontent.com/mrc-ide/global-lmic-reports/master/AFG/projections.csv | 2021-05-21 | Rt | 1.51 | 1.52 | 1.54 | 1.54 | 1.55 | 1.57 | Surged Maintain Status Quo | Afghanistan | AFG | 2022-01-02 | v8 | TRUE
https://raw.githubusercontent.com/mrc-ide/global-lmic-reports/master/AFG/projections.csv | 2021-05-21 | Reff | 1.42 | 1.44 | 1.45 | 1.45 | 1.46 | 1.48 | Surged Maintain Status Quo | Afghanistan | AFG | 2022-01-02 | v8 | TRUE
https://raw.githubusercontent.com/mrc-ide/global-lmic-reports/master/AFG/projections.csv | 2021-05-21 | infections | 11203.66 | 12330.23 | 12874.54 | 12795.06 | 13209.23 | 14233.71 | Surged Optimistic | Afghanistan | AFG | 2022-01-02 | v8 | TRUE
https://raw.githubusercontent.com/mrc-ide/global-lmic-reports/master/AFG/projections.csv | 2021-05-21 | deaths | 10.28 | 10.99 | 11.3 | 11.37 | 11.72 | 12.56 | Surged Optimistic | Afghanistan | AFG | 2022-01-02 | v8 | TRUE
https://raw.githubusercontent.com/mrc-ide/global-lmic-reports/master/AFG/projections.csv | 2021-05-21 | hospital_demand | 487.43 | 524.8 | 536.67 | 539.89 | 552.72 | 592.98 | Surged Optimistic | Afghanistan | AFG | 2022-01-02 | v8 | TRUE
https://raw.githubusercontent.com/mrc-ide/global-lmic-reports/master/AFG/projections.csv | 2021-05-21 | ICU_demand | 192.16 | 206.51 | 211.76 | 212.44 | 218.13 | 233.48 | Surged Optimistic | Afghanistan | AFG | 2022-01-02 | v8 | TRUE
https://raw.githubusercontent.com/mrc-ide/global-lmic-reports/master/AFG/projections.csv | 2021-05-21 | hospital_incidence | 63.55 | 68.88 | 71.03 | 70.99 | 73.19 | 76.7 | Surged Optimistic | Afghanistan | AFG | 2022-01-02 | v8 | TRUE
https://raw.githubusercontent.com/mrc-ide/global-lmic-reports/master/AFG/projections.csv | 2021-05-21 | ICU_incidence | 19.83 | 21.49 | 22.16 | 22.15 | 22.83 | 23.93 | Surged Optimistic | Afghanistan | AFG | 2022-01-02 | v8 | TRUE
https://raw.githubusercontent.com/mrc-ide/global-lmic-reports/master/AFG/projections.csv | 2021-05-21 | prevalence | 67527.41 | 73697.69 | 76555.07 | 76181.99 | 78521.81 | 82798.72 | Surged Optimistic | Afghanistan | AFG | 2022-01-02 | v8 | TRUE
https://raw.githubusercontent.com/mrc-ide/global-lmic-reports/master/AFG/projections.csv | 2021-05-21 | cumulative_infections | 1358058.6 | 1405349.26 | 1433992.86 | 1433253.73 | 1466894.5 | 1517122.62 | Surged Optimistic | Afghanistan | AFG | 2022-01-02 | v8 | TRUE
https://raw.githubusercontent.com/mrc-ide/global-lmic-reports/master/AFG/projections.csv | 2021-05-21 | cumulative_deaths | 2538.82 | 2625.7 | 2683.14 | 2691.91 | 2755.26 | 2880.99 | Surged Optimistic | Afghanistan | AFG | 2022-01-02 | v8 | TRUE
https://raw.githubusercontent.com/mrc-ide/global-lmic-reports/master/AFG/projections.csv | 2021-05-21 | Rt | 1.51 | 1.52 | 1.54 | 1.54 | 1.55 | 1.57 | Surged Optimistic | Afghanistan | AFG | 2022-01-02 | v8 | TRUE
https://raw.githubusercontent.com/mrc-ide/global-lmic-reports/master/AFG/projections.csv | 2021-05-21 | Reff | 1.42 | 1.44 | 1.45 | 1.45 | 1.46 | 1.48 | Surged Optimistic | Afghanistan | AFG | 2022-01-02 | v8 | TRUE
https://raw.githubusercontent.com/mrc-ide/global-lmic-reports/master/AFG/projections.csv | 2021-05-21 | infections | 11203.66 | 12330.23 | 12874.54 | 12795.06 | 13209.23 | 14233.71 | Surged Pessimistic | Afghanistan | AFG | 2022-01-02 | v8 | TRUE
https://raw.githubusercontent.com/mrc-ide/global-lmic-reports/master/AFG/projections.csv | 2021-05-21 | deaths | 10.28 | 10.99 | 11.3 | 11.37 | 11.72 | 12.56 | Surged Pessimistic | Afghanistan | AFG | 2022-01-02 | v8 | TRUE
https://raw.githubusercontent.com/mrc-ide/global-lmic-reports/master/AFG/projections.csv | 2021-05-21 | hospital_demand | 487.43 | 524.8 | 536.67 | 539.89 | 552.72 | 592.98 | Surged Pessimistic | Afghanistan | AFG | 2022-01-02 | v8 | TRUE
https://raw.githubusercontent.com/mrc-ide/global-lmic-reports/master/AFG/projections.csv | 2021-05-21 | ICU_demand | 192.16 | 206.51 | 211.76 | 212.44 | 218.13 | 233.48 | Surged Pessimistic | Afghanistan | AFG | 2022-01-02 | v8 | TRUE
https://raw.githubusercontent.com/mrc-ide/global-lmic-reports/master/AFG/projections.csv | 2021-05-21 | hospital_incidence | 63.55 | 68.88 | 71.03 | 70.99 | 73.19 | 76.7 | Surged Pessimistic | Afghanistan | AFG | 2022-01-02 | v8 | TRUE
https://raw.githubusercontent.com/mrc-ide/global-lmic-reports/master/AFG/projections.csv | 2021-05-21 | ICU_incidence | 19.83 | 21.49 | 22.16 | 22.15 | 22.83 | 23.93 | Surged Pessimistic | Afghanistan | AFG | 2022-01-02 | v8 | TRUE
https://raw.githubusercontent.com/mrc-ide/global-lmic-reports/master/AFG/projections.csv | 2021-05-21 | prevalence | 67527.41 | 73697.69 | 76555.07 | 76181.99 | 78521.81 | 82798.72 | Surged Pessimistic | Afghanistan | AFG | 2022-01-02 | v8 | TRUE
https://raw.githubusercontent.com/mrc-ide/global-lmic-reports/master/AFG/projections.csv | 2021-05-21 | cumulative_infections | 1358058.6 | 1405349.26 | 1433992.86 | 1433253.73 | 1466894.5 | 1517122.62 | Surged Pessimistic | Afghanistan | AFG | 2022-01-02 | v8 | TRUE
https://raw.githubusercontent.com/mrc-ide/global-lmic-reports/master/AFG/projections.csv | 2021-05-21 | cumulative_deaths | 2538.82 | 2625.7 | 2683.14 | 2691.91 | 2755.26 | 2880.99 | Surged Pessimistic | Afghanistan | AFG | 2022-01-02 | v8 | TRUE
https://raw.githubusercontent.com/mrc-ide/global-lmic-reports/master/AFG/projections.csv | 2021-05-21 | Rt | 1.51 | 1.52 | 1.54 | 1.54 | 1.55 | 1.57 | Surged Pessimistic | Afghanistan | AFG | 2022-01-02 | v8 | TRUE
https://raw.githubusercontent.com/mrc-ide/global-lmic-reports/master/AFG/projections.csv | 2021-05-21 | Reff | 1.42 | 1.44 | 1.45 | 1.45 | 1.46 | 1.48 | Surged Pessimistic | Afghanistan | AFG | 2022-01-02 | v8 | TRUE
https://raw.githubusercontent.com/mrc-ide/global-lmic-reports/master/AFG/projections.csv | 2021-05-21 | infections | 11203.66 | 12330.23 | 12874.54 | 12795.06 | 13209.23 | 14233.71 | Surged Relax Interventions 50% | Afghanistan | AFG | 2022-01-02 | v8 | TRUE
https://raw.githubusercontent.com/mrc-ide/global-lmic-reports/master/AFG/projections.csv | 2021-05-21 | deaths | 10.28 | 10.99 | 11.3 | 11.37 | 11.72 | 12.56 | Surged Relax Interventions 50% | Afghanistan | AFG | 2022-01-02 | v8 | TRUE
https://raw.githubusercontent.com/mrc-ide/global-lmic-reports/master/AFG/projections.csv | 2021-05-21 | hospital_demand | 487.43 | 524.8 | 536.67 | 539.89 | 552.72 | 592.98 | Surged Relax Interventions 50% | Afghanistan | AFG | 2022-01-02 | v8 | TRUE
https://raw.githubusercontent.com/mrc-ide/global-lmic-reports/master/AFG/projections.csv | 2021-05-21 | ICU_demand | 192.16 | 206.51 | 211.76 | 212.44 | 218.13 | 233.48 | Surged Relax Interventions 50% | Afghanistan | AFG | 2022-01-02 | v8 | TRUE
https://raw.githubusercontent.com/mrc-ide/global-lmic-reports/master/AFG/projections.csv | 2021-05-21 | hospital_incidence | 63.55 | 68.88 | 71.03 | 70.99 | 73.19 | 76.7 | Surged Relax Interventions 50% | Afghanistan | AFG | 2022-01-02 | v8 | TRUE
https://raw.githubusercontent.com/mrc-ide/global-lmic-reports/master/AFG/projections.csv | 2021-05-21 | ICU_incidence | 19.83 | 21.49 | 22.16 | 22.15 | 22.83 | 23.93 | Surged Relax Interventions 50% | Afghanistan | AFG | 2022-01-02 | v8 | TRUE
https://raw.githubusercontent.com/mrc-ide/global-lmic-reports/master/AFG/projections.csv | 2021-05-21 | prevalence | 67527.41 | 73697.69 | 76555.07 | 76181.99 | 78521.81 | 82798.72 | Surged Relax Interventions 50% | Afghanistan | AFG | 2022-01-02 | v8 | TRUE
https://raw.githubusercontent.com/mrc-ide/global-lmic-reports/master/AFG/projections.csv | 2021-05-21 | cumulative_infections | 1358058.6 | 1405349.26 | 1433992.86 | 1433253.73 | 1466894.5 | 1517122.62 | Surged Relax Interventions 50% | Afghanistan | AFG | 2022-01-02 | v8 | TRUE
https://raw.githubusercontent.com/mrc-ide/global-lmic-reports/master/AFG/projections.csv | 2021-05-21 | cumulative_deaths | 2538.82 | 2625.7 | 2683.14 | 2691.91 | 2755.26 | 2880.99 | Surged Relax Interventions 50% | Afghanistan | AFG | 2022-01-02 | v8 | TRUE
https://raw.githubusercontent.com/mrc-ide/global-lmic-reports/master/AFG/projections.csv | 2021-05-21 | Rt | 1.51 | 1.52 | 1.54 | 1.54 | 1.55 | 1.57 | Surged Relax Interventions 50% | Afghanistan | AFG | 2022-01-02 | v8 | TRUE
https://raw.githubusercontent.com/mrc-ide/global-lmic-reports/master/AFG/projections.csv | 2021-05-21 | Reff | 1.42 | 1.44 | 1.45 | 1.45 | 1.46 | 1.48 | Surged Relax Interventions 50% | Afghanistan | AFG | 2022-01-02 | v8 | TRUE
https://raw.githubusercontent.com/mrc-ide/global-lmic-reports/master/AFG/projections.csv | 2021-05-22 | infections | 13771.15 | 14660.92 | 15433.11 | 15333.57 | 15892.46 | 16907.53 | Additional 50% Reduction | Afghanistan | AFG | 2022-01-02 | v8 | TRUE
https://raw.githubusercontent.com/mrc-ide/global-lmic-reports/master/AFG/projections.csv | 2021-05-22 | deaths | 10.5 | 11.29 | 11.72 | 11.75 | 12.2 | 13.07 | Additional 50% Reduction | Afghanistan | AFG | 2022-01-02 | v8 | TRUE
https://raw.githubusercontent.com/mrc-ide/global-lmic-reports/master/AFG/projections.csv | 2021-05-22 | hospital_demand | 502.61 | 535.22 | 561.12 | 559.35 | 581.44 | 621.12 | Additional 50% Reduction | Afghanistan | AFG | 2022-01-02 | v8 | TRUE
https://raw.githubusercontent.com/mrc-ide/global-lmic-reports/master/AFG/projections.csv | 2021-05-22 | ICU_demand | 197.35 | 211.32 | 220.42 | 220.17 | 229.31 | 244.5 | Additional 50% Reduction | Afghanistan | AFG | 2022-01-02 | v8 | TRUE
https://raw.githubusercontent.com/mrc-ide/global-lmic-reports/master/AFG/projections.csv | 2021-05-22 | hospital_incidence | 66.89 | 70.5 | 74.05 | 73.79 | 76.54 | 81.95 | Additional 50% Reduction | Afghanistan | AFG | 2022-01-02 | v8 | TRUE
https://raw.githubusercontent.com/mrc-ide/global-lmic-reports/master/AFG/projections.csv | 2021-05-22 | ICU_incidence | 20.88 | 22.01 | 23.11 | 23.03 | 23.89 | 25.58 | Additional 50% Reduction | Afghanistan | AFG | 2022-01-02 | v8 | TRUE
https://raw.githubusercontent.com/mrc-ide/global-lmic-reports/master/AFG/projections.csv | 2021-05-22 | prevalence | 74075.16 | 77637.64 | 81561.14 | 81603.46 | 84952.79 | 89946.02 | Additional 50% Reduction | Afghanistan | AFG | 2022-01-02 | v8 | TRUE
https://raw.githubusercontent.com/mrc-ide/global-lmic-reports/master/AFG/projections.csv | 2021-05-22 | cumulative_infections | 1367568.24 | 1423875.73 | 1454292.2 | 1460048.99 | 1490132.71 | 1600509.77 | Additional 50% Reduction | Afghanistan | AFG | 2022-01-02 | v8 | TRUE
https://raw.githubusercontent.com/mrc-ide/global-lmic-reports/master/AFG/projections.csv | 2021-05-22 | cumulative_deaths | 2559.56 | 2656.02 | 2731.51 | 2740.5 | 2802.95 | 3044.99 | Additional 50% Reduction | Afghanistan | AFG | 2022-01-02 | v8 | TRUE
https://raw.githubusercontent.com/mrc-ide/global-lmic-reports/master/AFG/projections.csv | 2021-05-22 | Rt | 1.48 | 1.51 | 1.52 | 1.52 | 1.53 | 1.55 | Additional 50% Reduction | Afghanistan | AFG | 2022-01-02 | v8 | TRUE
https://raw.githubusercontent.com/mrc-ide/global-lmic-reports/master/AFG/projections.csv | 2021-05-22 | Reff | 1.4 | 1.42 | 1.43 | 1.43 | 1.44 | 1.46 | Additional 50% Reduction | Afghanistan | AFG | 2022-01-02 | v8 | TRUE
https://raw.githubusercontent.com/mrc-ide/global-lmic-reports/master/AFG/projections.csv | 2021-05-22 | infections | 13771.15 | 14660.92 | 15433.11 | 15333.57 | 15892.46 | 16907.53 | Maintain Status Quo | Afghanistan | AFG | 2022-01-02 | v8 | TRUE
https://raw.githubusercontent.com/mrc-ide/global-lmic-reports/master/AFG/projections.csv | 2021-05-22 | deaths | 10.5 | 11.29 | 11.72 | 11.75 | 12.2 | 13.07 | Maintain Status Quo | Afghanistan | AFG | 2022-01-02 | v8 | TRUE
https://raw.githubusercontent.com/mrc-ide/global-lmic-reports/master/AFG/projections.csv | 2021-05-22 | hospital_demand | 502.61 | 535.22 | 561.12 | 559.35 | 581.44 | 621.12 | Maintain Status Quo | Afghanistan | AFG | 2022-01-02 | v8 | TRUE
https://raw.githubusercontent.com/mrc-ide/global-lmic-reports/master/AFG/projections.csv | 2021-05-22 | ICU_demand | 197.35 | 211.32 | 220.42 | 220.17 | 229.31 | 244.5 | Maintain Status Quo | Afghanistan | AFG | 2022-01-02 | v8 | TRUE
https://raw.githubusercontent.com/mrc-ide/global-lmic-reports/master/AFG/projections.csv | 2021-05-22 | hospital_incidence | 66.89 | 70.5 | 74.05 | 73.79 | 76.54 | 81.95 | Maintain Status Quo | Afghanistan | AFG | 2022-01-02 | v8 | TRUE
https://raw.githubusercontent.com/mrc-ide/global-lmic-reports/master/AFG/projections.csv | 2021-05-22 | ICU_incidence | 20.88 | 22.01 | 23.11 | 23.03 | 23.89 | 25.58 | Maintain Status Quo | Afghanistan | AFG | 2022-01-02 | v8 | TRUE
https://raw.githubusercontent.com/mrc-ide/global-lmic-reports/master/AFG/projections.csv | 2021-05-22 | prevalence | 74075.16 | 77637.64 | 81561.14 | 81603.46 | 84952.79 | 89946.02 | Maintain Status Quo | Afghanistan | AFG | 2022-01-02 | v8 | TRUE
https://raw.githubusercontent.com/mrc-ide/global-lmic-reports/master/AFG/projections.csv | 2021-05-22 | cumulative_infections | 1367568.24 | 1423875.73 | 1454292.2 | 1460048.99 | 1490132.71 | 1600509.77 | Maintain Status Quo | Afghanistan | AFG | 2022-01-02 | v8 | TRUE
https://raw.githubusercontent.com/mrc-ide/global-lmic-reports/master/AFG/projections.csv | 2021-05-22 | cumulative_deaths | 2559.56 | 2656.02 | 2731.51 | 2740.5 | 2802.95 | 3044.99 | Maintain Status Quo | Afghanistan | AFG | 2022-01-02 | v8 | TRUE
https://raw.githubusercontent.com/mrc-ide/global-lmic-reports/master/AFG/projections.csv | 2021-05-22 | Rt | 1.48 | 1.51 | 1.52 | 1.52 | 1.53 | 1.55 | Maintain Status Quo | Afghanistan | AFG | 2022-01-02 | v8 | TRUE
https://raw.githubusercontent.com/mrc-ide/global-lmic-reports/master/AFG/projections.csv | 2021-05-22 | Reff | 1.4 | 1.42 | 1.43 | 1.43 | 1.44 | 1.46 | Maintain Status Quo | Afghanistan | AFG | 2022-01-02 | v8 | TRUE
https://raw.githubusercontent.com/mrc-ide/global-lmic-reports/master/AFG/projections.csv | 2021-05-22 | infections | 13771.15 | 14660.92 | 15433.11 | 15333.57 | 15892.46 | 16907.53 | Optimistic | Afghanistan | AFG | 2022-01-02 | v8 | TRUE
https://raw.githubusercontent.com/mrc-ide/global-lmic-reports/master/AFG/projections.csv | 2021-05-22 | deaths | 10.5 | 11.29 | 11.72 | 11.75 | 12.2 | 13.07 | Optimistic | Afghanistan | AFG | 2022-01-02 | v8 | TRUE
https://raw.githubusercontent.com/mrc-ide/global-lmic-reports/master/AFG/projections.csv | 2021-05-22 | hospital_demand | 502.61 | 535.22 | 561.12 | 559.35 | 581.44 | 621.12 | Optimistic | Afghanistan | AFG | 2022-01-02 | v8 | TRUE
https://raw.githubusercontent.com/mrc-ide/global-lmic-reports/master/AFG/projections.csv | 2021-05-22 | ICU_demand | 197.35 | 211.32 | 220.42 | 220.17 | 229.31 | 244.5 | Optimistic | Afghanistan | AFG | 2022-01-02 | v8 | TRUE
https://raw.githubusercontent.com/mrc-ide/global-lmic-reports/master/AFG/projections.csv | 2021-05-22 | hospital_incidence | 66.89 | 70.5 | 74.05 | 73.79 | 76.54 | 81.95 | Optimistic | Afghanistan | AFG | 2022-01-02 | v8 | TRUE
https://raw.githubusercontent.com/mrc-ide/global-lmic-reports/master/AFG/projections.csv | 2021-05-22 | ICU_incidence | 20.88 | 22.01 | 23.11 | 23.03 | 23.89 | 25.58 | Optimistic | Afghanistan | AFG | 2022-01-02 | v8 | TRUE
https://raw.githubusercontent.com/mrc-ide/global-lmic-reports/master/AFG/projections.csv | 2021-05-22 | prevalence | 74075.16 | 77637.64 | 81561.14 | 81603.46 | 84952.79 | 89946.02 | Optimistic | Afghanistan | AFG | 2022-01-02 | v8 | TRUE
https://raw.githubusercontent.com/mrc-ide/global-lmic-reports/master/AFG/projections.csv | 2021-05-22 | cumulative_infections | 1367568.24 | 1423875.73 | 1454292.2 | 1460048.99 | 1490132.71 | 1600509.77 | Optimistic | Afghanistan | AFG | 2022-01-02 | v8 | TRUE
https://raw.githubusercontent.com/mrc-ide/global-lmic-reports/master/AFG/projections.csv | 2021-05-22 | cumulative_deaths | 2559.56 | 2656.02 | 2731.51 | 2740.5 | 2802.95 | 3044.99 | Optimistic | Afghanistan | AFG | 2022-01-02 | v8 | TRUE
https://raw.githubusercontent.com/mrc-ide/global-lmic-reports/master/AFG/projections.csv | 2021-05-22 | Rt | 1.48 | 1.51 | 1.52 | 1.52 | 1.53 | 1.55 | Optimistic | Afghanistan | AFG | 2022-01-02 | v8 | TRUE
https://raw.githubusercontent.com/mrc-ide/global-lmic-reports/master/AFG/projections.csv | 2021-05-22 | Reff | 1.4 | 1.42 | 1.43 | 1.43 | 1.44 | 1.46 | Optimistic | Afghanistan | AFG | 2022-01-02 | v8 | TRUE
https://raw.githubusercontent.com/mrc-ide/global-lmic-reports/master/AFG/projections.csv | 2021-05-22 | infections | 13771.15 | 14660.92 | 15433.11 | 15333.57 | 15892.46 | 16907.53 | Pessimistic | Afghanistan | AFG | 2022-01-02 | v8 | TRUE
https://raw.githubusercontent.com/mrc-ide/global-lmic-reports/master/AFG/projections.csv | 2021-05-22 | deaths | 10.5 | 11.29 | 11.72 | 11.75 | 12.2 | 13.07 | Pessimistic | Afghanistan | AFG | 2022-01-02 | v8 | TRUE
https://raw.githubusercontent.com/mrc-ide/global-lmic-reports/master/AFG/projections.csv | 2021-05-22 | hospital_demand | 502.61 | 535.22 | 561.12 | 559.35 | 581.44 | 621.12 | Pessimistic | Afghanistan | AFG | 2022-01-02 | v8 | TRUE
https://raw.githubusercontent.com/mrc-ide/global-lmic-reports/master/AFG/projections.csv | 2021-05-22 | ICU_demand | 197.35 | 211.32 | 220.42 | 220.17 | 229.31 | 244.5 | Pessimistic | Afghanistan | AFG | 2022-01-02 | v8 | TRUE
https://raw.githubusercontent.com/mrc-ide/global-lmic-reports/master/AFG/projections.csv | 2021-05-22 | hospital_incidence | 66.89 | 70.5 | 74.05 | 73.79 | 76.54 | 81.95 | Pessimistic | Afghanistan | AFG | 2022-01-02 | v8 | TRUE
https://raw.githubusercontent.com/mrc-ide/global-lmic-reports/master/AFG/projections.csv | 2021-05-22 | ICU_incidence | 20.88 | 22.01 | 23.11 | 23.03 | 23.89 | 25.58 | Pessimistic | Afghanistan | AFG | 2022-01-02 | v8 | TRUE
https://raw.githubusercontent.com/mrc-ide/global-lmic-reports/master/AFG/projections.csv | 2021-05-22 | prevalence | 74075.16 | 77637.64 | 81561.14 | 81603.46 | 84952.79 | 89946.02 | Pessimistic | Afghanistan | AFG | 2022-01-02 | v8 | TRUE
https://raw.githubusercontent.com/mrc-ide/global-lmic-reports/master/AFG/projections.csv | 2021-05-22 | cumulative_infections | 1367568.24 | 1423875.73 | 1454292.2 | 1460048.99 | 1490132.71 | 1600509.77 | Pessimistic | Afghanistan | AFG | 2022-01-02 | v8 | TRUE
https://raw.githubusercontent.com/mrc-ide/global-lmic-reports/master/AFG/projections.csv | 2021-05-22 | cumulative_deaths | 2559.56 | 2656.02 | 2731.51 | 2740.5 | 2802.95 | 3044.99 | Pessimistic | Afghanistan | AFG | 2022-01-02 | v8 | TRUE
https://raw.githubusercontent.com/mrc-ide/global-lmic-reports/master/AFG/projections.csv | 2021-05-22 | Rt | 1.48 | 1.51 | 1.52 | 1.52 | 1.53 | 1.55 | Pessimistic | Afghanistan | AFG | 2022-01-02 | v8 | TRUE
https://raw.githubusercontent.com/mrc-ide/global-lmic-reports/master/AFG/projections.csv | 2021-05-22 | Reff | 1.4 | 1.42 | 1.43 | 1.43 | 1.44 | 1.46 | Pessimistic | Afghanistan | AFG | 2022-01-02 | v8 | TRUE
https://raw.githubusercontent.com/mrc-ide/global-lmic-reports/master/AFG/projections.csv | 2021-05-22 | infections | 13771.15 | 14660.92 | 15433.11 | 15333.57 | 15892.46 | 16907.53 | Relax Interventions 50% | Afghanistan | AFG | 2022-01-02 | v8 | TRUE
https://raw.githubusercontent.com/mrc-ide/global-lmic-reports/master/AFG/projections.csv | 2021-05-22 | deaths | 10.5 | 11.29 | 11.72 | 11.75 | 12.2 | 13.07 | Relax Interventions 50% | Afghanistan | AFG | 2022-01-02 | v8 | TRUE
https://raw.githubusercontent.com/mrc-ide/global-lmic-reports/master/AFG/projections.csv | 2021-05-22 | hospital_demand | 502.61 | 535.22 | 561.12 | 559.35 | 581.44 | 621.12 | Relax Interventions 50% | Afghanistan | AFG | 2022-01-02 | v8 | TRUE
https://raw.githubusercontent.com/mrc-ide/global-lmic-reports/master/AFG/projections.csv | 2021-05-22 | ICU_demand | 197.35 | 211.32 | 220.42 | 220.17 | 229.31 | 244.5 | Relax Interventions 50% | Afghanistan | AFG | 2022-01-02 | v8 | TRUE
https://raw.githubusercontent.com/mrc-ide/global-lmic-reports/master/AFG/projections.csv | 2021-05-22 | hospital_incidence | 66.89 | 70.5 | 74.05 | 73.79 | 76.54 | 81.95 | Relax Interventions 50% | Afghanistan | AFG | 2022-01-02 | v8 | TRUE
https://raw.githubusercontent.com/mrc-ide/global-lmic-reports/master/AFG/projections.csv | 2021-05-22 | ICU_incidence | 20.88 | 22.01 | 23.11 | 23.03 | 23.89 | 25.58 | Relax Interventions 50% | Afghanistan | AFG | 2022-01-02 | v8 | TRUE
https://raw.githubusercontent.com/mrc-ide/global-lmic-reports/master/AFG/projections.csv | 2021-05-22 | prevalence | 74075.16 | 77637.64 | 81561.14 | 81603.46 | 84952.79 | 89946.02 | Relax Interventions 50% | Afghanistan | AFG | 2022-01-02 | v8 | TRUE
https://raw.githubusercontent.com/mrc-ide/global-lmic-reports/master/AFG/projections.csv | 2021-05-22 | cumulative_infections | 1367568.24 | 1423875.73 | 1454292.2 | 1460048.99 | 1490132.71 | 1600509.77 | Relax Interventions 50% | Afghanistan | AFG | 2022-01-02 | v8 | TRUE
https://raw.githubusercontent.com/mrc-ide/global-lmic-reports/master/AFG/projections.csv | 2021-05-22 | cumulative_deaths | 2559.56 | 2656.02 | 2731.51 | 2740.5 | 2802.95 | 3044.99 | Relax Interventions 50% | Afghanistan | AFG | 2022-01-02 | v8 | TRUE
https://raw.githubusercontent.com/mrc-ide/global-lmic-reports/master/AFG/projections.csv | 2021-05-22 | Rt | 1.48 | 1.51 | 1.52 | 1.52 | 1.53 | 1.55 | Relax Interventions 50% | Afghanistan | AFG | 2022-01-02 | v8 | TRUE
https://raw.githubusercontent.com/mrc-ide/global-lmic-reports/master/AFG/projections.csv | 2021-05-22 | Reff | 1.4 | 1.42 | 1.43 | 1.43 | 1.44 | 1.46 | Relax Interventions 50% | Afghanistan | AFG | 2022-01-02 | v8 | TRUE
https://raw.githubusercontent.com/mrc-ide/global-lmic-reports/master/AFG/projections.csv | 2021-05-22 | infections | 13491.38 | 14882.33 | 15193.44 | 15222.04 | 15675.99 | 16463.99 | Surged Additional 50% Reduction | Afghanistan | AFG | 2022-01-02 | v8 | TRUE
https://raw.githubusercontent.com/mrc-ide/global-lmic-reports/master/AFG/projections.csv | 2021-05-22 | deaths | 10.62 | 11.4 | 11.72 | 11.75 | 12.1 | 12.95 | Surged Additional 50% Reduction | Afghanistan | AFG | 2022-01-02 | v8 | TRUE
https://raw.githubusercontent.com/mrc-ide/global-lmic-reports/master/AFG/projections.csv | 2021-05-22 | hospital_demand | 503.55 | 543.12 | 555.74 | 558.25 | 571.64 | 611.48 | Surged Additional 50% Reduction | Afghanistan | AFG | 2022-01-02 | v8 | TRUE
https://raw.githubusercontent.com/mrc-ide/global-lmic-reports/master/AFG/projections.csv | 2021-05-22 | ICU_demand | 198.78 | 213.81 | 219.2 | 219.96 | 225.57 | 241.23 | Surged Additional 50% Reduction | Afghanistan | AFG | 2022-01-02 | v8 | TRUE
https://raw.githubusercontent.com/mrc-ide/global-lmic-reports/master/AFG/projections.csv | 2021-05-22 | hospital_incidence | 65.79 | 71.3 | 73.34 | 73.36 | 75.72 | 79.01 | Surged Additional 50% Reduction | Afghanistan | AFG | 2022-01-02 | v8 | TRUE
https://raw.githubusercontent.com/mrc-ide/global-lmic-reports/master/AFG/projections.csv | 2021-05-22 | ICU_incidence | 20.54 | 22.26 | 22.89 | 22.9 | 23.63 | 24.66 | Surged Additional 50% Reduction | Afghanistan | AFG | 2022-01-02 | v8 | TRUE
https://raw.githubusercontent.com/mrc-ide/global-lmic-reports/master/AFG/projections.csv | 2021-05-22 | prevalence | 71727.26 | 78444.38 | 81224.74 | 80916.23 | 83474.38 | 87786.92 | Surged Additional 50% Reduction | Afghanistan | AFG | 2022-01-02 | v8 | TRUE
https://raw.githubusercontent.com/mrc-ide/global-lmic-reports/master/AFG/projections.csv | 2021-05-22 | cumulative_infections | 1373102.85 | 1420466.2 | 1449667.49 | 1448475.77 | 1482134.46 | 1532303.26 | Surged Additional 50% Reduction | Afghanistan | AFG | 2022-01-02 | v8 | TRUE
https://raw.githubusercontent.com/mrc-ide/global-lmic-reports/master/AFG/projections.csv | 2021-05-22 | cumulative_deaths | 2550.33 | 2637.43 | 2695.4 | 2703.66 | 2767.31 | 2893.07 | Surged Additional 50% Reduction | Afghanistan | AFG | 2022-01-02 | v8 | TRUE
https://raw.githubusercontent.com/mrc-ide/global-lmic-reports/master/AFG/projections.csv | 2021-05-22 | Rt | 1.48 | 1.51 | 1.52 | 1.52 | 1.53 | 1.55 | Surged Additional 50% Reduction | Afghanistan | AFG | 2022-01-02 | v8 | TRUE
https://raw.githubusercontent.com/mrc-ide/global-lmic-reports/master/AFG/projections.csv | 2021-05-22 | Reff | 1.4 | 1.42 | 1.43 | 1.43 | 1.44 | 1.46 | Surged Additional 50% Reduction | Afghanistan | AFG | 2022-01-02 | v8 | TRUE
https://raw.githubusercontent.com/mrc-ide/global-lmic-reports/master/AFG/projections.csv | 2021-05-22 | infections | 13491.38 | 14882.33 | 15193.44 | 15222.04 | 15675.99 | 16463.99 | Surged Maintain Status Quo | Afghanistan | AFG | 2022-01-02 | v8 | TRUE
https://raw.githubusercontent.com/mrc-ide/global-lmic-reports/master/AFG/projections.csv | 2021-05-22 | deaths | 10.62 | 11.4 | 11.72 | 11.75 | 12.1 | 12.95 | Surged Maintain Status Quo | Afghanistan | AFG | 2022-01-02 | v8 | TRUE
https://raw.githubusercontent.com/mrc-ide/global-lmic-reports/master/AFG/projections.csv | 2021-05-22 | hospital_demand | 503.55 | 543.12 | 555.74 | 558.25 | 571.64 | 611.48 | Surged Maintain Status Quo | Afghanistan | AFG | 2022-01-02 | v8 | TRUE
https://raw.githubusercontent.com/mrc-ide/global-lmic-reports/master/AFG/projections.csv | 2021-05-22 | ICU_demand | 198.78 | 213.81 | 219.2 | 219.96 | 225.57 | 241.23 | Surged Maintain Status Quo | Afghanistan | AFG | 2022-01-02 | v8 | TRUE
https://raw.githubusercontent.com/mrc-ide/global-lmic-reports/master/AFG/projections.csv | 2021-05-22 | hospital_incidence | 65.79 | 71.3 | 73.34 | 73.36 | 75.72 | 79.01 | Surged Maintain Status Quo | Afghanistan | AFG | 2022-01-02 | v8 | TRUE
https://raw.githubusercontent.com/mrc-ide/global-lmic-reports/master/AFG/projections.csv | 2021-05-22 | ICU_incidence | 20.54 | 22.26 | 22.89 | 22.9 | 23.63 | 24.66 | Surged Maintain Status Quo | Afghanistan | AFG | 2022-01-02 | v8 | TRUE
https://raw.githubusercontent.com/mrc-ide/global-lmic-reports/master/AFG/projections.csv | 2021-05-22 | prevalence | 71727.26 | 78444.38 | 81224.74 | 80916.23 | 83474.38 | 87786.92 | Surged Maintain Status Quo | Afghanistan | AFG | 2022-01-02 | v8 | TRUE
https://raw.githubusercontent.com/mrc-ide/global-lmic-reports/master/AFG/projections.csv | 2021-05-22 | cumulative_infections | 1373102.85 | 1420466.2 | 1449667.49 | 1448475.77 | 1482134.46 | 1532303.26 | Surged Maintain Status Quo | Afghanistan | AFG | 2022-01-02 | v8 | TRUE
https://raw.githubusercontent.com/mrc-ide/global-lmic-reports/master/AFG/projections.csv | 2021-05-22 | cumulative_deaths | 2550.33 | 2637.43 | 2695.4 | 2703.66 | 2767.31 | 2893.07 | Surged Maintain Status Quo | Afghanistan | AFG | 2022-01-02 | v8 | TRUE
https://raw.githubusercontent.com/mrc-ide/global-lmic-reports/master/AFG/projections.csv | 2021-05-22 | Rt | 1.48 | 1.51 | 1.52 | 1.52 | 1.53 | 1.55 | Surged Maintain Status Quo | Afghanistan | AFG | 2022-01-02 | v8 | TRUE
https://raw.githubusercontent.com/mrc-ide/global-lmic-reports/master/AFG/projections.csv | 2021-05-22 | Reff | 1.4 | 1.42 | 1.43 | 1.43 | 1.44 | 1.46 | Surged Maintain Status Quo | Afghanistan | AFG | 2022-01-02 | v8 | TRUE
https://raw.githubusercontent.com/mrc-ide/global-lmic-reports/master/AFG/projections.csv | 2021-05-22 | infections | 13491.38 | 14882.33 | 15193.44 | 15222.04 | 15675.99 | 16463.99 | Surged Optimistic | Afghanistan | AFG | 2022-01-02 | v8 | TRUE
https://raw.githubusercontent.com/mrc-ide/global-lmic-reports/master/AFG/projections.csv | 2021-05-22 | deaths | 10.62 | 11.4 | 11.72 | 11.75 | 12.1 | 12.95 | Surged Optimistic | Afghanistan | AFG | 2022-01-02 | v8 | TRUE
https://raw.githubusercontent.com/mrc-ide/global-lmic-reports/master/AFG/projections.csv | 2021-05-22 | hospital_demand | 503.55 | 543.12 | 555.74 | 558.25 | 571.64 | 611.48 | Surged Optimistic | Afghanistan | AFG | 2022-01-02 | v8 | TRUE
https://raw.githubusercontent.com/mrc-ide/global-lmic-reports/master/AFG/projections.csv | 2021-05-22 | ICU_demand | 198.78 | 213.81 | 219.2 | 219.96 | 225.57 | 241.23 | Surged Optimistic | Afghanistan | AFG | 2022-01-02 | v8 | TRUE
https://raw.githubusercontent.com/mrc-ide/global-lmic-reports/master/AFG/projections.csv | 2021-05-22 | hospital_incidence | 65.79 | 71.3 | 73.34 | 73.36 | 75.72 | 79.01 | Surged Optimistic | Afghanistan | AFG | 2022-01-02 | v8 | TRUE
https://raw.githubusercontent.com/mrc-ide/global-lmic-reports/master/AFG/projections.csv | 2021-05-22 | ICU_incidence | 20.54 | 22.26 | 22.89 | 22.9 | 23.63 | 24.66 | Surged Optimistic | Afghanistan | AFG | 2022-01-02 | v8 | TRUE
https://raw.githubusercontent.com/mrc-ide/global-lmic-reports/master/AFG/projections.csv | 2021-05-22 | prevalence | 71727.26 | 78444.38 | 81224.74 | 80916.23 | 83474.38 | 87786.92 | Surged Optimistic | Afghanistan | AFG | 2022-01-02 | v8 | TRUE
https://raw.githubusercontent.com/mrc-ide/global-lmic-reports/master/AFG/projections.csv | 2021-05-22 | cumulative_infections | 1373102.85 | 1420466.2 | 1449667.49 | 1448475.77 | 1482134.46 | 1532303.26 | Surged Optimistic | Afghanistan | AFG | 2022-01-02 | v8 | TRUE
https://raw.githubusercontent.com/mrc-ide/global-lmic-reports/master/AFG/projections.csv | 2021-05-22 | cumulative_deaths | 2550.33 | 2637.43 | 2695.4 | 2703.66 | 2767.31 | 2893.07 | Surged Optimistic | Afghanistan | AFG | 2022-01-02 | v8 | TRUE
https://raw.githubusercontent.com/mrc-ide/global-lmic-reports/master/AFG/projections.csv | 2021-05-22 | Rt | 1.48 | 1.51 | 1.52 | 1.52 | 1.53 | 1.55 | Surged Optimistic | Afghanistan | AFG | 2022-01-02 | v8 | TRUE
https://raw.githubusercontent.com/mrc-ide/global-lmic-reports/master/AFG/projections.csv | 2021-05-22 | Reff | 1.4 | 1.42 | 1.43 | 1.43 | 1.44 | 1.46 | Surged Optimistic | Afghanistan | AFG | 2022-01-02 | v8 | TRUE
https://raw.githubusercontent.com/mrc-ide/global-lmic-reports/master/AFG/projections.csv | 2021-05-22 | infections | 13491.38 | 14882.33 | 15193.44 | 15222.04 | 15675.99 | 16463.99 | Surged Pessimistic | Afghanistan | AFG | 2022-01-02 | v8 | TRUE
https://raw.githubusercontent.com/mrc-ide/global-lmic-reports/master/AFG/projections.csv | 2021-05-22 | deaths | 10.62 | 11.4 | 11.72 | 11.75 | 12.1 | 12.95 | Surged Pessimistic | Afghanistan | AFG | 2022-01-02 | v8 | TRUE
https://raw.githubusercontent.com/mrc-ide/global-lmic-reports/master/AFG/projections.csv | 2021-05-22 | hospital_demand | 503.55 | 543.12 | 555.74 | 558.25 | 571.64 | 611.48 | Surged Pessimistic | Afghanistan | AFG | 2022-01-02 | v8 | TRUE
https://raw.githubusercontent.com/mrc-ide/global-lmic-reports/master/AFG/projections.csv | 2021-05-22 | ICU_demand | 198.78 | 213.81 | 219.2 | 219.96 | 225.57 | 241.23 | Surged Pessimistic | Afghanistan | AFG | 2022-01-02 | v8 | TRUE
https://raw.githubusercontent.com/mrc-ide/global-lmic-reports/master/AFG/projections.csv | 2021-05-22 | hospital_incidence | 65.79 | 71.3 | 73.34 | 73.36 | 75.72 | 79.01 | Surged Pessimistic | Afghanistan | AFG | 2022-01-02 | v8 | TRUE
https://raw.githubusercontent.com/mrc-ide/global-lmic-reports/master/AFG/projections.csv | 2021-05-22 | ICU_incidence | 20.54 | 22.26 | 22.89 | 22.9 | 23.63 | 24.66 | Surged Pessimistic | Afghanistan | AFG | 2022-01-02 | v8 | TRUE
https://raw.githubusercontent.com/mrc-ide/global-lmic-reports/master/AFG/projections.csv | 2021-05-22 | prevalence | 71727.26 | 78444.38 | 81224.74 | 80916.23 | 83474.38 | 87786.92 | Surged Pessimistic | Afghanistan | AFG | 2022-01-02 | v8 | TRUE
https://raw.githubusercontent.com/mrc-ide/global-lmic-reports/master/AFG/projections.csv | 2021-05-22 | cumulative_infections | 1373102.85 | 1420466.2 | 1449667.49 | 1448475.77 | 1482134.46 | 1532303.26 | Surged Pessimistic | Afghanistan | AFG | 2022-01-02 | v8 | TRUE
https://raw.githubusercontent.com/mrc-ide/global-lmic-reports/master/AFG/projections.csv | 2021-05-22 | cumulative_deaths | 2550.33 | 2637.43 | 2695.4 | 2703.66 | 2767.31 | 2893.07 | Surged Pessimistic | Afghanistan | AFG | 2022-01-02 | v8 | TRUE
https://raw.githubusercontent.com/mrc-ide/global-lmic-reports/master/AFG/projections.csv | 2021-05-22 | Rt | 1.48 | 1.51 | 1.52 | 1.52 | 1.53 | 1.55 | Surged Pessimistic | Afghanistan | AFG | 2022-01-02 | v8 | TRUE
https://raw.githubusercontent.com/mrc-ide/global-lmic-reports/master/AFG/projections.csv | 2021-05-22 | Reff | 1.4 | 1.42 | 1.43 | 1.43 | 1.44 | 1.46 | Surged Pessimistic | Afghanistan | AFG | 2022-01-02 | v8 | TRUE
https://raw.githubusercontent.com/mrc-ide/global-lmic-reports/master/AFG/projections.csv | 2021-05-22 | infections | 13491.38 | 14882.33 | 15193.44 | 15222.04 | 15675.99 | 16463.99 | Surged Relax Interventions 50% | Afghanistan | AFG | 2022-01-02 | v8 | TRUE
https://raw.githubusercontent.com/mrc-ide/global-lmic-reports/master/AFG/projections.csv | 2021-05-22 | deaths | 10.62 | 11.4 | 11.72 | 11.75 | 12.1 | 12.95 | Surged Relax Interventions 50% | Afghanistan | AFG | 2022-01-02 | v8 | TRUE
https://raw.githubusercontent.com/mrc-ide/global-lmic-reports/master/AFG/projections.csv | 2021-05-22 | hospital_demand | 503.55 | 543.12 | 555.74 | 558.25 | 571.64 | 611.48 | Surged Relax Interventions 50% | Afghanistan | AFG | 2022-01-02 | v8 | TRUE
https://raw.githubusercontent.com/mrc-ide/global-lmic-reports/master/AFG/projections.csv | 2021-05-22 | ICU_demand | 198.78 | 213.81 | 219.2 | 219.96 | 225.57 | 241.23 | Surged Relax Interventions 50% | Afghanistan | AFG | 2022-01-02 | v8 | TRUE
https://raw.githubusercontent.com/mrc-ide/global-lmic-reports/master/AFG/projections.csv | 2021-05-22 | hospital_incidence | 65.79 | 71.3 | 73.34 | 73.36 | 75.72 | 79.01 | Surged Relax Interventions 50% | Afghanistan | AFG | 2022-01-02 | v8 | TRUE
https://raw.githubusercontent.com/mrc-ide/global-lmic-reports/master/AFG/projections.csv | 2021-05-22 | ICU_incidence | 20.54 | 22.26 | 22.89 | 22.9 | 23.63 | 24.66 | Surged Relax Interventions 50% | Afghanistan | AFG | 2022-01-02 | v8 | TRUE
https://raw.githubusercontent.com/mrc-ide/global-lmic-reports/master/AFG/projections.csv | 2021-05-22 | prevalence | 71727.26 | 78444.38 | 81224.74 | 80916.23 | 83474.38 | 87786.92 | Surged Relax Interventions 50% | Afghanistan | AFG | 2022-01-02 | v8 | TRUE
https://raw.githubusercontent.com/mrc-ide/global-lmic-reports/master/AFG/projections.csv | 2021-05-22 | cumulative_infections | 1373102.85 | 1420466.2 | 1449667.49 | 1448475.77 | 1482134.46 | 1532303.26 | Surged Relax Interventions 50% | Afghanistan | AFG | 2022-01-02 | v8 | TRUE
https://raw.githubusercontent.com/mrc-ide/global-lmic-reports/master/AFG/projections.csv | 2021-05-22 | cumulative_deaths | 2550.33 | 2637.43 | 2695.4 | 2703.66 | 2767.31 | 2893.07 | Surged Relax Interventions 50% | Afghanistan | AFG | 2022-01-02 | v8 | TRUE
https://raw.githubusercontent.com/mrc-ide/global-lmic-reports/master/AFG/projections.csv | 2021-05-22 | Rt | 1.48 | 1.51 | 1.52 | 1.52 | 1.53 | 1.55 | Surged Relax Interventions 50% | Afghanistan | AFG | 2022-01-02 | v8 | TRUE
https://raw.githubusercontent.com/mrc-ide/global-lmic-reports/master/AFG/projections.csv | 2021-05-22 | Reff | 1.4 | 1.42 | 1.43 | 1.43 | 1.44 | 1.46 | Surged Relax Interventions 50% | Afghanistan | AFG | 2022-01-02 | v8 | TRUE
https://raw.githubusercontent.com/mrc-ide/global-lmic-reports/master/AFG/projections.csv | 2021-05-23 | infections | 14206.31 | 15072.76 | 15894.1 | 15827.98 | 16425.98 | 17510.86 | Additional 50% Reduction | Afghanistan | AFG | 2022-01-02 | v8 | TRUE
https://raw.githubusercontent.com/mrc-ide/global-lmic-reports/master/AFG/projections.csv | 2021-05-23 | deaths | 10.87 | 11.67 | 12.15 | 12.15 | 12.65 | 13.5 | Additional 50% Reduction | Afghanistan | AFG | 2022-01-02 | v8 | TRUE
https://raw.githubusercontent.com/mrc-ide/global-lmic-reports/master/AFG/projections.csv | 2021-05-23 | hospital_demand | 521.05 | 554.61 | 580.84 | 578.73 | 599.93 | 642.62 | Additional 50% Reduction | Afghanistan | AFG | 2022-01-02 | v8 | TRUE
https://raw.githubusercontent.com/mrc-ide/global-lmic-reports/master/AFG/projections.csv | 2021-05-23 | ICU_demand | 204.83 | 218.62 | 228.49 | 228.09 | 236.99 | 253.28 | Additional 50% Reduction | Afghanistan | AFG | 2022-01-02 | v8 | TRUE
https://raw.githubusercontent.com/mrc-ide/global-lmic-reports/master/AFG/projections.csv | 2021-05-23 | hospital_incidence | 69.39 | 72.98 | 76.96 | 76.49 | 79.41 | 84.78 | Additional 50% Reduction | Afghanistan | AFG | 2022-01-02 | v8 | TRUE
https://raw.githubusercontent.com/mrc-ide/global-lmic-reports/master/AFG/projections.csv | 2021-05-23 | ICU_incidence | 21.67 | 22.79 | 24.03 | 23.88 | 24.79 | 26.47 | Additional 50% Reduction | Afghanistan | AFG | 2022-01-02 | v8 | TRUE
https://raw.githubusercontent.com/mrc-ide/global-lmic-reports/master/AFG/projections.csv | 2021-05-23 | prevalence | 78265.66 | 82194.36 | 86487.46 | 86394.54 | 89897.56 | 95175.61 | Additional 50% Reduction | Afghanistan | AFG | 2022-01-02 | v8 | TRUE
https://raw.githubusercontent.com/mrc-ide/global-lmic-reports/master/AFG/projections.csv | 2021-05-23 | cumulative_infections | 1381851.48 | 1439761.23 | 1470228.2 | 1475876.97 | 1506655.67 | 1616978.99 | Additional 50% Reduction | Afghanistan | AFG | 2022-01-02 | v8 | TRUE
https://raw.githubusercontent.com/mrc-ide/global-lmic-reports/master/AFG/projections.csv | 2021-05-23 | cumulative_deaths | 2571.28 | 2667.56 | 2743.66 | 2752.65 | 2815.21 | 3057.99 | Additional 50% Reduction | Afghanistan | AFG | 2022-01-02 | v8 | TRUE
https://raw.githubusercontent.com/mrc-ide/global-lmic-reports/master/AFG/projections.csv | 2021-05-23 | Rt | 1.54 | 1.56 | 1.57 | 1.57 | 1.58 | 1.62 | Additional 50% Reduction | Afghanistan | AFG | 2022-01-02 | v8 | TRUE
https://raw.githubusercontent.com/mrc-ide/global-lmic-reports/master/AFG/projections.csv | 2021-05-23 | Reff | 1.45 | 1.47 | 1.48 | 1.48 | 1.49 | 1.53 | Additional 50% Reduction | Afghanistan | AFG | 2022-01-02 | v8 | TRUE
https://raw.githubusercontent.com/mrc-ide/global-lmic-reports/master/AFG/projections.csv | 2021-05-23 | infections | 14206.31 | 15072.76 | 15894.1 | 15827.98 | 16425.98 | 17510.86 | Maintain Status Quo | Afghanistan | AFG | 2022-01-02 | v8 | TRUE
https://raw.githubusercontent.com/mrc-ide/global-lmic-reports/master/AFG/projections.csv | 2021-05-23 | deaths | 10.87 | 11.67 | 12.15 | 12.15 | 12.65 | 13.5 | Maintain Status Quo | Afghanistan | AFG | 2022-01-02 | v8 | TRUE
https://raw.githubusercontent.com/mrc-ide/global-lmic-reports/master/AFG/projections.csv | 2021-05-23 | hospital_demand | 521.05 | 554.61 | 580.84 | 578.73 | 599.93 | 642.62 | Maintain Status Quo | Afghanistan | AFG | 2022-01-02 | v8 | TRUE
https://raw.githubusercontent.com/mrc-ide/global-lmic-reports/master/AFG/projections.csv | 2021-05-23 | ICU_demand | 204.83 | 218.62 | 228.49 | 228.09 | 236.99 | 253.28 | Maintain Status Quo | Afghanistan | AFG | 2022-01-02 | v8 | TRUE
https://raw.githubusercontent.com/mrc-ide/global-lmic-reports/master/AFG/projections.csv | 2021-05-23 | hospital_incidence | 69.39 | 72.98 | 76.96 | 76.49 | 79.41 | 84.78 | Maintain Status Quo | Afghanistan | AFG | 2022-01-02 | v8 | TRUE
https://raw.githubusercontent.com/mrc-ide/global-lmic-reports/master/AFG/projections.csv | 2021-05-23 | ICU_incidence | 21.67 | 22.79 | 24.03 | 23.88 | 24.79 | 26.47 | Maintain Status Quo | Afghanistan | AFG | 2022-01-02 | v8 | TRUE
https://raw.githubusercontent.com/mrc-ide/global-lmic-reports/master/AFG/projections.csv | 2021-05-23 | prevalence | 78265.66 | 82194.36 | 86487.46 | 86394.54 | 89897.56 | 95175.61 | Maintain Status Quo | Afghanistan | AFG | 2022-01-02 | v8 | TRUE
https://raw.githubusercontent.com/mrc-ide/global-lmic-reports/master/AFG/projections.csv | 2021-05-23 | cumulative_infections | 1381851.48 | 1439761.23 | 1470228.2 | 1475876.97 | 1506655.67 | 1616978.99 | Maintain Status Quo | Afghanistan | AFG | 2022-01-02 | v8 | TRUE
https://raw.githubusercontent.com/mrc-ide/global-lmic-reports/master/AFG/projections.csv | 2021-05-23 | cumulative_deaths | 2571.28 | 2667.56 | 2743.66 | 2752.65 | 2815.21 | 3057.99 | Maintain Status Quo | Afghanistan | AFG | 2022-01-02 | v8 | TRUE
https://raw.githubusercontent.com/mrc-ide/global-lmic-reports/master/AFG/projections.csv | 2021-05-23 | Rt | 1.54 | 1.56 | 1.57 | 1.57 | 1.58 | 1.62 | Maintain Status Quo | Afghanistan | AFG | 2022-01-02 | v8 | TRUE
https://raw.githubusercontent.com/mrc-ide/global-lmic-reports/master/AFG/projections.csv | 2021-05-23 | Reff | 1.45 | 1.47 | 1.48 | 1.48 | 1.49 | 1.53 | Maintain Status Quo | Afghanistan | AFG | 2022-01-02 | v8 | TRUE
https://raw.githubusercontent.com/mrc-ide/global-lmic-reports/master/AFG/projections.csv | 2021-05-23 | infections | 14206.31 | 15072.76 | 15894.1 | 15827.98 | 16425.98 | 17510.86 | Optimistic | Afghanistan | AFG | 2022-01-02 | v8 | TRUE
https://raw.githubusercontent.com/mrc-ide/global-lmic-reports/master/AFG/projections.csv | 2021-05-23 | deaths | 10.87 | 11.67 | 12.15 | 12.15 | 12.65 | 13.5 | Optimistic | Afghanistan | AFG | 2022-01-02 | v8 | TRUE
https://raw.githubusercontent.com/mrc-ide/global-lmic-reports/master/AFG/projections.csv | 2021-05-23 | hospital_demand | 521.05 | 554.61 | 580.84 | 578.73 | 599.93 | 642.62 | Optimistic | Afghanistan | AFG | 2022-01-02 | v8 | TRUE
https://raw.githubusercontent.com/mrc-ide/global-lmic-reports/master/AFG/projections.csv | 2021-05-23 | ICU_demand | 204.83 | 218.62 | 228.49 | 228.09 | 236.99 | 253.28 | Optimistic | Afghanistan | AFG | 2022-01-02 | v8 | TRUE
https://raw.githubusercontent.com/mrc-ide/global-lmic-reports/master/AFG/projections.csv | 2021-05-23 | hospital_incidence | 69.39 | 72.98 | 76.96 | 76.49 | 79.41 | 84.78 | Optimistic | Afghanistan | AFG | 2022-01-02 | v8 | TRUE
https://raw.githubusercontent.com/mrc-ide/global-lmic-reports/master/AFG/projections.csv | 2021-05-23 | ICU_incidence | 21.67 | 22.79 | 24.03 | 23.88 | 24.79 | 26.47 | Optimistic | Afghanistan | AFG | 2022-01-02 | v8 | TRUE
https://raw.githubusercontent.com/mrc-ide/global-lmic-reports/master/AFG/projections.csv | 2021-05-23 | prevalence | 78265.66 | 82194.36 | 86487.46 | 86394.54 | 89897.56 | 95175.61 | Optimistic | Afghanistan | AFG | 2022-01-02 | v8 | TRUE
https://raw.githubusercontent.com/mrc-ide/global-lmic-reports/master/AFG/projections.csv | 2021-05-23 | cumulative_infections | 1381851.48 | 1439761.23 | 1470228.2 | 1475876.97 | 1506655.67 | 1616978.99 | Optimistic | Afghanistan | AFG | 2022-01-02 | v8 | TRUE
https://raw.githubusercontent.com/mrc-ide/global-lmic-reports/master/AFG/projections.csv | 2021-05-23 | cumulative_deaths | 2571.28 | 2667.56 | 2743.66 | 2752.65 | 2815.21 | 3057.99 | Optimistic | Afghanistan | AFG | 2022-01-02 | v8 | TRUE
https://raw.githubusercontent.com/mrc-ide/global-lmic-reports/master/AFG/projections.csv | 2021-05-23 | Rt | 1.54 | 1.56 | 1.57 | 1.57 | 1.58 | 1.62 | Optimistic | Afghanistan | AFG | 2022-01-02 | v8 | TRUE
https://raw.githubusercontent.com/mrc-ide/global-lmic-reports/master/AFG/projections.csv | 2021-05-23 | Reff | 1.45 | 1.47 | 1.48 | 1.48 | 1.49 | 1.53 | Optimistic | Afghanistan | AFG | 2022-01-02 | v8 | TRUE
https://raw.githubusercontent.com/mrc-ide/global-lmic-reports/master/AFG/projections.csv | 2021-05-23 | infections | 14206.31 | 15072.76 | 15894.1 | 15827.98 | 16425.98 | 17510.86 | Pessimistic | Afghanistan | AFG | 2022-01-02 | v8 | TRUE
https://raw.githubusercontent.com/mrc-ide/global-lmic-reports/master/AFG/projections.csv | 2021-05-23 | deaths | 10.87 | 11.67 | 12.15 | 12.15 | 12.65 | 13.5 | Pessimistic | Afghanistan | AFG | 2022-01-02 | v8 | TRUE
https://raw.githubusercontent.com/mrc-ide/global-lmic-reports/master/AFG/projections.csv | 2021-05-23 | hospital_demand | 521.05 | 554.61 | 580.84 | 578.73 | 599.93 | 642.62 | Pessimistic | Afghanistan | AFG | 2022-01-02 | v8 | TRUE
https://raw.githubusercontent.com/mrc-ide/global-lmic-reports/master/AFG/projections.csv | 2021-05-23 | ICU_demand | 204.83 | 218.62 | 228.49 | 228.09 | 236.99 | 253.28 | Pessimistic | Afghanistan | AFG | 2022-01-02 | v8 | TRUE
https://raw.githubusercontent.com/mrc-ide/global-lmic-reports/master/AFG/projections.csv | 2021-05-23 | hospital_incidence | 69.39 | 72.98 | 76.96 | 76.49 | 79.41 | 84.78 | Pessimistic | Afghanistan | AFG | 2022-01-02 | v8 | TRUE
https://raw.githubusercontent.com/mrc-ide/global-lmic-reports/master/AFG/projections.csv | 2021-05-23 | ICU_incidence | 21.67 | 22.79 | 24.03 | 23.88 | 24.79 | 26.47 | Pessimistic | Afghanistan | AFG | 2022-01-02 | v8 | TRUE
https://raw.githubusercontent.com/mrc-ide/global-lmic-reports/master/AFG/projections.csv | 2021-05-23 | prevalence | 78265.66 | 82194.36 | 86487.46 | 86394.54 | 89897.56 | 95175.61 | Pessimistic | Afghanistan | AFG | 2022-01-02 | v8 | TRUE
https://raw.githubusercontent.com/mrc-ide/global-lmic-reports/master/AFG/projections.csv | 2021-05-23 | cumulative_infections | 1381851.48 | 1439761.23 | 1470228.2 | 1475876.97 | 1506655.67 | 1616978.99 | Pessimistic | Afghanistan | AFG | 2022-01-02 | v8 | TRUE
https://raw.githubusercontent.com/mrc-ide/global-lmic-reports/master/AFG/projections.csv | 2021-05-23 | cumulative_deaths | 2571.28 | 2667.56 | 2743.66 | 2752.65 | 2815.21 | 3057.99 | Pessimistic | Afghanistan | AFG | 2022-01-02 | v8 | TRUE
https://raw.githubusercontent.com/mrc-ide/global-lmic-reports/master/AFG/projections.csv | 2021-05-23 | Rt | 1.54 | 1.56 | 1.57 | 1.57 | 1.58 | 1.62 | Pessimistic | Afghanistan | AFG | 2022-01-02 | v8 | TRUE
https://raw.githubusercontent.com/mrc-ide/global-lmic-reports/master/AFG/projections.csv | 2021-05-23 | Reff | 1.45 | 1.47 | 1.48 | 1.48 | 1.49 | 1.53 | Pessimistic | Afghanistan | AFG | 2022-01-02 | v8 | TRUE
https://raw.githubusercontent.com/mrc-ide/global-lmic-reports/master/AFG/projections.csv | 2021-05-23 | infections | 14206.31 | 15072.76 | 15894.1 | 15827.98 | 16425.98 | 17510.86 | Relax Interventions 50% | Afghanistan | AFG | 2022-01-02 | v8 | TRUE
https://raw.githubusercontent.com/mrc-ide/global-lmic-reports/master/AFG/projections.csv | 2021-05-23 | deaths | 10.87 | 11.67 | 12.15 | 12.15 | 12.65 | 13.5 | Relax Interventions 50% | Afghanistan | AFG | 2022-01-02 | v8 | TRUE
https://raw.githubusercontent.com/mrc-ide/global-lmic-reports/master/AFG/projections.csv | 2021-05-23 | hospital_demand | 521.05 | 554.61 | 580.84 | 578.73 | 599.93 | 642.62 | Relax Interventions 50% | Afghanistan | AFG | 2022-01-02 | v8 | TRUE
https://raw.githubusercontent.com/mrc-ide/global-lmic-reports/master/AFG/projections.csv | 2021-05-23 | ICU_demand | 204.83 | 218.62 | 228.49 | 228.09 | 236.99 | 253.28 | Relax Interventions 50% | Afghanistan | AFG | 2022-01-02 | v8 | TRUE
https://raw.githubusercontent.com/mrc-ide/global-lmic-reports/master/AFG/projections.csv | 2021-05-23 | hospital_incidence | 69.39 | 72.98 | 76.96 | 76.49 | 79.41 | 84.78 | Relax Interventions 50% | Afghanistan | AFG | 2022-01-02 | v8 | TRUE
https://raw.githubusercontent.com/mrc-ide/global-lmic-reports/master/AFG/projections.csv | 2021-05-23 | ICU_incidence | 21.67 | 22.79 | 24.03 | 23.88 | 24.79 | 26.47 | Relax Interventions 50% | Afghanistan | AFG | 2022-01-02 | v8 | TRUE
https://raw.githubusercontent.com/mrc-ide/global-lmic-reports/master/AFG/projections.csv | 2021-05-23 | prevalence | 78265.66 | 82194.36 | 86487.46 | 86394.54 | 89897.56 | 95175.61 | Relax Interventions 50% | Afghanistan | AFG | 2022-01-02 | v8 | TRUE
https://raw.githubusercontent.com/mrc-ide/global-lmic-reports/master/AFG/projections.csv | 2021-05-23 | cumulative_infections | 1381851.48 | 1439761.23 | 1470228.2 | 1475876.97 | 1506655.67 | 1616978.99 | Relax Interventions 50% | Afghanistan | AFG | 2022-01-02 | v8 | TRUE
https://raw.githubusercontent.com/mrc-ide/global-lmic-reports/master/AFG/projections.csv | 2021-05-23 | cumulative_deaths | 2571.28 | 2667.56 | 2743.66 | 2752.65 | 2815.21 | 3057.99 | Relax Interventions 50% | Afghanistan | AFG | 2022-01-02 | v8 | TRUE
https://raw.githubusercontent.com/mrc-ide/global-lmic-reports/master/AFG/projections.csv | 2021-05-23 | Rt | 1.54 | 1.56 | 1.57 | 1.57 | 1.58 | 1.62 | Relax Interventions 50% | Afghanistan | AFG | 2022-01-02 | v8 | TRUE
https://raw.githubusercontent.com/mrc-ide/global-lmic-reports/master/AFG/projections.csv | 2021-05-23 | Reff | 1.45 | 1.47 | 1.48 | 1.48 | 1.49 | 1.53 | Relax Interventions 50% | Afghanistan | AFG | 2022-01-02 | v8 | TRUE
https://raw.githubusercontent.com/mrc-ide/global-lmic-reports/master/AFG/projections.csv | 2021-05-23 | infections | 13893.44 | 15307.03 | 15687.73 | 15714.96 | 16183.28 | 16902.53 | Surged Additional 50% Reduction | Afghanistan | AFG | 2022-01-02 | v8 | TRUE
https://raw.githubusercontent.com/mrc-ide/global-lmic-reports/master/AFG/projections.csv | 2021-05-23 | deaths | 10.98 | 11.8 | 12.11 | 12.14 | 12.46 | 13.36 | Surged Additional 50% Reduction | Afghanistan | AFG | 2022-01-02 | v8 | TRUE
https://raw.githubusercontent.com/mrc-ide/global-lmic-reports/master/AFG/projections.csv | 2021-05-23 | hospital_demand | 520.21 | 561.11 | 576.22 | 577.21 | 592.62 | 630.43 | Surged Additional 50% Reduction | Afghanistan | AFG | 2022-01-02 | v8 | TRUE
https://raw.githubusercontent.com/mrc-ide/global-lmic-reports/master/AFG/projections.csv | 2021-05-23 | ICU_demand | 205.61 | 222.03 | 226.71 | 227.73 | 233.5 | 249.16 | Surged Additional 50% Reduction | Afghanistan | AFG | 2022-01-02 | v8 | TRUE
https://raw.githubusercontent.com/mrc-ide/global-lmic-reports/master/AFG/projections.csv | 2021-05-23 | hospital_incidence | 68.26 | 73.78 | 76.06 | 75.98 | 78.42 | 81.65 | Surged Additional 50% Reduction | Afghanistan | AFG | 2022-01-02 | v8 | TRUE
https://raw.githubusercontent.com/mrc-ide/global-lmic-reports/master/AFG/projections.csv | 2021-05-23 | ICU_incidence | 21.32 | 23.04 | 23.75 | 23.73 | 24.49 | 25.49 | Surged Additional 50% Reduction | Afghanistan | AFG | 2022-01-02 | v8 | TRUE
https://raw.githubusercontent.com/mrc-ide/global-lmic-reports/master/AFG/projections.csv | 2021-05-23 | prevalence | 75943.54 | 83025.75 | 85914.4 | 85680.13 | 88513.38 | 92782.59 | Surged Additional 50% Reduction | Afghanistan | AFG | 2022-01-02 | v8 | TRUE
https://raw.githubusercontent.com/mrc-ide/global-lmic-reports/master/AFG/projections.csv | 2021-05-23 | cumulative_infections | 1388611.49 | 1436084.15 | 1465849.02 | 1464190.73 | 1497844.12 | 1547936.89 | Surged Additional 50% Reduction | Afghanistan | AFG | 2022-01-02 | v8 | TRUE
https://raw.githubusercontent.com/mrc-ide/global-lmic-reports/master/AFG/projections.csv | 2021-05-23 | cumulative_deaths | 2562.23 | 2649.57 | 2708.05 | 2715.8 | 2779.76 | 2903.94 | Surged Additional 50% Reduction | Afghanistan | AFG | 2022-01-02 | v8 | TRUE
https://raw.githubusercontent.com/mrc-ide/global-lmic-reports/master/AFG/projections.csv | 2021-05-23 | Rt | 1.54 | 1.56 | 1.57 | 1.57 | 1.59 | 1.61 | Surged Additional 50% Reduction | Afghanistan | AFG | 2022-01-02 | v8 | TRUE
https://raw.githubusercontent.com/mrc-ide/global-lmic-reports/master/AFG/projections.csv | 2021-05-23 | Reff | 1.45 | 1.47 | 1.48 | 1.48 | 1.5 | 1.52 | Surged Additional 50% Reduction | Afghanistan | AFG | 2022-01-02 | v8 | TRUE
https://raw.githubusercontent.com/mrc-ide/global-lmic-reports/master/AFG/projections.csv | 2021-05-23 | infections | 13893.44 | 15307.03 | 15687.73 | 15714.96 | 16183.28 | 16902.53 | Surged Maintain Status Quo | Afghanistan | AFG | 2022-01-02 | v8 | TRUE
https://raw.githubusercontent.com/mrc-ide/global-lmic-reports/master/AFG/projections.csv | 2021-05-23 | deaths | 10.98 | 11.8 | 12.11 | 12.14 | 12.46 | 13.36 | Surged Maintain Status Quo | Afghanistan | AFG | 2022-01-02 | v8 | TRUE
https://raw.githubusercontent.com/mrc-ide/global-lmic-reports/master/AFG/projections.csv | 2021-05-23 | hospital_demand | 520.21 | 561.11 | 576.22 | 577.21 | 592.62 | 630.43 | Surged Maintain Status Quo | Afghanistan | AFG | 2022-01-02 | v8 | TRUE
https://raw.githubusercontent.com/mrc-ide/global-lmic-reports/master/AFG/projections.csv | 2021-05-23 | ICU_demand | 205.61 | 222.03 | 226.71 | 227.73 | 233.5 | 249.16 | Surged Maintain Status Quo | Afghanistan | AFG | 2022-01-02 | v8 | TRUE
https://raw.githubusercontent.com/mrc-ide/global-lmic-reports/master/AFG/projections.csv | 2021-05-23 | hospital_incidence | 68.26 | 73.78 | 76.06 | 75.98 | 78.42 | 81.65 | Surged Maintain Status Quo | Afghanistan | AFG | 2022-01-02 | v8 | TRUE
https://raw.githubusercontent.com/mrc-ide/global-lmic-reports/master/AFG/projections.csv | 2021-05-23 | ICU_incidence | 21.32 | 23.04 | 23.75 | 23.73 | 24.49 | 25.49 | Surged Maintain Status Quo | Afghanistan | AFG | 2022-01-02 | v8 | TRUE
https://raw.githubusercontent.com/mrc-ide/global-lmic-reports/master/AFG/projections.csv | 2021-05-23 | prevalence | 75943.54 | 83025.75 | 85914.4 | 85680.13 | 88513.38 | 92782.59 | Surged Maintain Status Quo | Afghanistan | AFG | 2022-01-02 | v8 | TRUE
https://raw.githubusercontent.com/mrc-ide/global-lmic-reports/master/AFG/projections.csv | 2021-05-23 | cumulative_infections | 1388611.49 | 1436084.15 | 1465849.02 | 1464190.73 | 1497844.12 | 1547936.89 | Surged Maintain Status Quo | Afghanistan | AFG | 2022-01-02 | v8 | TRUE
https://raw.githubusercontent.com/mrc-ide/global-lmic-reports/master/AFG/projections.csv | 2021-05-23 | cumulative_deaths | 2562.23 | 2649.57 | 2708.05 | 2715.8 | 2779.76 | 2903.94 | Surged Maintain Status Quo | Afghanistan | AFG | 2022-01-02 | v8 | TRUE
https://raw.githubusercontent.com/mrc-ide/global-lmic-reports/master/AFG/projections.csv | 2021-05-23 | Rt | 1.54 | 1.56 | 1.57 | 1.57 | 1.59 | 1.61 | Surged Maintain Status Quo | Afghanistan | AFG | 2022-01-02 | v8 | TRUE
https://raw.githubusercontent.com/mrc-ide/global-lmic-reports/master/AFG/projections.csv | 2021-05-23 | Reff | 1.45 | 1.47 | 1.48 | 1.48 | 1.5 | 1.52 | Surged Maintain Status Quo | Afghanistan | AFG | 2022-01-02 | v8 | TRUE
https://raw.githubusercontent.com/mrc-ide/global-lmic-reports/master/AFG/projections.csv | 2021-05-23 | infections | 13893.44 | 15307.03 | 15687.73 | 15714.96 | 16183.28 | 16902.53 | Surged Optimistic | Afghanistan | AFG | 2022-01-02 | v8 | TRUE
https://raw.githubusercontent.com/mrc-ide/global-lmic-reports/master/AFG/projections.csv | 2021-05-23 | deaths | 10.98 | 11.8 | 12.11 | 12.14 | 12.46 | 13.36 | Surged Optimistic | Afghanistan | AFG | 2022-01-02 | v8 | TRUE
https://raw.githubusercontent.com/mrc-ide/global-lmic-reports/master/AFG/projections.csv | 2021-05-23 | hospital_demand | 520.21 | 561.11 | 576.22 | 577.21 | 592.62 | 630.43 | Surged Optimistic | Afghanistan | AFG | 2022-01-02 | v8 | TRUE
https://raw.githubusercontent.com/mrc-ide/global-lmic-reports/master/AFG/projections.csv | 2021-05-23 | ICU_demand | 205.61 | 222.03 | 226.71 | 227.73 | 233.5 | 249.16 | Surged Optimistic | Afghanistan | AFG | 2022-01-02 | v8 | TRUE
https://raw.githubusercontent.com/mrc-ide/global-lmic-reports/master/AFG/projections.csv | 2021-05-23 | hospital_incidence | 68.26 | 73.78 | 76.06 | 75.98 | 78.42 | 81.65 | Surged Optimistic | Afghanistan | AFG | 2022-01-02 | v8 | TRUE
https://raw.githubusercontent.com/mrc-ide/global-lmic-reports/master/AFG/projections.csv | 2021-05-23 | ICU_incidence | 21.32 | 23.04 | 23.75 | 23.73 | 24.49 | 25.49 | Surged Optimistic | Afghanistan | AFG | 2022-01-02 | v8 | TRUE
https://raw.githubusercontent.com/mrc-ide/global-lmic-reports/master/AFG/projections.csv | 2021-05-23 | prevalence | 75943.54 | 83025.75 | 85914.4 | 85680.13 | 88513.38 | 92782.59 | Surged Optimistic | Afghanistan | AFG | 2022-01-02 | v8 | TRUE
https://raw.githubusercontent.com/mrc-ide/global-lmic-reports/master/AFG/projections.csv | 2021-05-23 | cumulative_infections | 1388611.49 | 1436084.15 | 1465849.02 | 1464190.73 | 1497844.12 | 1547936.89 | Surged Optimistic | Afghanistan | AFG | 2022-01-02 | v8 | TRUE
https://raw.githubusercontent.com/mrc-ide/global-lmic-reports/master/AFG/projections.csv | 2021-05-23 | cumulative_deaths | 2562.23 | 2649.57 | 2708.05 | 2715.8 | 2779.76 | 2903.94 | Surged Optimistic | Afghanistan | AFG | 2022-01-02 | v8 | TRUE
https://raw.githubusercontent.com/mrc-ide/global-lmic-reports/master/AFG/projections.csv | 2021-05-23 | Rt | 1.54 | 1.56 | 1.57 | 1.57 | 1.59 | 1.61 | Surged Optimistic | Afghanistan | AFG | 2022-01-02 | v8 | TRUE
https://raw.githubusercontent.com/mrc-ide/global-lmic-reports/master/AFG/projections.csv | 2021-05-23 | Reff | 1.45 | 1.47 | 1.48 | 1.48 | 1.5 | 1.52 | Surged Optimistic | Afghanistan | AFG | 2022-01-02 | v8 | TRUE
https://raw.githubusercontent.com/mrc-ide/global-lmic-reports/master/AFG/projections.csv | 2021-05-23 | infections | 13893.44 | 15307.03 | 15687.73 | 15714.96 | 16183.28 | 16902.53 | Surged Pessimistic | Afghanistan | AFG | 2022-01-02 | v8 | TRUE
https://raw.githubusercontent.com/mrc-ide/global-lmic-reports/master/AFG/projections.csv | 2021-05-23 | deaths | 10.98 | 11.8 | 12.11 | 12.14 | 12.46 | 13.36 | Surged Pessimistic | Afghanistan | AFG | 2022-01-02 | v8 | TRUE
https://raw.githubusercontent.com/mrc-ide/global-lmic-reports/master/AFG/projections.csv | 2021-05-23 | hospital_demand | 520.21 | 561.11 | 576.22 | 577.21 | 592.62 | 630.43 | Surged Pessimistic | Afghanistan | AFG | 2022-01-02 | v8 | TRUE
https://raw.githubusercontent.com/mrc-ide/global-lmic-reports/master/AFG/projections.csv | 2021-05-23 | ICU_demand | 205.61 | 222.03 | 226.71 | 227.73 | 233.5 | 249.16 | Surged Pessimistic | Afghanistan | AFG | 2022-01-02 | v8 | TRUE
https://raw.githubusercontent.com/mrc-ide/global-lmic-reports/master/AFG/projections.csv | 2021-05-23 | hospital_incidence | 68.26 | 73.78 | 76.06 | 75.98 | 78.42 | 81.65 | Surged Pessimistic | Afghanistan | AFG | 2022-01-02 | v8 | TRUE
https://raw.githubusercontent.com/mrc-ide/global-lmic-reports/master/AFG/projections.csv | 2021-05-23 | ICU_incidence | 21.32 | 23.04 | 23.75 | 23.73 | 24.49 | 25.49 | Surged Pessimistic | Afghanistan | AFG | 2022-01-02 | v8 | TRUE
https://raw.githubusercontent.com/mrc-ide/global-lmic-reports/master/AFG/projections.csv | 2021-05-23 | prevalence | 75943.54 | 83025.75 | 85914.4 | 85680.13 | 88513.38 | 92782.59 | Surged Pessimistic | Afghanistan | AFG | 2022-01-02 | v8 | TRUE
https://raw.githubusercontent.com/mrc-ide/global-lmic-reports/master/AFG/projections.csv | 2021-05-23 | cumulative_infections | 1388611.49 | 1436084.15 | 1465849.02 | 1464190.73 | 1497844.12 | 1547936.89 | Surged Pessimistic | Afghanistan | AFG | 2022-01-02 | v8 | TRUE
https://raw.githubusercontent.com/mrc-ide/global-lmic-reports/master/AFG/projections.csv | 2021-05-23 | cumulative_deaths | 2562.23 | 2649.57 | 2708.05 | 2715.8 | 2779.76 | 2903.94 | Surged Pessimistic | Afghanistan | AFG | 2022-01-02 | v8 | TRUE
https://raw.githubusercontent.com/mrc-ide/global-lmic-reports/master/AFG/projections.csv | 2021-05-23 | Rt | 1.54 | 1.56 | 1.57 | 1.57 | 1.59 | 1.61 | Surged Pessimistic | Afghanistan | AFG | 2022-01-02 | v8 | TRUE
https://raw.githubusercontent.com/mrc-ide/global-lmic-reports/master/AFG/projections.csv | 2021-05-23 | Reff | 1.45 | 1.47 | 1.48 | 1.48 | 1.5 | 1.52 | Surged Pessimistic | Afghanistan | AFG | 2022-01-02 | v8 | TRUE
https://raw.githubusercontent.com/mrc-ide/global-lmic-reports/master/AFG/projections.csv | 2021-05-23 | infections | 13893.44 | 15307.03 | 15687.73 | 15714.96 | 16183.28 | 16902.53 | Surged Relax Interventions 50% | Afghanistan | AFG | 2022-01-02 | v8 | TRUE
https://raw.githubusercontent.com/mrc-ide/global-lmic-reports/master/AFG/projections.csv | 2021-05-23 | deaths | 10.98 | 11.8 | 12.11 | 12.14 | 12.46 | 13.36 | Surged Relax Interventions 50% | Afghanistan | AFG | 2022-01-02 | v8 | TRUE
https://raw.githubusercontent.com/mrc-ide/global-lmic-reports/master/AFG/projections.csv | 2021-05-23 | hospital_demand | 520.21 | 561.11 | 576.22 | 577.21 | 592.62 | 630.43 | Surged Relax Interventions 50% | Afghanistan | AFG | 2022-01-02 | v8 | TRUE
https://raw.githubusercontent.com/mrc-ide/global-lmic-reports/master/AFG/projections.csv | 2021-05-23 | ICU_demand | 205.61 | 222.03 | 226.71 | 227.73 | 233.5 | 249.16 | Surged Relax Interventions 50% | Afghanistan | AFG | 2022-01-02 | v8 | TRUE
https://raw.githubusercontent.com/mrc-ide/global-lmic-reports/master/AFG/projections.csv | 2021-05-23 | hospital_incidence | 68.26 | 73.78 | 76.06 | 75.98 | 78.42 | 81.65 | Surged Relax Interventions 50% | Afghanistan | AFG | 2022-01-02 | v8 | TRUE
https://raw.githubusercontent.com/mrc-ide/global-lmic-reports/master/AFG/projections.csv | 2021-05-23 | ICU_incidence | 21.32 | 23.04 | 23.75 | 23.73 | 24.49 | 25.49 | Surged Relax Interventions 50% | Afghanistan | AFG | 2022-01-02 | v8 | TRUE
https://raw.githubusercontent.com/mrc-ide/global-lmic-reports/master/AFG/projections.csv | 2021-05-23 | prevalence | 75943.54 | 83025.75 | 85914.4 | 85680.13 | 88513.38 | 92782.59 | Surged Relax Interventions 50% | Afghanistan | AFG | 2022-01-02 | v8 | TRUE
https://raw.githubusercontent.com/mrc-ide/global-lmic-reports/master/AFG/projections.csv | 2021-05-23 | cumulative_infections | 1388611.49 | 1436084.15 | 1465849.02 | 1464190.73 | 1497844.12 | 1547936.89 | Surged Relax Interventions 50% | Afghanistan | AFG | 2022-01-02 | v8 | TRUE
https://raw.githubusercontent.com/mrc-ide/global-lmic-reports/master/AFG/projections.csv | 2021-05-23 | cumulative_deaths | 2562.23 | 2649.57 | 2708.05 | 2715.8 | 2779.76 | 2903.94 | Surged Relax Interventions 50% | Afghanistan | AFG | 2022-01-02 | v8 | TRUE
https://raw.githubusercontent.com/mrc-ide/global-lmic-reports/master/AFG/projections.csv | 2021-05-23 | Rt | 1.54 | 1.56 | 1.57 | 1.57 | 1.59 | 1.61 | Surged Relax Interventions 50% | Afghanistan | AFG | 2022-01-02 | v8 | TRUE
https://raw.githubusercontent.com/mrc-ide/global-lmic-reports/master/AFG/projections.csv | 2021-05-23 | Reff | 1.45 | 1.47 | 1.48 | 1.48 | 1.5 | 1.52 | Surged Relax Interventions 50% | Afghanistan | AFG | 2022-01-02 | v8 | TRUE
https://raw.githubusercontent.com/mrc-ide/global-lmic-reports/master/AFG/projections.csv | 2021-05-24 | infections | 15519.55 | 16467.78 | 17159.36 | 17228.62 | 17915.35 | 19136.44 | Additional 50% Reduction | Afghanistan | AFG | 2022-01-02 | v8 | TRUE
https://raw.githubusercontent.com/mrc-ide/global-lmic-reports/master/AFG/projections.csv | 2021-05-24 | deaths | 11.26 | 12.05 | 12.58 | 12.56 | 13.09 | 13.95 | Additional 50% Reduction | Afghanistan | AFG | 2022-01-02 | v8 | TRUE
https://raw.githubusercontent.com/mrc-ide/global-lmic-reports/master/AFG/projections.csv | 2021-05-24 | hospital_demand | 540.39 | 573.67 | 602.16 | 599.03 | 619.08 | 665.07 | Additional 50% Reduction | Afghanistan | AFG | 2022-01-02 | v8 | TRUE
https://raw.githubusercontent.com/mrc-ide/global-lmic-reports/master/AFG/projections.csv | 2021-05-24 | ICU_demand | 212.65 | 226.68 | 236.9 | 236.35 | 244.93 | 262.42 | Additional 50% Reduction | Afghanistan | AFG | 2022-01-02 | v8 | TRUE
https://raw.githubusercontent.com/mrc-ide/global-lmic-reports/master/AFG/projections.csv | 2021-05-24 | hospital_incidence | 72.22 | 75.85 | 80.01 | 79.57 | 82.71 | 88.01 | Additional 50% Reduction | Afghanistan | AFG | 2022-01-02 | v8 | TRUE
https://raw.githubusercontent.com/mrc-ide/global-lmic-reports/master/AFG/projections.csv | 2021-05-24 | ICU_incidence | 22.56 | 23.7 | 24.99 | 24.86 | 25.84 | 27.49 | Additional 50% Reduction | Afghanistan | AFG | 2022-01-02 | v8 | TRUE
https://raw.githubusercontent.com/mrc-ide/global-lmic-reports/master/AFG/projections.csv | 2021-05-24 | prevalence | 83270.59 | 87624.35 | 91991.44 | 92024.67 | 95878.77 | 101268.04 | Additional 50% Reduction | Afghanistan | AFG | 2022-01-02 | v8 | TRUE
https://raw.githubusercontent.com/mrc-ide/global-lmic-reports/master/AFG/projections.csv | 2021-05-24 | cumulative_infections | 1397544.34 | 1456867.29 | 1487663.39 | 1493105.59 | 1524410.38 | 1635183.94 | Additional 50% Reduction | Afghanistan | AFG | 2022-01-02 | v8 | TRUE
https://raw.githubusercontent.com/mrc-ide/global-lmic-reports/master/AFG/projections.csv | 2021-05-24 | cumulative_deaths | 2583.41 | 2679.48 | 2756.22 | 2765.21 | 2827.86 | 3071.38 | Additional 50% Reduction | Afghanistan | AFG | 2022-01-02 | v8 | TRUE
https://raw.githubusercontent.com/mrc-ide/global-lmic-reports/master/AFG/projections.csv | 2021-05-24 | Rt | 1.55 | 1.57 | 1.59 | 1.59 | 1.6 | 1.65 | Additional 50% Reduction | Afghanistan | AFG | 2022-01-02 | v8 | TRUE
https://raw.githubusercontent.com/mrc-ide/global-lmic-reports/master/AFG/projections.csv | 2021-05-24 | Reff | 1.46 | 1.48 | 1.49 | 1.5 | 1.51 | 1.55 | Additional 50% Reduction | Afghanistan | AFG | 2022-01-02 | v8 | TRUE
https://raw.githubusercontent.com/mrc-ide/global-lmic-reports/master/AFG/projections.csv | 2021-05-24 | infections | 15519.55 | 16467.78 | 17159.36 | 17228.62 | 17915.35 | 19136.44 | Maintain Status Quo | Afghanistan | AFG | 2022-01-02 | v8 | TRUE
https://raw.githubusercontent.com/mrc-ide/global-lmic-reports/master/AFG/projections.csv | 2021-05-24 | deaths | 11.26 | 12.05 | 12.58 | 12.56 | 13.09 | 13.95 | Maintain Status Quo | Afghanistan | AFG | 2022-01-02 | v8 | TRUE
https://raw.githubusercontent.com/mrc-ide/global-lmic-reports/master/AFG/projections.csv | 2021-05-24 | hospital_demand | 540.39 | 573.67 | 602.16 | 599.03 | 619.08 | 665.07 | Maintain Status Quo | Afghanistan | AFG | 2022-01-02 | v8 | TRUE
https://raw.githubusercontent.com/mrc-ide/global-lmic-reports/master/AFG/projections.csv | 2021-05-24 | ICU_demand | 212.65 | 226.68 | 236.9 | 236.35 | 244.93 | 262.42 | Maintain Status Quo | Afghanistan | AFG | 2022-01-02 | v8 | TRUE
https://raw.githubusercontent.com/mrc-ide/global-lmic-reports/master/AFG/projections.csv | 2021-05-24 | hospital_incidence | 72.22 | 75.85 | 80.01 | 79.57 | 82.71 | 88.01 | Maintain Status Quo | Afghanistan | AFG | 2022-01-02 | v8 | TRUE
https://raw.githubusercontent.com/mrc-ide/global-lmic-reports/master/AFG/projections.csv | 2021-05-24 | ICU_incidence | 22.56 | 23.7 | 24.99 | 24.86 | 25.84 | 27.49 | Maintain Status Quo | Afghanistan | AFG | 2022-01-02 | v8 | TRUE
https://raw.githubusercontent.com/mrc-ide/global-lmic-reports/master/AFG/projections.csv | 2021-05-24 | prevalence | 83270.59 | 87624.35 | 91991.44 | 92024.67 | 95878.77 | 101268.04 | Maintain Status Quo | Afghanistan | AFG | 2022-01-02 | v8 | TRUE
https://raw.githubusercontent.com/mrc-ide/global-lmic-reports/master/AFG/projections.csv | 2021-05-24 | cumulative_infections | 1397544.34 | 1456867.29 | 1487663.39 | 1493105.59 | 1524410.38 | 1635183.94 | Maintain Status Quo | Afghanistan | AFG | 2022-01-02 | v8 | TRUE
https://raw.githubusercontent.com/mrc-ide/global-lmic-reports/master/AFG/projections.csv | 2021-05-24 | cumulative_deaths | 2583.41 | 2679.48 | 2756.22 | 2765.21 | 2827.86 | 3071.38 | Maintain Status Quo | Afghanistan | AFG | 2022-01-02 | v8 | TRUE
https://raw.githubusercontent.com/mrc-ide/global-lmic-reports/master/AFG/projections.csv | 2021-05-24 | Rt | 1.55 | 1.57 | 1.59 | 1.59 | 1.6 | 1.65 | Maintain Status Quo | Afghanistan | AFG | 2022-01-02 | v8 | TRUE
https://raw.githubusercontent.com/mrc-ide/global-lmic-reports/master/AFG/projections.csv | 2021-05-24 | Reff | 1.46 | 1.48 | 1.49 | 1.5 | 1.51 | 1.55 | Maintain Status Quo | Afghanistan | AFG | 2022-01-02 | v8 | TRUE
https://raw.githubusercontent.com/mrc-ide/global-lmic-reports/master/AFG/projections.csv | 2021-05-24 | infections | 15519.55 | 16467.78 | 17159.36 | 17228.62 | 17915.35 | 19136.44 | Optimistic | Afghanistan | AFG | 2022-01-02 | v8 | TRUE
https://raw.githubusercontent.com/mrc-ide/global-lmic-reports/master/AFG/projections.csv | 2021-05-24 | deaths | 11.26 | 12.05 | 12.58 | 12.56 | 13.09 | 13.95 | Optimistic | Afghanistan | AFG | 2022-01-02 | v8 | TRUE
https://raw.githubusercontent.com/mrc-ide/global-lmic-reports/master/AFG/projections.csv | 2021-05-24 | hospital_demand | 540.39 | 573.67 | 602.16 | 599.03 | 619.08 | 665.07 | Optimistic | Afghanistan | AFG | 2022-01-02 | v8 | TRUE
https://raw.githubusercontent.com/mrc-ide/global-lmic-reports/master/AFG/projections.csv | 2021-05-24 | ICU_demand | 212.65 | 226.68 | 236.9 | 236.35 | 244.93 | 262.42 | Optimistic | Afghanistan | AFG | 2022-01-02 | v8 | TRUE
https://raw.githubusercontent.com/mrc-ide/global-lmic-reports/master/AFG/projections.csv | 2021-05-24 | hospital_incidence | 72.22 | 75.85 | 80.01 | 79.57 | 82.71 | 88.01 | Optimistic | Afghanistan | AFG | 2022-01-02 | v8 | TRUE
https://raw.githubusercontent.com/mrc-ide/global-lmic-reports/master/AFG/projections.csv | 2021-05-24 | ICU_incidence | 22.56 | 23.7 | 24.99 | 24.86 | 25.84 | 27.49 | Optimistic | Afghanistan | AFG | 2022-01-02 | v8 | TRUE
https://raw.githubusercontent.com/mrc-ide/global-lmic-reports/master/AFG/projections.csv | 2021-05-24 | prevalence | 83270.59 | 87624.35 | 91991.44 | 92024.67 | 95878.77 | 101268.04 | Optimistic | Afghanistan | AFG | 2022-01-02 | v8 | TRUE
https://raw.githubusercontent.com/mrc-ide/global-lmic-reports/master/AFG/projections.csv | 2021-05-24 | cumulative_infections | 1397544.34 | 1456867.29 | 1487663.39 | 1493105.59 | 1524410.38 | 1635183.94 | Optimistic | Afghanistan | AFG | 2022-01-02 | v8 | TRUE
https://raw.githubusercontent.com/mrc-ide/global-lmic-reports/master/AFG/projections.csv | 2021-05-24 | cumulative_deaths | 2583.41 | 2679.48 | 2756.22 | 2765.21 | 2827.86 | 3071.38 | Optimistic | Afghanistan | AFG | 2022-01-02 | v8 | TRUE
https://raw.githubusercontent.com/mrc-ide/global-lmic-reports/master/AFG/projections.csv | 2021-05-24 | Rt | 1.55 | 1.57 | 1.59 | 1.59 | 1.6 | 1.65 | Optimistic | Afghanistan | AFG | 2022-01-02 | v8 | TRUE
https://raw.githubusercontent.com/mrc-ide/global-lmic-reports/master/AFG/projections.csv | 2021-05-24 | Reff | 1.46 | 1.48 | 1.49 | 1.5 | 1.51 | 1.55 | Optimistic | Afghanistan | AFG | 2022-01-02 | v8 | TRUE
https://raw.githubusercontent.com/mrc-ide/global-lmic-reports/master/AFG/projections.csv | 2021-05-24 | infections | 15519.55 | 16467.78 | 17159.36 | 17228.62 | 17915.35 | 19136.44 | Pessimistic | Afghanistan | AFG | 2022-01-02 | v8 | TRUE
https://raw.githubusercontent.com/mrc-ide/global-lmic-reports/master/AFG/projections.csv | 2021-05-24 | deaths | 11.26 | 12.05 | 12.58 | 12.56 | 13.09 | 13.95 | Pessimistic | Afghanistan | AFG | 2022-01-02 | v8 | TRUE
https://raw.githubusercontent.com/mrc-ide/global-lmic-reports/master/AFG/projections.csv | 2021-05-24 | hospital_demand | 540.39 | 573.67 | 602.16 | 599.03 | 619.08 | 665.07 | Pessimistic | Afghanistan | AFG | 2022-01-02 | v8 | TRUE
https://raw.githubusercontent.com/mrc-ide/global-lmic-reports/master/AFG/projections.csv | 2021-05-24 | ICU_demand | 212.65 | 226.68 | 236.9 | 236.35 | 244.93 | 262.42 | Pessimistic | Afghanistan | AFG | 2022-01-02 | v8 | TRUE
https://raw.githubusercontent.com/mrc-ide/global-lmic-reports/master/AFG/projections.csv | 2021-05-24 | hospital_incidence | 72.22 | 75.85 | 80.01 | 79.57 | 82.71 | 88.01 | Pessimistic | Afghanistan | AFG | 2022-01-02 | v8 | TRUE
https://raw.githubusercontent.com/mrc-ide/global-lmic-reports/master/AFG/projections.csv | 2021-05-24 | ICU_incidence | 22.56 | 23.7 | 24.99 | 24.86 | 25.84 | 27.49 | Pessimistic | Afghanistan | AFG | 2022-01-02 | v8 | TRUE
https://raw.githubusercontent.com/mrc-ide/global-lmic-reports/master/AFG/projections.csv | 2021-05-24 | prevalence | 83270.59 | 87624.35 | 91991.44 | 92024.67 | 95878.77 | 101268.04 | Pessimistic | Afghanistan | AFG | 2022-01-02 | v8 | TRUE
https://raw.githubusercontent.com/mrc-ide/global-lmic-reports/master/AFG/projections.csv | 2021-05-24 | cumulative_infections | 1397544.34 | 1456867.29 | 1487663.39 | 1493105.59 | 1524410.38 | 1635183.94 | Pessimistic | Afghanistan | AFG | 2022-01-02 | v8 | TRUE
https://raw.githubusercontent.com/mrc-ide/global-lmic-reports/master/AFG/projections.csv | 2021-05-24 | cumulative_deaths | 2583.41 | 2679.48 | 2756.22 | 2765.21 | 2827.86 | 3071.38 | Pessimistic | Afghanistan | AFG | 2022-01-02 | v8 | TRUE
https://raw.githubusercontent.com/mrc-ide/global-lmic-reports/master/AFG/projections.csv | 2021-05-24 | Rt | 1.55 | 1.57 | 1.59 | 1.59 | 1.6 | 1.65 | Pessimistic | Afghanistan | AFG | 2022-01-02 | v8 | TRUE
https://raw.githubusercontent.com/mrc-ide/global-lmic-reports/master/AFG/projections.csv | 2021-05-24 | Reff | 1.46 | 1.48 | 1.49 | 1.5 | 1.51 | 1.55 | Pessimistic | Afghanistan | AFG | 2022-01-02 | v8 | TRUE
https://raw.githubusercontent.com/mrc-ide/global-lmic-reports/master/AFG/projections.csv | 2021-05-24 | infections | 15519.55 | 16467.78 | 17159.36 | 17228.62 | 17915.35 | 19136.44 | Relax Interventions 50% | Afghanistan | AFG | 2022-01-02 | v8 | TRUE
https://raw.githubusercontent.com/mrc-ide/global-lmic-reports/master/AFG/projections.csv | 2021-05-24 | deaths | 11.26 | 12.05 | 12.58 | 12.56 | 13.09 | 13.95 | Relax Interventions 50% | Afghanistan | AFG | 2022-01-02 | v8 | TRUE
https://raw.githubusercontent.com/mrc-ide/global-lmic-reports/master/AFG/projections.csv | 2021-05-24 | hospital_demand | 540.39 | 573.67 | 602.16 | 599.03 | 619.08 | 665.07 | Relax Interventions 50% | Afghanistan | AFG | 2022-01-02 | v8 | TRUE
https://raw.githubusercontent.com/mrc-ide/global-lmic-reports/master/AFG/projections.csv | 2021-05-24 | ICU_demand | 212.65 | 226.68 | 236.9 | 236.35 | 244.93 | 262.42 | Relax Interventions 50% | Afghanistan | AFG | 2022-01-02 | v8 | TRUE
https://raw.githubusercontent.com/mrc-ide/global-lmic-reports/master/AFG/projections.csv | 2021-05-24 | hospital_incidence | 72.22 | 75.85 | 80.01 | 79.57 | 82.71 | 88.01 | Relax Interventions 50% | Afghanistan | AFG | 2022-01-02 | v8 | TRUE
https://raw.githubusercontent.com/mrc-ide/global-lmic-reports/master/AFG/projections.csv | 2021-05-24 | ICU_incidence | 22.56 | 23.7 | 24.99 | 24.86 | 25.84 | 27.49 | Relax Interventions 50% | Afghanistan | AFG | 2022-01-02 | v8 | TRUE
https://raw.githubusercontent.com/mrc-ide/global-lmic-reports/master/AFG/projections.csv | 2021-05-24 | prevalence | 83270.59 | 87624.35 | 91991.44 | 92024.67 | 95878.77 | 101268.04 | Relax Interventions 50% | Afghanistan | AFG | 2022-01-02 | v8 | TRUE
https://raw.githubusercontent.com/mrc-ide/global-lmic-reports/master/AFG/projections.csv | 2021-05-24 | cumulative_infections | 1397544.34 | 1456867.29 | 1487663.39 | 1493105.59 | 1524410.38 | 1635183.94 | Relax Interventions 50% | Afghanistan | AFG | 2022-01-02 | v8 | TRUE
https://raw.githubusercontent.com/mrc-ide/global-lmic-reports/master/AFG/projections.csv | 2021-05-24 | cumulative_deaths | 2583.41 | 2679.48 | 2756.22 | 2765.21 | 2827.86 | 3071.38 | Relax Interventions 50% | Afghanistan | AFG | 2022-01-02 | v8 | TRUE
https://raw.githubusercontent.com/mrc-ide/global-lmic-reports/master/AFG/projections.csv | 2021-05-24 | Rt | 1.55 | 1.57 | 1.59 | 1.59 | 1.6 | 1.65 | Relax Interventions 50% | Afghanistan | AFG | 2022-01-02 | v8 | TRUE
https://raw.githubusercontent.com/mrc-ide/global-lmic-reports/master/AFG/projections.csv | 2021-05-24 | Reff | 1.46 | 1.48 | 1.49 | 1.5 | 1.51 | 1.55 | Relax Interventions 50% | Afghanistan | AFG | 2022-01-02 | v8 | TRUE
https://raw.githubusercontent.com/mrc-ide/global-lmic-reports/master/AFG/projections.csv | 2021-05-24 | infections | 15156.35 | 16639.6 | 17088.89 | 17065.46 | 17586.95 | 18720.55 | Surged Additional 50% Reduction | Afghanistan | AFG | 2022-01-02 | v8 | TRUE
https://raw.githubusercontent.com/mrc-ide/global-lmic-reports/master/AFG/projections.csv | 2021-05-24 | deaths | 11.33 | 12.2 | 12.49 | 12.54 | 12.85 | 13.77 | Surged Additional 50% Reduction | Afghanistan | AFG | 2022-01-02 | v8 | TRUE
https://raw.githubusercontent.com/mrc-ide/global-lmic-reports/master/AFG/projections.csv | 2021-05-24 | hospital_demand | 537.66 | 579.6 | 597.03 | 597.06 | 612.41 | 650.17 | Surged Additional 50% Reduction | Afghanistan | AFG | 2022-01-02 | v8 | TRUE
https://raw.githubusercontent.com/mrc-ide/global-lmic-reports/master/AFG/projections.csv | 2021-05-24 | ICU_demand | 212.73 | 229.68 | 235.08 | 235.82 | 241.94 | 257.37 | Surged Additional 50% Reduction | Afghanistan | AFG | 2022-01-02 | v8 | TRUE
https://raw.githubusercontent.com/mrc-ide/global-lmic-reports/master/AFG/projections.csv | 2021-05-24 | hospital_incidence | 71.03 | 76.69 | 79.19 | 79 | 81.37 | 85.05 | Surged Additional 50% Reduction | Afghanistan | AFG | 2022-01-02 | v8 | TRUE
https://raw.githubusercontent.com/mrc-ide/global-lmic-reports/master/AFG/projections.csv | 2021-05-24 | ICU_incidence | 22.19 | 23.96 | 24.74 | 24.68 | 25.42 | 26.57 | Surged Additional 50% Reduction | Afghanistan | AFG | 2022-01-02 | v8 | TRUE
https://raw.githubusercontent.com/mrc-ide/global-lmic-reports/master/AFG/projections.csv | 2021-05-24 | prevalence | 80775.46 | 88380.67 | 91712.6 | 91241.38 | 94257.87 | 98787.69 | Surged Additional 50% Reduction | Afghanistan | AFG | 2022-01-02 | v8 | TRUE
https://raw.githubusercontent.com/mrc-ide/global-lmic-reports/master/AFG/projections.csv | 2021-05-24 | cumulative_infections | 1405530.78 | 1452025.05 | 1483306.95 | 1481256.19 | 1514864.37 | 1565770.22 | Surged Additional 50% Reduction | Afghanistan | AFG | 2022-01-02 | v8 | TRUE
https://raw.githubusercontent.com/mrc-ide/global-lmic-reports/master/AFG/projections.csv | 2021-05-24 | cumulative_deaths | 2574.52 | 2662.15 | 2721.11 | 2728.35 | 2792.75 | 2915.21 | Surged Additional 50% Reduction | Afghanistan | AFG | 2022-01-02 | v8 | TRUE
https://raw.githubusercontent.com/mrc-ide/global-lmic-reports/master/AFG/projections.csv | 2021-05-24 | Rt | 1.55 | 1.57 | 1.58 | 1.59 | 1.6 | 1.64 | Surged Additional 50% Reduction | Afghanistan | AFG | 2022-01-02 | v8 | TRUE
https://raw.githubusercontent.com/mrc-ide/global-lmic-reports/master/AFG/projections.csv | 2021-05-24 | Reff | 1.46 | 1.48 | 1.49 | 1.49 | 1.51 | 1.54 | Surged Additional 50% Reduction | Afghanistan | AFG | 2022-01-02 | v8 | TRUE
https://raw.githubusercontent.com/mrc-ide/global-lmic-reports/master/AFG/projections.csv | 2021-05-24 | infections | 15156.35 | 16639.6 | 17088.89 | 17065.46 | 17586.95 | 18720.55 | Surged Maintain Status Quo | Afghanistan | AFG | 2022-01-02 | v8 | TRUE
https://raw.githubusercontent.com/mrc-ide/global-lmic-reports/master/AFG/projections.csv | 2021-05-24 | deaths | 11.33 | 12.2 | 12.49 | 12.54 | 12.85 | 13.77 | Surged Maintain Status Quo | Afghanistan | AFG | 2022-01-02 | v8 | TRUE
https://raw.githubusercontent.com/mrc-ide/global-lmic-reports/master/AFG/projections.csv | 2021-05-24 | hospital_demand | 537.66 | 579.6 | 597.03 | 597.06 | 612.41 | 650.17 | Surged Maintain Status Quo | Afghanistan | AFG | 2022-01-02 | v8 | TRUE
https://raw.githubusercontent.com/mrc-ide/global-lmic-reports/master/AFG/projections.csv | 2021-05-24 | ICU_demand | 212.73 | 229.68 | 235.08 | 235.82 | 241.94 | 257.37 | Surged Maintain Status Quo | Afghanistan | AFG | 2022-01-02 | v8 | TRUE
https://raw.githubusercontent.com/mrc-ide/global-lmic-reports/master/AFG/projections.csv | 2021-05-24 | hospital_incidence | 71.03 | 76.69 | 79.19 | 79 | 81.37 | 85.05 | Surged Maintain Status Quo | Afghanistan | AFG | 2022-01-02 | v8 | TRUE
https://raw.githubusercontent.com/mrc-ide/global-lmic-reports/master/AFG/projections.csv | 2021-05-24 | ICU_incidence | 22.19 | 23.96 | 24.74 | 24.68 | 25.42 | 26.57 | Surged Maintain Status Quo | Afghanistan | AFG | 2022-01-02 | v8 | TRUE
https://raw.githubusercontent.com/mrc-ide/global-lmic-reports/master/AFG/projections.csv | 2021-05-24 | prevalence | 80775.46 | 88380.67 | 91712.6 | 91241.38 | 94257.87 | 98787.69 | Surged Maintain Status Quo | Afghanistan | AFG | 2022-01-02 | v8 | TRUE
https://raw.githubusercontent.com/mrc-ide/global-lmic-reports/master/AFG/projections.csv | 2021-05-24 | cumulative_infections | 1405530.78 | 1452025.05 | 1483306.95 | 1481256.19 | 1514864.37 | 1565770.22 | Surged Maintain Status Quo | Afghanistan | AFG | 2022-01-02 | v8 | TRUE
https://raw.githubusercontent.com/mrc-ide/global-lmic-reports/master/AFG/projections.csv | 2021-05-24 | cumulative_deaths | 2574.52 | 2662.15 | 2721.11 | 2728.35 | 2792.75 | 2915.21 | Surged Maintain Status Quo | Afghanistan | AFG | 2022-01-02 | v8 | TRUE
https://raw.githubusercontent.com/mrc-ide/global-lmic-reports/master/AFG/projections.csv | 2021-05-24 | Rt | 1.55 | 1.57 | 1.58 | 1.59 | 1.6 | 1.64 | Surged Maintain Status Quo | Afghanistan | AFG | 2022-01-02 | v8 | TRUE
https://raw.githubusercontent.com/mrc-ide/global-lmic-reports/master/AFG/projections.csv | 2021-05-24 | Reff | 1.46 | 1.48 | 1.49 | 1.49 | 1.51 | 1.54 | Surged Maintain Status Quo | Afghanistan | AFG | 2022-01-02 | v8 | TRUE
https://raw.githubusercontent.com/mrc-ide/global-lmic-reports/master/AFG/projections.csv | 2021-05-24 | infections | 15156.35 | 16639.6 | 17088.89 | 17065.46 | 17586.95 | 18720.55 | Surged Optimistic | Afghanistan | AFG | 2022-01-02 | v8 | TRUE
https://raw.githubusercontent.com/mrc-ide/global-lmic-reports/master/AFG/projections.csv | 2021-05-24 | deaths | 11.33 | 12.2 | 12.49 | 12.54 | 12.85 | 13.77 | Surged Optimistic | Afghanistan | AFG | 2022-01-02 | v8 | TRUE
https://raw.githubusercontent.com/mrc-ide/global-lmic-reports/master/AFG/projections.csv | 2021-05-24 | hospital_demand | 537.66 | 579.6 | 597.03 | 597.06 | 612.41 | 650.17 | Surged Optimistic | Afghanistan | AFG | 2022-01-02 | v8 | TRUE
https://raw.githubusercontent.com/mrc-ide/global-lmic-reports/master/AFG/projections.csv | 2021-05-24 | ICU_demand | 212.73 | 229.68 | 235.08 | 235.82 | 241.94 | 257.37 | Surged Optimistic | Afghanistan | AFG | 2022-01-02 | v8 | TRUE
https://raw.githubusercontent.com/mrc-ide/global-lmic-reports/master/AFG/projections.csv | 2021-05-24 | hospital_incidence | 71.03 | 76.69 | 79.19 | 79 | 81.37 | 85.05 | Surged Optimistic | Afghanistan | AFG | 2022-01-02 | v8 | TRUE
https://raw.githubusercontent.com/mrc-ide/global-lmic-reports/master/AFG/projections.csv | 2021-05-24 | ICU_incidence | 22.19 | 23.96 | 24.74 | 24.68 | 25.42 | 26.57 | Surged Optimistic | Afghanistan | AFG | 2022-01-02 | v8 | TRUE
https://raw.githubusercontent.com/mrc-ide/global-lmic-reports/master/AFG/projections.csv | 2021-05-24 | prevalence | 80775.46 | 88380.67 | 91712.6 | 91241.38 | 94257.87 | 98787.69 | Surged Optimistic | Afghanistan | AFG | 2022-01-02 | v8 | TRUE
https://raw.githubusercontent.com/mrc-ide/global-lmic-reports/master/AFG/projections.csv | 2021-05-24 | cumulative_infections | 1405530.78 | 1452025.05 | 1483306.95 | 1481256.19 | 1514864.37 | 1565770.22 | Surged Optimistic | Afghanistan | AFG | 2022-01-02 | v8 | TRUE
https://raw.githubusercontent.com/mrc-ide/global-lmic-reports/master/AFG/projections.csv | 2021-05-24 | cumulative_deaths | 2574.52 | 2662.15 | 2721.11 | 2728.35 | 2792.75 | 2915.21 | Surged Optimistic | Afghanistan | AFG | 2022-01-02 | v8 | TRUE
https://raw.githubusercontent.com/mrc-ide/global-lmic-reports/master/AFG/projections.csv | 2021-05-24 | Rt | 1.55 | 1.57 | 1.58 | 1.59 | 1.6 | 1.64 | Surged Optimistic | Afghanistan | AFG | 2022-01-02 | v8 | TRUE
https://raw.githubusercontent.com/mrc-ide/global-lmic-reports/master/AFG/projections.csv | 2021-05-24 | Reff | 1.46 | 1.48 | 1.49 | 1.49 | 1.51 | 1.54 | Surged Optimistic | Afghanistan | AFG | 2022-01-02 | v8 | TRUE
https://raw.githubusercontent.com/mrc-ide/global-lmic-reports/master/AFG/projections.csv | 2021-05-24 | infections | 15156.35 | 16639.6 | 17088.89 | 17065.46 | 17586.95 | 18720.55 | Surged Pessimistic | Afghanistan | AFG | 2022-01-02 | v8 | TRUE
https://raw.githubusercontent.com/mrc-ide/global-lmic-reports/master/AFG/projections.csv | 2021-05-24 | deaths | 11.33 | 12.2 | 12.49 | 12.54 | 12.85 | 13.77 | Surged Pessimistic | Afghanistan | AFG | 2022-01-02 | v8 | TRUE
https://raw.githubusercontent.com/mrc-ide/global-lmic-reports/master/AFG/projections.csv | 2021-05-24 | hospital_demand | 537.66 | 579.6 | 597.03 | 597.06 | 612.41 | 650.17 | Surged Pessimistic | Afghanistan | AFG | 2022-01-02 | v8 | TRUE
https://raw.githubusercontent.com/mrc-ide/global-lmic-reports/master/AFG/projections.csv | 2021-05-24 | ICU_demand | 212.73 | 229.68 | 235.08 | 235.82 | 241.94 | 257.37 | Surged Pessimistic | Afghanistan | AFG | 2022-01-02 | v8 | TRUE
https://raw.githubusercontent.com/mrc-ide/global-lmic-reports/master/AFG/projections.csv | 2021-05-24 | hospital_incidence | 71.03 | 76.69 | 79.19 | 79 | 81.37 | 85.05 | Surged Pessimistic | Afghanistan | AFG | 2022-01-02 | v8 | TRUE
https://raw.githubusercontent.com/mrc-ide/global-lmic-reports/master/AFG/projections.csv | 2021-05-24 | ICU_incidence | 22.19 | 23.96 | 24.74 | 24.68 | 25.42 | 26.57 | Surged Pessimistic | Afghanistan | AFG | 2022-01-02 | v8 | TRUE
https://raw.githubusercontent.com/mrc-ide/global-lmic-reports/master/AFG/projections.csv | 2021-05-24 | prevalence | 80775.46 | 88380.67 | 91712.6 | 91241.38 | 94257.87 | 98787.69 | Surged Pessimistic | Afghanistan | AFG | 2022-01-02 | v8 | TRUE
https://raw.githubusercontent.com/mrc-ide/global-lmic-reports/master/AFG/projections.csv | 2021-05-24 | cumulative_infections | 1405530.78 | 1452025.05 | 1483306.95 | 1481256.19 | 1514864.37 | 1565770.22 | Surged Pessimistic | Afghanistan | AFG | 2022-01-02 | v8 | TRUE
https://raw.githubusercontent.com/mrc-ide/global-lmic-reports/master/AFG/projections.csv | 2021-05-24 | cumulative_deaths | 2574.52 | 2662.15 | 2721.11 | 2728.35 | 2792.75 | 2915.21 | Surged Pessimistic | Afghanistan | AFG | 2022-01-02 | v8 | TRUE
https://raw.githubusercontent.com/mrc-ide/global-lmic-reports/master/AFG/projections.csv | 2021-05-24 | Rt | 1.55 | 1.57 | 1.58 | 1.59 | 1.6 | 1.64 | Surged Pessimistic | Afghanistan | AFG | 2022-01-02 | v8 | TRUE
https://raw.githubusercontent.com/mrc-ide/global-lmic-reports/master/AFG/projections.csv | 2021-05-24 | Reff | 1.46 | 1.48 | 1.49 | 1.49 | 1.51 | 1.54 | Surged Pessimistic | Afghanistan | AFG | 2022-01-02 | v8 | TRUE
https://raw.githubusercontent.com/mrc-ide/global-lmic-reports/master/AFG/projections.csv | 2021-05-24 | infections | 15156.35 | 16639.6 | 17088.89 | 17065.46 | 17586.95 | 18720.55 | Surged Relax Interventions 50% | Afghanistan | AFG | 2022-01-02 | v8 | TRUE
https://raw.githubusercontent.com/mrc-ide/global-lmic-reports/master/AFG/projections.csv | 2021-05-24 | deaths | 11.33 | 12.2 | 12.49 | 12.54 | 12.85 | 13.77 | Surged Relax Interventions 50% | Afghanistan | AFG | 2022-01-02 | v8 | TRUE
https://raw.githubusercontent.com/mrc-ide/global-lmic-reports/master/AFG/projections.csv | 2021-05-24 | hospital_demand | 537.66 | 579.6 | 597.03 | 597.06 | 612.41 | 650.17 | Surged Relax Interventions 50% | Afghanistan | AFG | 2022-01-02 | v8 | TRUE
https://raw.githubusercontent.com/mrc-ide/global-lmic-reports/master/AFG/projections.csv | 2021-05-24 | ICU_demand | 212.73 | 229.68 | 235.08 | 235.82 | 241.94 | 257.37 | Surged Relax Interventions 50% | Afghanistan | AFG | 2022-01-02 | v8 | TRUE
https://raw.githubusercontent.com/mrc-ide/global-lmic-reports/master/AFG/projections.csv | 2021-05-24 | hospital_incidence | 71.03 | 76.69 | 79.19 | 79 | 81.37 | 85.05 | Surged Relax Interventions 50% | Afghanistan | AFG | 2022-01-02 | v8 | TRUE
https://raw.githubusercontent.com/mrc-ide/global-lmic-reports/master/AFG/projections.csv | 2021-05-24 | ICU_incidence | 22.19 | 23.96 | 24.74 | 24.68 | 25.42 | 26.57 | Surged Relax Interventions 50% | Afghanistan | AFG | 2022-01-02 | v8 | TRUE
https://raw.githubusercontent.com/mrc-ide/global-lmic-reports/master/AFG/projections.csv | 2021-05-24 | prevalence | 80775.46 | 88380.67 | 91712.6 | 91241.38 | 94257.87 | 98787.69 | Surged Relax Interventions 50% | Afghanistan | AFG | 2022-01-02 | v8 | TRUE
https://raw.githubusercontent.com/mrc-ide/global-lmic-reports/master/AFG/projections.csv | 2021-05-24 | cumulative_infections | 1405530.78 | 1452025.05 | 1483306.95 | 1481256.19 | 1514864.37 | 1565770.22 | Surged Relax Interventions 50% | Afghanistan | AFG | 2022-01-02 | v8 | TRUE
https://raw.githubusercontent.com/mrc-ide/global-lmic-reports/master/AFG/projections.csv | 2021-05-24 | cumulative_deaths | 2574.52 | 2662.15 | 2721.11 | 2728.35 | 2792.75 | 2915.21 | Surged Relax Interventions 50% | Afghanistan | AFG | 2022-01-02 | v8 | TRUE
https://raw.githubusercontent.com/mrc-ide/global-lmic-reports/master/AFG/projections.csv | 2021-05-24 | Rt | 1.55 | 1.57 | 1.58 | 1.59 | 1.6 | 1.64 | Surged Relax Interventions 50% | Afghanistan | AFG | 2022-01-02 | v8 | TRUE
https://raw.githubusercontent.com/mrc-ide/global-lmic-reports/master/AFG/projections.csv | 2021-05-24 | Reff | 1.46 | 1.48 | 1.49 | 1.49 | 1.51 | 1.54 | Surged Relax Interventions 50% | Afghanistan | AFG | 2022-01-02 | v8 | TRUE
https://raw.githubusercontent.com/mrc-ide/global-lmic-reports/master/AFG/projections.csv | 2021-05-25 | infections | 16516.17 | 17533.72 | 18242.57 | 18359.57 | 19109.95 | 20412.92 | Additional 50% Reduction | Afghanistan | AFG | 2022-01-02 | v8 | TRUE
https://raw.githubusercontent.com/mrc-ide/global-lmic-reports/master/AFG/projections.csv | 2021-05-25 | deaths | 11.66 | 12.43 | 13.01 | 12.98 | 13.49 | 14.41 | Additional 50% Reduction | Afghanistan | AFG | 2022-01-02 | v8 | TRUE
https://raw.githubusercontent.com/mrc-ide/global-lmic-reports/master/AFG/projections.csv | 2021-05-25 | hospital_demand | 560.91 | 593.57 | 625.34 | 620.62 | 640.67 | 688.86 | Additional 50% Reduction | Afghanistan | AFG | 2022-01-02 | v8 | TRUE
https://raw.githubusercontent.com/mrc-ide/global-lmic-reports/master/AFG/projections.csv | 2021-05-25 | ICU_demand | 220.89 | 234.77 | 246.03 | 245.07 | 253.29 | 272.04 | Additional 50% Reduction | Afghanistan | AFG | 2022-01-02 | v8 | TRUE
https://raw.githubusercontent.com/mrc-ide/global-lmic-reports/master/AFG/projections.csv | 2021-05-25 | hospital_incidence | 75.45 | 79.21 | 83.44 | 83.13 | 86.43 | 91.76 | Additional 50% Reduction | Afghanistan | AFG | 2022-01-02 | v8 | TRUE
https://raw.githubusercontent.com/mrc-ide/global-lmic-reports/master/AFG/projections.csv | 2021-05-25 | ICU_incidence | 23.58 | 24.76 | 26.07 | 25.98 | 27.01 | 28.67 | Additional 50% Reduction | Afghanistan | AFG | 2022-01-02 | v8 | TRUE
https://raw.githubusercontent.com/mrc-ide/global-lmic-reports/master/AFG/projections.csv | 2021-05-25 | prevalence | 88712.04 | 93539.56 | 97845.95 | 98132.07 | 102155.5 | 108243.22 | Additional 50% Reduction | Afghanistan | AFG | 2022-01-02 | v8 | TRUE
https://raw.githubusercontent.com/mrc-ide/global-lmic-reports/master/AFG/projections.csv | 2021-05-25 | cumulative_infections | 1414298.42 | 1475051.22 | 1506265.46 | 1511465.15 | 1542442.32 | 1654686.84 | Additional 50% Reduction | Afghanistan | AFG | 2022-01-02 | v8 | TRUE
https://raw.githubusercontent.com/mrc-ide/global-lmic-reports/master/AFG/projections.csv | 2021-05-25 | cumulative_deaths | 2595.98 | 2691.78 | 2769 | 2778.19 | 2840.91 | 3085.17 | Additional 50% Reduction | Afghanistan | AFG | 2022-01-02 | v8 | TRUE
https://raw.githubusercontent.com/mrc-ide/global-lmic-reports/master/AFG/projections.csv | 2021-05-25 | Rt | 1.54 | 1.57 | 1.58 | 1.58 | 1.59 | 1.63 | Additional 50% Reduction | Afghanistan | AFG | 2022-01-02 | v8 | TRUE
https://raw.githubusercontent.com/mrc-ide/global-lmic-reports/master/AFG/projections.csv | 2021-05-25 | Reff | 1.45 | 1.47 | 1.48 | 1.49 | 1.5 | 1.53 | Additional 50% Reduction | Afghanistan | AFG | 2022-01-02 | v8 | TRUE
https://raw.githubusercontent.com/mrc-ide/global-lmic-reports/master/AFG/projections.csv | 2021-05-25 | infections | 16516.17 | 17533.72 | 18242.57 | 18359.57 | 19109.95 | 20412.92 | Maintain Status Quo | Afghanistan | AFG | 2022-01-02 | v8 | TRUE
https://raw.githubusercontent.com/mrc-ide/global-lmic-reports/master/AFG/projections.csv | 2021-05-25 | deaths | 11.66 | 12.43 | 13.01 | 12.98 | 13.49 | 14.41 | Maintain Status Quo | Afghanistan | AFG | 2022-01-02 | v8 | TRUE
https://raw.githubusercontent.com/mrc-ide/global-lmic-reports/master/AFG/projections.csv | 2021-05-25 | hospital_demand | 560.91 | 593.57 | 625.34 | 620.62 | 640.67 | 688.86 | Maintain Status Quo | Afghanistan | AFG | 2022-01-02 | v8 | TRUE
https://raw.githubusercontent.com/mrc-ide/global-lmic-reports/master/AFG/projections.csv | 2021-05-25 | ICU_demand | 220.89 | 234.77 | 246.03 | 245.07 | 253.29 | 272.04 | Maintain Status Quo | Afghanistan | AFG | 2022-01-02 | v8 | TRUE
https://raw.githubusercontent.com/mrc-ide/global-lmic-reports/master/AFG/projections.csv | 2021-05-25 | hospital_incidence | 75.45 | 79.21 | 83.44 | 83.13 | 86.43 | 91.76 | Maintain Status Quo | Afghanistan | AFG | 2022-01-02 | v8 | TRUE
https://raw.githubusercontent.com/mrc-ide/global-lmic-reports/master/AFG/projections.csv | 2021-05-25 | ICU_incidence | 23.58 | 24.76 | 26.07 | 25.98 | 27.01 | 28.67 | Maintain Status Quo | Afghanistan | AFG | 2022-01-02 | v8 | TRUE
https://raw.githubusercontent.com/mrc-ide/global-lmic-reports/master/AFG/projections.csv | 2021-05-25 | prevalence | 88712.04 | 93539.56 | 97845.95 | 98132.07 | 102155.5 | 108243.22 | Maintain Status Quo | Afghanistan | AFG | 2022-01-02 | v8 | TRUE
https://raw.githubusercontent.com/mrc-ide/global-lmic-reports/master/AFG/projections.csv | 2021-05-25 | cumulative_infections | 1414298.42 | 1475051.22 | 1506265.46 | 1511465.15 | 1542442.32 | 1654686.84 | Maintain Status Quo | Afghanistan | AFG | 2022-01-02 | v8 | TRUE
https://raw.githubusercontent.com/mrc-ide/global-lmic-reports/master/AFG/projections.csv | 2021-05-25 | cumulative_deaths | 2595.98 | 2691.78 | 2769 | 2778.19 | 2840.91 | 3085.17 | Maintain Status Quo | Afghanistan | AFG | 2022-01-02 | v8 | TRUE
https://raw.githubusercontent.com/mrc-ide/global-lmic-reports/master/AFG/projections.csv | 2021-05-25 | Rt | 1.54 | 1.57 | 1.58 | 1.58 | 1.59 | 1.63 | Maintain Status Quo | Afghanistan | AFG | 2022-01-02 | v8 | TRUE
https://raw.githubusercontent.com/mrc-ide/global-lmic-reports/master/AFG/projections.csv | 2021-05-25 | Reff | 1.45 | 1.47 | 1.48 | 1.49 | 1.5 | 1.53 | Maintain Status Quo | Afghanistan | AFG | 2022-01-02 | v8 | TRUE
https://raw.githubusercontent.com/mrc-ide/global-lmic-reports/master/AFG/projections.csv | 2021-05-25 | infections | 16516.17 | 17533.72 | 18242.57 | 18359.57 | 19109.95 | 20412.92 | Optimistic | Afghanistan | AFG | 2022-01-02 | v8 | TRUE
https://raw.githubusercontent.com/mrc-ide/global-lmic-reports/master/AFG/projections.csv | 2021-05-25 | deaths | 11.66 | 12.43 | 13.01 | 12.98 | 13.49 | 14.41 | Optimistic | Afghanistan | AFG | 2022-01-02 | v8 | TRUE
https://raw.githubusercontent.com/mrc-ide/global-lmic-reports/master/AFG/projections.csv | 2021-05-25 | hospital_demand | 560.91 | 593.57 | 625.34 | 620.62 | 640.67 | 688.86 | Optimistic | Afghanistan | AFG | 2022-01-02 | v8 | TRUE
https://raw.githubusercontent.com/mrc-ide/global-lmic-reports/master/AFG/projections.csv | 2021-05-25 | ICU_demand | 220.89 | 234.77 | 246.03 | 245.07 | 253.29 | 272.04 | Optimistic | Afghanistan | AFG | 2022-01-02 | v8 | TRUE
https://raw.githubusercontent.com/mrc-ide/global-lmic-reports/master/AFG/projections.csv | 2021-05-25 | hospital_incidence | 75.45 | 79.21 | 83.44 | 83.13 | 86.43 | 91.76 | Optimistic | Afghanistan | AFG | 2022-01-02 | v8 | TRUE
https://raw.githubusercontent.com/mrc-ide/global-lmic-reports/master/AFG/projections.csv | 2021-05-25 | ICU_incidence | 23.58 | 24.76 | 26.07 | 25.98 | 27.01 | 28.67 | Optimistic | Afghanistan | AFG | 2022-01-02 | v8 | TRUE
https://raw.githubusercontent.com/mrc-ide/global-lmic-reports/master/AFG/projections.csv | 2021-05-25 | prevalence | 88712.04 | 93539.56 | 97845.95 | 98132.07 | 102155.5 | 108243.22 | Optimistic | Afghanistan | AFG | 2022-01-02 | v8 | TRUE
https://raw.githubusercontent.com/mrc-ide/global-lmic-reports/master/AFG/projections.csv | 2021-05-25 | cumulative_infections | 1414298.42 | 1475051.22 | 1506265.46 | 1511465.15 | 1542442.32 | 1654686.84 | Optimistic | Afghanistan | AFG | 2022-01-02 | v8 | TRUE
https://raw.githubusercontent.com/mrc-ide/global-lmic-reports/master/AFG/projections.csv | 2021-05-25 | cumulative_deaths | 2595.98 | 2691.78 | 2769 | 2778.19 | 2840.91 | 3085.17 | Optimistic | Afghanistan | AFG | 2022-01-02 | v8 | TRUE
https://raw.githubusercontent.com/mrc-ide/global-lmic-reports/master/AFG/projections.csv | 2021-05-25 | Rt | 1.54 | 1.57 | 1.58 | 1.58 | 1.59 | 1.63 | Optimistic | Afghanistan | AFG | 2022-01-02 | v8 | TRUE
https://raw.githubusercontent.com/mrc-ide/global-lmic-reports/master/AFG/projections.csv | 2021-05-25 | Reff | 1.45 | 1.47 | 1.48 | 1.49 | 1.5 | 1.53 | Optimistic | Afghanistan | AFG | 2022-01-02 | v8 | TRUE
https://raw.githubusercontent.com/mrc-ide/global-lmic-reports/master/AFG/projections.csv | 2021-05-25 | infections | 16516.17 | 17533.72 | 18242.57 | 18359.57 | 19109.95 | 20412.92 | Pessimistic | Afghanistan | AFG | 2022-01-02 | v8 | TRUE
https://raw.githubusercontent.com/mrc-ide/global-lmic-reports/master/AFG/projections.csv | 2021-05-25 | deaths | 11.66 | 12.43 | 13.01 | 12.98 | 13.49 | 14.41 | Pessimistic | Afghanistan | AFG | 2022-01-02 | v8 | TRUE
https://raw.githubusercontent.com/mrc-ide/global-lmic-reports/master/AFG/projections.csv | 2021-05-25 | hospital_demand | 560.91 | 593.57 | 625.34 | 620.62 | 640.67 | 688.86 | Pessimistic | Afghanistan | AFG | 2022-01-02 | v8 | TRUE
https://raw.githubusercontent.com/mrc-ide/global-lmic-reports/master/AFG/projections.csv | 2021-05-25 | ICU_demand | 220.89 | 234.77 | 246.03 | 245.07 | 253.29 | 272.04 | Pessimistic | Afghanistan | AFG | 2022-01-02 | v8 | TRUE
https://raw.githubusercontent.com/mrc-ide/global-lmic-reports/master/AFG/projections.csv | 2021-05-25 | hospital_incidence | 75.45 | 79.21 | 83.44 | 83.13 | 86.43 | 91.76 | Pessimistic | Afghanistan | AFG | 2022-01-02 | v8 | TRUE
https://raw.githubusercontent.com/mrc-ide/global-lmic-reports/master/AFG/projections.csv | 2021-05-25 | ICU_incidence | 23.58 | 24.76 | 26.07 | 25.98 | 27.01 | 28.67 | Pessimistic | Afghanistan | AFG | 2022-01-02 | v8 | TRUE
https://raw.githubusercontent.com/mrc-ide/global-lmic-reports/master/AFG/projections.csv | 2021-05-25 | prevalence | 88712.04 | 93539.56 | 97845.95 | 98132.07 | 102155.5 | 108243.22 | Pessimistic | Afghanistan | AFG | 2022-01-02 | v8 | TRUE
https://raw.githubusercontent.com/mrc-ide/global-lmic-reports/master/AFG/projections.csv | 2021-05-25 | cumulative_infections | 1414298.42 | 1475051.22 | 1506265.46 | 1511465.15 | 1542442.32 | 1654686.84 | Pessimistic | Afghanistan | AFG | 2022-01-02 | v8 | TRUE
https://raw.githubusercontent.com/mrc-ide/global-lmic-reports/master/AFG/projections.csv | 2021-05-25 | cumulative_deaths | 2595.98 | 2691.78 | 2769 | 2778.19 | 2840.91 | 3085.17 | Pessimistic | Afghanistan | AFG | 2022-01-02 | v8 | TRUE
https://raw.githubusercontent.com/mrc-ide/global-lmic-reports/master/AFG/projections.csv | 2021-05-25 | Rt | 1.54 | 1.57 | 1.58 | 1.58 | 1.59 | 1.63 | Pessimistic | Afghanistan | AFG | 2022-01-02 | v8 | TRUE
https://raw.githubusercontent.com/mrc-ide/global-lmic-reports/master/AFG/projections.csv | 2021-05-25 | Reff | 1.45 | 1.47 | 1.48 | 1.49 | 1.5 | 1.53 | Pessimistic | Afghanistan | AFG | 2022-01-02 | v8 | TRUE
https://raw.githubusercontent.com/mrc-ide/global-lmic-reports/master/AFG/projections.csv | 2021-05-25 | infections | 16516.17 | 17533.72 | 18242.57 | 18359.57 | 19109.95 | 20412.92 | Relax Interventions 50% | Afghanistan | AFG | 2022-01-02 | v8 | TRUE
https://raw.githubusercontent.com/mrc-ide/global-lmic-reports/master/AFG/projections.csv | 2021-05-25 | deaths | 11.66 | 12.43 | 13.01 | 12.98 | 13.49 | 14.41 | Relax Interventions 50% | Afghanistan | AFG | 2022-01-02 | v8 | TRUE
https://raw.githubusercontent.com/mrc-ide/global-lmic-reports/master/AFG/projections.csv | 2021-05-25 | hospital_demand | 560.91 | 593.57 | 625.34 | 620.62 | 640.67 | 688.86 | Relax Interventions 50% | Afghanistan | AFG | 2022-01-02 | v8 | TRUE
https://raw.githubusercontent.com/mrc-ide/global-lmic-reports/master/AFG/projections.csv | 2021-05-25 | ICU_demand | 220.89 | 234.77 | 246.03 | 245.07 | 253.29 | 272.04 | Relax Interventions 50% | Afghanistan | AFG | 2022-01-02 | v8 | TRUE
https://raw.githubusercontent.com/mrc-ide/global-lmic-reports/master/AFG/projections.csv | 2021-05-25 | hospital_incidence | 75.45 | 79.21 | 83.44 | 83.13 | 86.43 | 91.76 | Relax Interventions 50% | Afghanistan | AFG | 2022-01-02 | v8 | TRUE
https://raw.githubusercontent.com/mrc-ide/global-lmic-reports/master/AFG/projections.csv | 2021-05-25 | ICU_incidence | 23.58 | 24.76 | 26.07 | 25.98 | 27.01 | 28.67 | Relax Interventions 50% | Afghanistan | AFG | 2022-01-02 | v8 | TRUE
https://raw.githubusercontent.com/mrc-ide/global-lmic-reports/master/AFG/projections.csv | 2021-05-25 | prevalence | 88712.04 | 93539.56 | 97845.95 | 98132.07 | 102155.5 | 108243.22 | Relax Interventions 50% | Afghanistan | AFG | 2022-01-02 | v8 | TRUE
https://raw.githubusercontent.com/mrc-ide/global-lmic-reports/master/AFG/projections.csv | 2021-05-25 | cumulative_infections | 1414298.42 | 1475051.22 | 1506265.46 | 1511465.15 | 1542442.32 | 1654686.84 | Relax Interventions 50% | Afghanistan | AFG | 2022-01-02 | v8 | TRUE
https://raw.githubusercontent.com/mrc-ide/global-lmic-reports/master/AFG/projections.csv | 2021-05-25 | cumulative_deaths | 2595.98 | 2691.78 | 2769 | 2778.19 | 2840.91 | 3085.17 | Relax Interventions 50% | Afghanistan | AFG | 2022-01-02 | v8 | TRUE
https://raw.githubusercontent.com/mrc-ide/global-lmic-reports/master/AFG/projections.csv | 2021-05-25 | Rt | 1.54 | 1.57 | 1.58 | 1.58 | 1.59 | 1.63 | Relax Interventions 50% | Afghanistan | AFG | 2022-01-02 | v8 | TRUE
https://raw.githubusercontent.com/mrc-ide/global-lmic-reports/master/AFG/projections.csv | 2021-05-25 | Reff | 1.45 | 1.47 | 1.48 | 1.49 | 1.5 | 1.53 | Relax Interventions 50% | Afghanistan | AFG | 2022-01-02 | v8 | TRUE
https://raw.githubusercontent.com/mrc-ide/global-lmic-reports/master/AFG/projections.csv | 2021-05-25 | infections | 16173.31 | 17657.45 | 18198.76 | 18170.35 | 18734.56 | 20110.53 | Surged Additional 50% Reduction | Afghanistan | AFG | 2022-01-02 | v8 | TRUE
https://raw.githubusercontent.com/mrc-ide/global-lmic-reports/master/AFG/projections.csv | 2021-05-25 | deaths | 11.69 | 12.63 | 12.9 | 12.96 | 13.28 | 14.19 | Surged Additional 50% Reduction | Afghanistan | AFG | 2022-01-02 | v8 | TRUE
https://raw.githubusercontent.com/mrc-ide/global-lmic-reports/master/AFG/projections.csv | 2021-05-25 | hospital_demand | 555.65 | 598.99 | 618.53 | 618.19 | 634.01 | 671.32 | Surged Additional 50% Reduction | Afghanistan | AFG | 2022-01-02 | v8 | TRUE
https://raw.githubusercontent.com/mrc-ide/global-lmic-reports/master/AFG/projections.csv | 2021-05-25 | ICU_demand | 220.26 | 237.35 | 244.2 | 244.36 | 250.83 | 266.03 | Surged Additional 50% Reduction | Afghanistan | AFG | 2022-01-02 | v8 | TRUE
https://raw.githubusercontent.com/mrc-ide/global-lmic-reports/master/AFG/projections.csv | 2021-05-25 | hospital_incidence | 73.81 | 80.09 | 82.71 | 82.51 | 85.03 | 89.04 | Surged Additional 50% Reduction | Afghanistan | AFG | 2022-01-02 | v8 | TRUE
https://raw.githubusercontent.com/mrc-ide/global-lmic-reports/master/AFG/projections.csv | 2021-05-25 | ICU_incidence | 23.07 | 25.03 | 25.85 | 25.79 | 26.57 | 27.83 | Surged Additional 50% Reduction | Afghanistan | AFG | 2022-01-02 | v8 | TRUE
https://raw.githubusercontent.com/mrc-ide/global-lmic-reports/master/AFG/projections.csv | 2021-05-25 | prevalence | 86051.1 | 94481.68 | 97768.45 | 97261.56 | 100460.98 | 105363.17 | Surged Additional 50% Reduction | Afghanistan | AFG | 2022-01-02 | v8 | TRUE
https://raw.githubusercontent.com/mrc-ide/global-lmic-reports/master/AFG/projections.csv | 2021-05-25 | cumulative_infections | 1423599.62 | 1468461.32 | 1500834.55 | 1499426.53 | 1532985.92 | 1585060.78 | Surged Additional 50% Reduction | Afghanistan | AFG | 2022-01-02 | v8 | TRUE
https://raw.githubusercontent.com/mrc-ide/global-lmic-reports/master/AFG/projections.csv | 2021-05-25 | cumulative_deaths | 2587.21 | 2675.17 | 2734.57 | 2741.31 | 2806.85 | 2926.9 | Surged Additional 50% Reduction | Afghanistan | AFG | 2022-01-02 | v8 | TRUE
https://raw.githubusercontent.com/mrc-ide/global-lmic-reports/master/AFG/projections.csv | 2021-05-25 | Rt | 1.54 | 1.56 | 1.57 | 1.58 | 1.59 | 1.62 | Surged Additional 50% Reduction | Afghanistan | AFG | 2022-01-02 | v8 | TRUE
https://raw.githubusercontent.com/mrc-ide/global-lmic-reports/master/AFG/projections.csv | 2021-05-25 | Reff | 1.45 | 1.47 | 1.48 | 1.48 | 1.5 | 1.52 | Surged Additional 50% Reduction | Afghanistan | AFG | 2022-01-02 | v8 | TRUE
https://raw.githubusercontent.com/mrc-ide/global-lmic-reports/master/AFG/projections.csv | 2021-05-25 | infections | 16173.31 | 17657.45 | 18198.76 | 18170.35 | 18734.56 | 20110.53 | Surged Maintain Status Quo | Afghanistan | AFG | 2022-01-02 | v8 | TRUE
https://raw.githubusercontent.com/mrc-ide/global-lmic-reports/master/AFG/projections.csv | 2021-05-25 | deaths | 11.69 | 12.63 | 12.9 | 12.96 | 13.28 | 14.19 | Surged Maintain Status Quo | Afghanistan | AFG | 2022-01-02 | v8 | TRUE
https://raw.githubusercontent.com/mrc-ide/global-lmic-reports/master/AFG/projections.csv | 2021-05-25 | hospital_demand | 555.65 | 598.99 | 618.53 | 618.19 | 634.01 | 671.32 | Surged Maintain Status Quo | Afghanistan | AFG | 2022-01-02 | v8 | TRUE
https://raw.githubusercontent.com/mrc-ide/global-lmic-reports/master/AFG/projections.csv | 2021-05-25 | ICU_demand | 220.26 | 237.35 | 244.2 | 244.36 | 250.83 | 266.03 | Surged Maintain Status Quo | Afghanistan | AFG | 2022-01-02 | v8 | TRUE
https://raw.githubusercontent.com/mrc-ide/global-lmic-reports/master/AFG/projections.csv | 2021-05-25 | hospital_incidence | 73.81 | 80.09 | 82.71 | 82.51 | 85.03 | 89.04 | Surged Maintain Status Quo | Afghanistan | AFG | 2022-01-02 | v8 | TRUE
https://raw.githubusercontent.com/mrc-ide/global-lmic-reports/master/AFG/projections.csv | 2021-05-25 | ICU_incidence | 23.07 | 25.03 | 25.85 | 25.79 | 26.57 | 27.83 | Surged Maintain Status Quo | Afghanistan | AFG | 2022-01-02 | v8 | TRUE
https://raw.githubusercontent.com/mrc-ide/global-lmic-reports/master/AFG/projections.csv | 2021-05-25 | prevalence | 86051.1 | 94481.68 | 97768.45 | 97261.56 | 100460.98 | 105363.17 | Surged Maintain Status Quo | Afghanistan | AFG | 2022-01-02 | v8 | TRUE
https://raw.githubusercontent.com/mrc-ide/global-lmic-reports/master/AFG/projections.csv | 2021-05-25 | cumulative_infections | 1423599.62 | 1468461.32 | 1500834.55 | 1499426.53 | 1532985.92 | 1585060.78 | Surged Maintain Status Quo | Afghanistan | AFG | 2022-01-02 | v8 | TRUE
https://raw.githubusercontent.com/mrc-ide/global-lmic-reports/master/AFG/projections.csv | 2021-05-25 | cumulative_deaths | 2587.21 | 2675.17 | 2734.57 | 2741.31 | 2806.85 | 2926.9 | Surged Maintain Status Quo | Afghanistan | AFG | 2022-01-02 | v8 | TRUE
https://raw.githubusercontent.com/mrc-ide/global-lmic-reports/master/AFG/projections.csv | 2021-05-25 | Rt | 1.54 | 1.56 | 1.57 | 1.58 | 1.59 | 1.62 | Surged Maintain Status Quo | Afghanistan | AFG | 2022-01-02 | v8 | TRUE
https://raw.githubusercontent.com/mrc-ide/global-lmic-reports/master/AFG/projections.csv | 2021-05-25 | Reff | 1.45 | 1.47 | 1.48 | 1.48 | 1.5 | 1.52 | Surged Maintain Status Quo | Afghanistan | AFG | 2022-01-02 | v8 | TRUE
https://raw.githubusercontent.com/mrc-ide/global-lmic-reports/master/AFG/projections.csv | 2021-05-25 | infections | 16173.31 | 17657.45 | 18198.76 | 18170.35 | 18734.56 | 20110.53 | Surged Optimistic | Afghanistan | AFG | 2022-01-02 | v8 | TRUE
https://raw.githubusercontent.com/mrc-ide/global-lmic-reports/master/AFG/projections.csv | 2021-05-25 | deaths | 11.69 | 12.63 | 12.9 | 12.96 | 13.28 | 14.19 | Surged Optimistic | Afghanistan | AFG | 2022-01-02 | v8 | TRUE
https://raw.githubusercontent.com/mrc-ide/global-lmic-reports/master/AFG/projections.csv | 2021-05-25 | hospital_demand | 555.65 | 598.99 | 618.53 | 618.19 | 634.01 | 671.32 | Surged Optimistic | Afghanistan | AFG | 2022-01-02 | v8 | TRUE
https://raw.githubusercontent.com/mrc-ide/global-lmic-reports/master/AFG/projections.csv | 2021-05-25 | ICU_demand | 220.26 | 237.35 | 244.2 | 244.36 | 250.83 | 266.03 | Surged Optimistic | Afghanistan | AFG | 2022-01-02 | v8 | TRUE
https://raw.githubusercontent.com/mrc-ide/global-lmic-reports/master/AFG/projections.csv | 2021-05-25 | hospital_incidence | 73.81 | 80.09 | 82.71 | 82.51 | 85.03 | 89.04 | Surged Optimistic | Afghanistan | AFG | 2022-01-02 | v8 | TRUE
https://raw.githubusercontent.com/mrc-ide/global-lmic-reports/master/AFG/projections.csv | 2021-05-25 | ICU_incidence | 23.07 | 25.03 | 25.85 | 25.79 | 26.57 | 27.83 | Surged Optimistic | Afghanistan | AFG | 2022-01-02 | v8 | TRUE
https://raw.githubusercontent.com/mrc-ide/global-lmic-reports/master/AFG/projections.csv | 2021-05-25 | prevalence | 86051.1 | 94481.68 | 97768.45 | 97261.56 | 100460.98 | 105363.17 | Surged Optimistic | Afghanistan | AFG | 2022-01-02 | v8 | TRUE
https://raw.githubusercontent.com/mrc-ide/global-lmic-reports/master/AFG/projections.csv | 2021-05-25 | cumulative_infections | 1423599.62 | 1468461.32 | 1500834.55 | 1499426.53 | 1532985.92 | 1585060.78 | Surged Optimistic | Afghanistan | AFG | 2022-01-02 | v8 | TRUE
https://raw.githubusercontent.com/mrc-ide/global-lmic-reports/master/AFG/projections.csv | 2021-05-25 | cumulative_deaths | 2587.21 | 2675.17 | 2734.57 | 2741.31 | 2806.85 | 2926.9 | Surged Optimistic | Afghanistan | AFG | 2022-01-02 | v8 | TRUE
https://raw.githubusercontent.com/mrc-ide/global-lmic-reports/master/AFG/projections.csv | 2021-05-25 | Rt | 1.54 | 1.56 | 1.57 | 1.58 | 1.59 | 1.62 | Surged Optimistic | Afghanistan | AFG | 2022-01-02 | v8 | TRUE
https://raw.githubusercontent.com/mrc-ide/global-lmic-reports/master/AFG/projections.csv | 2021-05-25 | Reff | 1.45 | 1.47 | 1.48 | 1.48 | 1.5 | 1.52 | Surged Optimistic | Afghanistan | AFG | 2022-01-02 | v8 | TRUE
https://raw.githubusercontent.com/mrc-ide/global-lmic-reports/master/AFG/projections.csv | 2021-05-25 | infections | 16173.31 | 17657.45 | 18198.76 | 18170.35 | 18734.56 | 20110.53 | Surged Pessimistic | Afghanistan | AFG | 2022-01-02 | v8 | TRUE
https://raw.githubusercontent.com/mrc-ide/global-lmic-reports/master/AFG/projections.csv | 2021-05-25 | deaths | 11.69 | 12.63 | 12.9 | 12.96 | 13.28 | 14.19 | Surged Pessimistic | Afghanistan | AFG | 2022-01-02 | v8 | TRUE
https://raw.githubusercontent.com/mrc-ide/global-lmic-reports/master/AFG/projections.csv | 2021-05-25 | hospital_demand | 555.65 | 598.99 | 618.53 | 618.19 | 634.01 | 671.32 | Surged Pessimistic | Afghanistan | AFG | 2022-01-02 | v8 | TRUE
https://raw.githubusercontent.com/mrc-ide/global-lmic-reports/master/AFG/projections.csv | 2021-05-25 | ICU_demand | 220.26 | 237.35 | 244.2 | 244.36 | 250.83 | 266.03 | Surged Pessimistic | Afghanistan | AFG | 2022-01-02 | v8 | TRUE
https://raw.githubusercontent.com/mrc-ide/global-lmic-reports/master/AFG/projections.csv | 2021-05-25 | hospital_incidence | 73.81 | 80.09 | 82.71 | 82.51 | 85.03 | 89.04 | Surged Pessimistic | Afghanistan | AFG | 2022-01-02 | v8 | TRUE
https://raw.githubusercontent.com/mrc-ide/global-lmic-reports/master/AFG/projections.csv | 2021-05-25 | ICU_incidence | 23.07 | 25.03 | 25.85 | 25.79 | 26.57 | 27.83 | Surged Pessimistic | Afghanistan | AFG | 2022-01-02 | v8 | TRUE
https://raw.githubusercontent.com/mrc-ide/global-lmic-reports/master/AFG/projections.csv | 2021-05-25 | prevalence | 86051.1 | 94481.68 | 97768.45 | 97261.56 | 100460.98 | 105363.17 | Surged Pessimistic | Afghanistan | AFG | 2022-01-02 | v8 | TRUE
https://raw.githubusercontent.com/mrc-ide/global-lmic-reports/master/AFG/projections.csv | 2021-05-25 | cumulative_infections | 1423599.62 | 1468461.32 | 1500834.55 | 1499426.53 | 1532985.92 | 1585060.78 | Surged Pessimistic | Afghanistan | AFG | 2022-01-02 | v8 | TRUE
https://raw.githubusercontent.com/mrc-ide/global-lmic-reports/master/AFG/projections.csv | 2021-05-25 | cumulative_deaths | 2587.21 | 2675.17 | 2734.57 | 2741.31 | 2806.85 | 2926.9 | Surged Pessimistic | Afghanistan | AFG | 2022-01-02 | v8 | TRUE
https://raw.githubusercontent.com/mrc-ide/global-lmic-reports/master/AFG/projections.csv | 2021-05-25 | Rt | 1.54 | 1.56 | 1.57 | 1.58 | 1.59 | 1.62 | Surged Pessimistic | Afghanistan | AFG | 2022-01-02 | v8 | TRUE
https://raw.githubusercontent.com/mrc-ide/global-lmic-reports/master/AFG/projections.csv | 2021-05-25 | Reff | 1.45 | 1.47 | 1.48 | 1.48 | 1.5 | 1.52 | Surged Pessimistic | Afghanistan | AFG | 2022-01-02 | v8 | TRUE
https://raw.githubusercontent.com/mrc-ide/global-lmic-reports/master/AFG/projections.csv | 2021-05-25 | infections | 16173.31 | 17657.45 | 18198.76 | 18170.35 | 18734.56 | 20110.53 | Surged Relax Interventions 50% | Afghanistan | AFG | 2022-01-02 | v8 | TRUE
https://raw.githubusercontent.com/mrc-ide/global-lmic-reports/master/AFG/projections.csv | 2021-05-25 | deaths | 11.69 | 12.63 | 12.9 | 12.96 | 13.28 | 14.19 | Surged Relax Interventions 50% | Afghanistan | AFG | 2022-01-02 | v8 | TRUE
https://raw.githubusercontent.com/mrc-ide/global-lmic-reports/master/AFG/projections.csv | 2021-05-25 | hospital_demand | 555.65 | 598.99 | 618.53 | 618.19 | 634.01 | 671.32 | Surged Relax Interventions 50% | Afghanistan | AFG | 2022-01-02 | v8 | TRUE
https://raw.githubusercontent.com/mrc-ide/global-lmic-reports/master/AFG/projections.csv | 2021-05-25 | ICU_demand | 220.26 | 237.35 | 244.2 | 244.36 | 250.83 | 266.03 | Surged Relax Interventions 50% | Afghanistan | AFG | 2022-01-02 | v8 | TRUE
https://raw.githubusercontent.com/mrc-ide/global-lmic-reports/master/AFG/projections.csv | 2021-05-25 | hospital_incidence | 73.81 | 80.09 | 82.71 | 82.51 | 85.03 | 89.04 | Surged Relax Interventions 50% | Afghanistan | AFG | 2022-01-02 | v8 | TRUE
https://raw.githubusercontent.com/mrc-ide/global-lmic-reports/master/AFG/projections.csv | 2021-05-25 | ICU_incidence | 23.07 | 25.03 | 25.85 | 25.79 | 26.57 | 27.83 | Surged Relax Interventions 50% | Afghanistan | AFG | 2022-01-02 | v8 | TRUE
https://raw.githubusercontent.com/mrc-ide/global-lmic-reports/master/AFG/projections.csv | 2021-05-25 | prevalence | 86051.1 | 94481.68 | 97768.45 | 97261.56 | 100460.98 | 105363.17 | Surged Relax Interventions 50% | Afghanistan | AFG | 2022-01-02 | v8 | TRUE
https://raw.githubusercontent.com/mrc-ide/global-lmic-reports/master/AFG/projections.csv | 2021-05-25 | cumulative_infections | 1423599.62 | 1468461.32 | 1500834.55 | 1499426.53 | 1532985.92 | 1585060.78 | Surged Relax Interventions 50% | Afghanistan | AFG | 2022-01-02 | v8 | TRUE
https://raw.githubusercontent.com/mrc-ide/global-lmic-reports/master/AFG/projections.csv | 2021-05-25 | cumulative_deaths | 2587.21 | 2675.17 | 2734.57 | 2741.31 | 2806.85 | 2926.9 | Surged Relax Interventions 50% | Afghanistan | AFG | 2022-01-02 | v8 | TRUE
https://raw.githubusercontent.com/mrc-ide/global-lmic-reports/master/AFG/projections.csv | 2021-05-25 | Rt | 1.54 | 1.56 | 1.57 | 1.58 | 1.59 | 1.62 | Surged Relax Interventions 50% | Afghanistan | AFG | 2022-01-02 | v8 | TRUE
https://raw.githubusercontent.com/mrc-ide/global-lmic-reports/master/AFG/projections.csv | 2021-05-25 | Reff | 1.45 | 1.47 | 1.48 | 1.48 | 1.5 | 1.52 | Surged Relax Interventions 50% | Afghanistan | AFG | 2022-01-02 | v8 | TRUE
https://raw.githubusercontent.com/mrc-ide/global-lmic-reports/master/AFG/projections.csv | 2021-05-26 | infections | 17400.31 | 18450.97 | 19235.58 | 19337.15 | 20132.87 | 21548.7 | Additional 50% Reduction | Afghanistan | AFG | 2022-01-02 | v8 | TRUE
https://raw.githubusercontent.com/mrc-ide/global-lmic-reports/master/AFG/projections.csv | 2021-05-26 | deaths | 12.08 | 12.87 | 13.46 | 13.44 | 13.92 | 15.04 | Additional 50% Reduction | Afghanistan | AFG | 2022-01-02 | v8 | TRUE
https://raw.githubusercontent.com/mrc-ide/global-lmic-reports/master/AFG/projections.csv | 2021-05-26 | hospital_demand | 582.57 | 614.98 | 648.07 | 643.92 | 665.84 | 714.41 | Additional 50% Reduction | Afghanistan | AFG | 2022-01-02 | v8 | TRUE
https://raw.githubusercontent.com/mrc-ide/global-lmic-reports/master/AFG/projections.csv | 2021-05-26 | ICU_demand | 229.66 | 243.39 | 256 | 254.36 | 262.39 | 282.13 | Additional 50% Reduction | Afghanistan | AFG | 2022-01-02 | v8 | TRUE
https://raw.githubusercontent.com/mrc-ide/global-lmic-reports/master/AFG/projections.csv | 2021-05-26 | hospital_incidence | 79.13 | 83.11 | 87.46 | 87.24 | 90.72 | 96.06 | Additional 50% Reduction | Afghanistan | AFG | 2022-01-02 | v8 | TRUE
https://raw.githubusercontent.com/mrc-ide/global-lmic-reports/master/AFG/projections.csv | 2021-05-26 | ICU_incidence | 24.74 | 25.98 | 27.34 | 27.27 | 28.36 | 30.03 | Additional 50% Reduction | Afghanistan | AFG | 2022-01-02 | v8 | TRUE
https://raw.githubusercontent.com/mrc-ide/global-lmic-reports/master/AFG/projections.csv | 2021-05-26 | prevalence | 94344.74 | 99677.92 | 104051.34 | 104471.48 | 108745.35 | 115596 | Additional 50% Reduction | Afghanistan | AFG | 2022-01-02 | v8 | TRUE
https://raw.githubusercontent.com/mrc-ide/global-lmic-reports/master/AFG/projections.csv | 2021-05-26 | cumulative_infections | 1431912.51 | 1494222.76 | 1525838.12 | 1530802.3 | 1561416.27 | 1675206.78 | Additional 50% Reduction | Afghanistan | AFG | 2022-01-02 | v8 | TRUE
https://raw.githubusercontent.com/mrc-ide/global-lmic-reports/master/AFG/projections.csv | 2021-05-26 | cumulative_deaths | 2609 | 2704.49 | 2782.11 | 2791.63 | 2854.38 | 3099.35 | Additional 50% Reduction | Afghanistan | AFG | 2022-01-02 | v8 | TRUE
https://raw.githubusercontent.com/mrc-ide/global-lmic-reports/master/AFG/projections.csv | 2021-05-26 | Rt | 1.54 | 1.56 | 1.58 | 1.58 | 1.59 | 1.63 | Additional 50% Reduction | Afghanistan | AFG | 2022-01-02 | v8 | TRUE
https://raw.githubusercontent.com/mrc-ide/global-lmic-reports/master/AFG/projections.csv | 2021-05-26 | Reff | 1.45 | 1.47 | 1.48 | 1.48 | 1.49 | 1.53 | Additional 50% Reduction | Afghanistan | AFG | 2022-01-02 | v8 | TRUE
https://raw.githubusercontent.com/mrc-ide/global-lmic-reports/master/AFG/projections.csv | 2021-05-26 | infections | 17400.31 | 18450.97 | 19235.58 | 19337.15 | 20132.87 | 21548.7 | Maintain Status Quo | Afghanistan | AFG | 2022-01-02 | v8 | TRUE
https://raw.githubusercontent.com/mrc-ide/global-lmic-reports/master/AFG/projections.csv | 2021-05-26 | deaths | 12.08 | 12.87 | 13.46 | 13.44 | 13.92 | 15.04 | Maintain Status Quo | Afghanistan | AFG | 2022-01-02 | v8 | TRUE
https://raw.githubusercontent.com/mrc-ide/global-lmic-reports/master/AFG/projections.csv | 2021-05-26 | hospital_demand | 582.57 | 614.98 | 648.07 | 643.92 | 665.84 | 714.41 | Maintain Status Quo | Afghanistan | AFG | 2022-01-02 | v8 | TRUE
https://raw.githubusercontent.com/mrc-ide/global-lmic-reports/master/AFG/projections.csv | 2021-05-26 | ICU_demand | 229.66 | 243.39 | 256 | 254.36 | 262.39 | 282.13 | Maintain Status Quo | Afghanistan | AFG | 2022-01-02 | v8 | TRUE
https://raw.githubusercontent.com/mrc-ide/global-lmic-reports/master/AFG/projections.csv | 2021-05-26 | hospital_incidence | 79.13 | 83.11 | 87.46 | 87.24 | 90.72 | 96.06 | Maintain Status Quo | Afghanistan | AFG | 2022-01-02 | v8 | TRUE
https://raw.githubusercontent.com/mrc-ide/global-lmic-reports/master/AFG/projections.csv | 2021-05-26 | ICU_incidence | 24.74 | 25.98 | 27.34 | 27.27 | 28.36 | 30.03 | Maintain Status Quo | Afghanistan | AFG | 2022-01-02 | v8 | TRUE
https://raw.githubusercontent.com/mrc-ide/global-lmic-reports/master/AFG/projections.csv | 2021-05-26 | prevalence | 94344.74 | 99677.92 | 104051.34 | 104471.48 | 108745.35 | 115596 | Maintain Status Quo | Afghanistan | AFG | 2022-01-02 | v8 | TRUE
https://raw.githubusercontent.com/mrc-ide/global-lmic-reports/master/AFG/projections.csv | 2021-05-26 | cumulative_infections | 1431912.51 | 1494222.76 | 1525838.12 | 1530802.3 | 1561416.27 | 1675206.78 | Maintain Status Quo | Afghanistan | AFG | 2022-01-02 | v8 | TRUE
https://raw.githubusercontent.com/mrc-ide/global-lmic-reports/master/AFG/projections.csv | 2021-05-26 | cumulative_deaths | 2609 | 2704.49 | 2782.11 | 2791.63 | 2854.38 | 3099.35 | Maintain Status Quo | Afghanistan | AFG | 2022-01-02 | v8 | TRUE
https://raw.githubusercontent.com/mrc-ide/global-lmic-reports/master/AFG/projections.csv | 2021-05-26 | Rt | 1.54 | 1.56 | 1.58 | 1.58 | 1.59 | 1.63 | Maintain Status Quo | Afghanistan | AFG | 2022-01-02 | v8 | TRUE
https://raw.githubusercontent.com/mrc-ide/global-lmic-reports/master/AFG/projections.csv | 2021-05-26 | Reff | 1.45 | 1.47 | 1.48 | 1.48 | 1.49 | 1.53 | Maintain Status Quo | Afghanistan | AFG | 2022-01-02 | v8 | TRUE
https://raw.githubusercontent.com/mrc-ide/global-lmic-reports/master/AFG/projections.csv | 2021-05-26 | infections | 17400.31 | 18450.97 | 19235.58 | 19337.15 | 20132.87 | 21548.7 | Optimistic | Afghanistan | AFG | 2022-01-02 | v8 | TRUE
https://raw.githubusercontent.com/mrc-ide/global-lmic-reports/master/AFG/projections.csv | 2021-05-26 | deaths | 12.08 | 12.87 | 13.46 | 13.44 | 13.92 | 15.04 | Optimistic | Afghanistan | AFG | 2022-01-02 | v8 | TRUE
https://raw.githubusercontent.com/mrc-ide/global-lmic-reports/master/AFG/projections.csv | 2021-05-26 | hospital_demand | 582.57 | 614.98 | 648.07 | 643.92 | 665.84 | 714.41 | Optimistic | Afghanistan | AFG | 2022-01-02 | v8 | TRUE
https://raw.githubusercontent.com/mrc-ide/global-lmic-reports/master/AFG/projections.csv | 2021-05-26 | ICU_demand | 229.66 | 243.39 | 256 | 254.36 | 262.39 | 282.13 | Optimistic | Afghanistan | AFG | 2022-01-02 | v8 | TRUE
https://raw.githubusercontent.com/mrc-ide/global-lmic-reports/master/AFG/projections.csv | 2021-05-26 | hospital_incidence | 79.13 | 83.11 | 87.46 | 87.24 | 90.72 | 96.06 | Optimistic | Afghanistan | AFG | 2022-01-02 | v8 | TRUE
https://raw.githubusercontent.com/mrc-ide/global-lmic-reports/master/AFG/projections.csv | 2021-05-26 | ICU_incidence | 24.74 | 25.98 | 27.34 | 27.27 | 28.36 | 30.03 | Optimistic | Afghanistan | AFG | 2022-01-02 | v8 | TRUE
https://raw.githubusercontent.com/mrc-ide/global-lmic-reports/master/AFG/projections.csv | 2021-05-26 | prevalence | 94344.74 | 99677.92 | 104051.34 | 104471.48 | 108745.35 | 115596 | Optimistic | Afghanistan | AFG | 2022-01-02 | v8 | TRUE
https://raw.githubusercontent.com/mrc-ide/global-lmic-reports/master/AFG/projections.csv | 2021-05-26 | cumulative_infections | 1431912.51 | 1494222.76 | 1525838.12 | 1530802.3 | 1561416.27 | 1675206.78 | Optimistic | Afghanistan | AFG | 2022-01-02 | v8 | TRUE
https://raw.githubusercontent.com/mrc-ide/global-lmic-reports/master/AFG/projections.csv | 2021-05-26 | cumulative_deaths | 2609 | 2704.49 | 2782.11 | 2791.63 | 2854.38 | 3099.35 | Optimistic | Afghanistan | AFG | 2022-01-02 | v8 | TRUE
https://raw.githubusercontent.com/mrc-ide/global-lmic-reports/master/AFG/projections.csv | 2021-05-26 | Rt | 1.54 | 1.56 | 1.58 | 1.58 | 1.59 | 1.63 | Optimistic | Afghanistan | AFG | 2022-01-02 | v8 | TRUE
https://raw.githubusercontent.com/mrc-ide/global-lmic-reports/master/AFG/projections.csv | 2021-05-26 | Reff | 1.45 | 1.47 | 1.48 | 1.48 | 1.49 | 1.53 | Optimistic | Afghanistan | AFG | 2022-01-02 | v8 | TRUE
https://raw.githubusercontent.com/mrc-ide/global-lmic-reports/master/AFG/projections.csv | 2021-05-26 | infections | 17400.31 | 18450.97 | 19235.58 | 19337.15 | 20132.87 | 21548.7 | Pessimistic | Afghanistan | AFG | 2022-01-02 | v8 | TRUE
https://raw.githubusercontent.com/mrc-ide/global-lmic-reports/master/AFG/projections.csv | 2021-05-26 | deaths | 12.08 | 12.87 | 13.46 | 13.44 | 13.92 | 15.04 | Pessimistic | Afghanistan | AFG | 2022-01-02 | v8 | TRUE
https://raw.githubusercontent.com/mrc-ide/global-lmic-reports/master/AFG/projections.csv | 2021-05-26 | hospital_demand | 582.57 | 614.98 | 648.07 | 643.92 | 665.84 | 714.41 | Pessimistic | Afghanistan | AFG | 2022-01-02 | v8 | TRUE
https://raw.githubusercontent.com/mrc-ide/global-lmic-reports/master/AFG/projections.csv | 2021-05-26 | ICU_demand | 229.66 | 243.39 | 256 | 254.36 | 262.39 | 282.13 | Pessimistic | Afghanistan | AFG | 2022-01-02 | v8 | TRUE
https://raw.githubusercontent.com/mrc-ide/global-lmic-reports/master/AFG/projections.csv | 2021-05-26 | hospital_incidence | 79.13 | 83.11 | 87.46 | 87.24 | 90.72 | 96.06 | Pessimistic | Afghanistan | AFG | 2022-01-02 | v8 | TRUE
https://raw.githubusercontent.com/mrc-ide/global-lmic-reports/master/AFG/projections.csv | 2021-05-26 | ICU_incidence | 24.74 | 25.98 | 27.34 | 27.27 | 28.36 | 30.03 | Pessimistic | Afghanistan | AFG | 2022-01-02 | v8 | TRUE
https://raw.githubusercontent.com/mrc-ide/global-lmic-reports/master/AFG/projections.csv | 2021-05-26 | prevalence | 94344.74 | 99677.92 | 104051.34 | 104471.48 | 108745.35 | 115596 | Pessimistic | Afghanistan | AFG | 2022-01-02 | v8 | TRUE
https://raw.githubusercontent.com/mrc-ide/global-lmic-reports/master/AFG/projections.csv | 2021-05-26 | cumulative_infections | 1431912.51 | 1494222.76 | 1525838.12 | 1530802.3 | 1561416.27 | 1675206.78 | Pessimistic | Afghanistan | AFG | 2022-01-02 | v8 | TRUE
https://raw.githubusercontent.com/mrc-ide/global-lmic-reports/master/AFG/projections.csv | 2021-05-26 | cumulative_deaths | 2609 | 2704.49 | 2782.11 | 2791.63 | 2854.38 | 3099.35 | Pessimistic | Afghanistan | AFG | 2022-01-02 | v8 | TRUE
https://raw.githubusercontent.com/mrc-ide/global-lmic-reports/master/AFG/projections.csv | 2021-05-26 | Rt | 1.54 | 1.56 | 1.58 | 1.58 | 1.59 | 1.63 | Pessimistic | Afghanistan | AFG | 2022-01-02 | v8 | TRUE
https://raw.githubusercontent.com/mrc-ide/global-lmic-reports/master/AFG/projections.csv | 2021-05-26 | Reff | 1.45 | 1.47 | 1.48 | 1.48 | 1.49 | 1.53 | Pessimistic | Afghanistan | AFG | 2022-01-02 | v8 | TRUE
https://raw.githubusercontent.com/mrc-ide/global-lmic-reports/master/AFG/projections.csv | 2021-05-26 | infections | 17400.31 | 18450.97 | 19235.58 | 19337.15 | 20132.87 | 21548.7 | Relax Interventions 50% | Afghanistan | AFG | 2022-01-02 | v8 | TRUE
https://raw.githubusercontent.com/mrc-ide/global-lmic-reports/master/AFG/projections.csv | 2021-05-26 | deaths | 12.08 | 12.87 | 13.46 | 13.44 | 13.92 | 15.04 | Relax Interventions 50% | Afghanistan | AFG | 2022-01-02 | v8 | TRUE
https://raw.githubusercontent.com/mrc-ide/global-lmic-reports/master/AFG/projections.csv | 2021-05-26 | hospital_demand | 582.57 | 614.98 | 648.07 | 643.92 | 665.84 | 714.41 | Relax Interventions 50% | Afghanistan | AFG | 2022-01-02 | v8 | TRUE
https://raw.githubusercontent.com/mrc-ide/global-lmic-reports/master/AFG/projections.csv | 2021-05-26 | ICU_demand | 229.66 | 243.39 | 256 | 254.36 | 262.39 | 282.13 | Relax Interventions 50% | Afghanistan | AFG | 2022-01-02 | v8 | TRUE
https://raw.githubusercontent.com/mrc-ide/global-lmic-reports/master/AFG/projections.csv | 2021-05-26 | hospital_incidence | 79.13 | 83.11 | 87.46 | 87.24 | 90.72 | 96.06 | Relax Interventions 50% | Afghanistan | AFG | 2022-01-02 | v8 | TRUE
https://raw.githubusercontent.com/mrc-ide/global-lmic-reports/master/AFG/projections.csv | 2021-05-26 | ICU_incidence | 24.74 | 25.98 | 27.34 | 27.27 | 28.36 | 30.03 | Relax Interventions 50% | Afghanistan | AFG | 2022-01-02 | v8 | TRUE
https://raw.githubusercontent.com/mrc-ide/global-lmic-reports/master/AFG/projections.csv | 2021-05-26 | prevalence | 94344.74 | 99677.92 | 104051.34 | 104471.48 | 108745.35 | 115596 | Relax Interventions 50% | Afghanistan | AFG | 2022-01-02 | v8 | TRUE
https://raw.githubusercontent.com/mrc-ide/global-lmic-reports/master/AFG/projections.csv | 2021-05-26 | cumulative_infections | 1431912.51 | 1494222.76 | 1525838.12 | 1530802.3 | 1561416.27 | 1675206.78 | Relax Interventions 50% | Afghanistan | AFG | 2022-01-02 | v8 | TRUE
https://raw.githubusercontent.com/mrc-ide/global-lmic-reports/master/AFG/projections.csv | 2021-05-26 | cumulative_deaths | 2609 | 2704.49 | 2782.11 | 2791.63 | 2854.38 | 3099.35 | Relax Interventions 50% | Afghanistan | AFG | 2022-01-02 | v8 | TRUE
https://raw.githubusercontent.com/mrc-ide/global-lmic-reports/master/AFG/projections.csv | 2021-05-26 | Rt | 1.54 | 1.56 | 1.58 | 1.58 | 1.59 | 1.63 | Relax Interventions 50% | Afghanistan | AFG | 2022-01-02 | v8 | TRUE
https://raw.githubusercontent.com/mrc-ide/global-lmic-reports/master/AFG/projections.csv | 2021-05-26 | Reff | 1.45 | 1.47 | 1.48 | 1.48 | 1.49 | 1.53 | Relax Interventions 50% | Afghanistan | AFG | 2022-01-02 | v8 | TRUE
https://raw.githubusercontent.com/mrc-ide/global-lmic-reports/master/AFG/projections.csv | 2021-05-26 | infections | 17027.16 | 18626.97 | 19177.3 | 19140.49 | 19709.94 | 21157.51 | Surged Additional 50% Reduction | Afghanistan | AFG | 2022-01-02 | v8 | TRUE
https://raw.githubusercontent.com/mrc-ide/global-lmic-reports/master/AFG/projections.csv | 2021-05-26 | deaths | 12.07 | 13.03 | 13.35 | 13.39 | 13.74 | 14.62 | Surged Additional 50% Reduction | Afghanistan | AFG | 2022-01-02 | v8 | TRUE
https://raw.githubusercontent.com/mrc-ide/global-lmic-reports/master/AFG/projections.csv | 2021-05-26 | hospital_demand | 575 | 623.12 | 640.91 | 641.01 | 658.13 | 694.66 | Surged Additional 50% Reduction | Afghanistan | AFG | 2022-01-02 | v8 | TRUE
https://raw.githubusercontent.com/mrc-ide/global-lmic-reports/master/AFG/projections.csv | 2021-05-26 | ICU_demand | 228.25 | 245.79 | 253.53 | 253.5 | 260.21 | 275.32 | Surged Additional 50% Reduction | Afghanistan | AFG | 2022-01-02 | v8 | TRUE
https://raw.githubusercontent.com/mrc-ide/global-lmic-reports/master/AFG/projections.csv | 2021-05-26 | hospital_incidence | 77.12 | 83.97 | 86.72 | 86.55 | 89.22 | 93.54 | Surged Additional 50% Reduction | Afghanistan | AFG | 2022-01-02 | v8 | TRUE
https://raw.githubusercontent.com/mrc-ide/global-lmic-reports/master/AFG/projections.csv | 2021-05-26 | ICU_incidence | 24.11 | 26.25 | 27.11 | 27.06 | 27.89 | 29.24 | Surged Additional 50% Reduction | Afghanistan | AFG | 2022-01-02 | v8 | TRUE
https://raw.githubusercontent.com/mrc-ide/global-lmic-reports/master/AFG/projections.csv | 2021-05-26 | prevalence | 91694.34 | 100805.49 | 103938.16 | 103515 | 106917.35 | 112464.76 | Surged Additional 50% Reduction | Afghanistan | AFG | 2022-01-02 | v8 | TRUE
https://raw.githubusercontent.com/mrc-ide/global-lmic-reports/master/AFG/projections.csv | 2021-05-26 | cumulative_infections | 1442667.01 | 1486293.48 | 1519288.41 | 1518567.03 | 1552078.34 | 1605311.77 | Surged Additional 50% Reduction | Afghanistan | AFG | 2022-01-02 | v8 | TRUE
https://raw.githubusercontent.com/mrc-ide/global-lmic-reports/master/AFG/projections.csv | 2021-05-26 | cumulative_deaths | 2600.32 | 2688.64 | 2748.46 | 2754.69 | 2821.4 | 2939.03 | Surged Additional 50% Reduction | Afghanistan | AFG | 2022-01-02 | v8 | TRUE
https://raw.githubusercontent.com/mrc-ide/global-lmic-reports/master/AFG/projections.csv | 2021-05-26 | Rt | 1.54 | 1.56 | 1.57 | 1.58 | 1.59 | 1.62 | Surged Additional 50% Reduction | Afghanistan | AFG | 2022-01-02 | v8 | TRUE
https://raw.githubusercontent.com/mrc-ide/global-lmic-reports/master/AFG/projections.csv | 2021-05-26 | Reff | 1.45 | 1.47 | 1.48 | 1.48 | 1.5 | 1.52 | Surged Additional 50% Reduction | Afghanistan | AFG | 2022-01-02 | v8 | TRUE
https://raw.githubusercontent.com/mrc-ide/global-lmic-reports/master/AFG/projections.csv | 2021-05-26 | infections | 17027.16 | 18626.97 | 19177.3 | 19140.49 | 19709.94 | 21157.51 | Surged Maintain Status Quo | Afghanistan | AFG | 2022-01-02 | v8 | TRUE
https://raw.githubusercontent.com/mrc-ide/global-lmic-reports/master/AFG/projections.csv | 2021-05-26 | deaths | 12.07 | 13.03 | 13.35 | 13.39 | 13.74 | 14.62 | Surged Maintain Status Quo | Afghanistan | AFG | 2022-01-02 | v8 | TRUE
https://raw.githubusercontent.com/mrc-ide/global-lmic-reports/master/AFG/projections.csv | 2021-05-26 | hospital_demand | 575 | 623.12 | 640.91 | 641.01 | 658.13 | 694.66 | Surged Maintain Status Quo | Afghanistan | AFG | 2022-01-02 | v8 | TRUE
https://raw.githubusercontent.com/mrc-ide/global-lmic-reports/master/AFG/projections.csv | 2021-05-26 | ICU_demand | 228.25 | 245.79 | 253.53 | 253.5 | 260.21 | 275.32 | Surged Maintain Status Quo | Afghanistan | AFG | 2022-01-02 | v8 | TRUE
https://raw.githubusercontent.com/mrc-ide/global-lmic-reports/master/AFG/projections.csv | 2021-05-26 | hospital_incidence | 77.12 | 83.97 | 86.72 | 86.55 | 89.22 | 93.54 | Surged Maintain Status Quo | Afghanistan | AFG | 2022-01-02 | v8 | TRUE
https://raw.githubusercontent.com/mrc-ide/global-lmic-reports/master/AFG/projections.csv | 2021-05-26 | ICU_incidence | 24.11 | 26.25 | 27.11 | 27.06 | 27.89 | 29.24 | Surged Maintain Status Quo | Afghanistan | AFG | 2022-01-02 | v8 | TRUE
https://raw.githubusercontent.com/mrc-ide/global-lmic-reports/master/AFG/projections.csv | 2021-05-26 | prevalence | 91694.34 | 100805.49 | 103938.16 | 103515 | 106917.35 | 112464.76 | Surged Maintain Status Quo | Afghanistan | AFG | 2022-01-02 | v8 | TRUE
https://raw.githubusercontent.com/mrc-ide/global-lmic-reports/master/AFG/projections.csv | 2021-05-26 | cumulative_infections | 1442667.01 | 1486293.48 | 1519288.41 | 1518567.03 | 1552078.34 | 1605311.77 | Surged Maintain Status Quo | Afghanistan | AFG | 2022-01-02 | v8 | TRUE
https://raw.githubusercontent.com/mrc-ide/global-lmic-reports/master/AFG/projections.csv | 2021-05-26 | cumulative_deaths | 2600.32 | 2688.64 | 2748.46 | 2754.69 | 2821.4 | 2939.03 | Surged Maintain Status Quo | Afghanistan | AFG | 2022-01-02 | v8 | TRUE
https://raw.githubusercontent.com/mrc-ide/global-lmic-reports/master/AFG/projections.csv | 2021-05-26 | Rt | 1.54 | 1.56 | 1.57 | 1.58 | 1.59 | 1.62 | Surged Maintain Status Quo | Afghanistan | AFG | 2022-01-02 | v8 | TRUE
https://raw.githubusercontent.com/mrc-ide/global-lmic-reports/master/AFG/projections.csv | 2021-05-26 | Reff | 1.45 | 1.47 | 1.48 | 1.48 | 1.5 | 1.52 | Surged Maintain Status Quo | Afghanistan | AFG | 2022-01-02 | v8 | TRUE
https://raw.githubusercontent.com/mrc-ide/global-lmic-reports/master/AFG/projections.csv | 2021-05-26 | infections | 17027.16 | 18626.97 | 19177.3 | 19140.49 | 19709.94 | 21157.51 | Surged Optimistic | Afghanistan | AFG | 2022-01-02 | v8 | TRUE
https://raw.githubusercontent.com/mrc-ide/global-lmic-reports/master/AFG/projections.csv | 2021-05-26 | deaths | 12.07 | 13.03 | 13.35 | 13.39 | 13.74 | 14.62 | Surged Optimistic | Afghanistan | AFG | 2022-01-02 | v8 | TRUE
https://raw.githubusercontent.com/mrc-ide/global-lmic-reports/master/AFG/projections.csv | 2021-05-26 | hospital_demand | 575 | 623.12 | 640.91 | 641.01 | 658.13 | 694.66 | Surged Optimistic | Afghanistan | AFG | 2022-01-02 | v8 | TRUE
https://raw.githubusercontent.com/mrc-ide/global-lmic-reports/master/AFG/projections.csv | 2021-05-26 | ICU_demand | 228.25 | 245.79 | 253.53 | 253.5 | 260.21 | 275.32 | Surged Optimistic | Afghanistan | AFG | 2022-01-02 | v8 | TRUE
https://raw.githubusercontent.com/mrc-ide/global-lmic-reports/master/AFG/projections.csv | 2021-05-26 | hospital_incidence | 77.12 | 83.97 | 86.72 | 86.55 | 89.22 | 93.54 | Surged Optimistic | Afghanistan | AFG | 2022-01-02 | v8 | TRUE
https://raw.githubusercontent.com/mrc-ide/global-lmic-reports/master/AFG/projections.csv | 2021-05-26 | ICU_incidence | 24.11 | 26.25 | 27.11 | 27.06 | 27.89 | 29.24 | Surged Optimistic | Afghanistan | AFG | 2022-01-02 | v8 | TRUE
https://raw.githubusercontent.com/mrc-ide/global-lmic-reports/master/AFG/projections.csv | 2021-05-26 | prevalence | 91694.34 | 100805.49 | 103938.16 | 103515 | 106917.35 | 112464.76 | Surged Optimistic | Afghanistan | AFG | 2022-01-02 | v8 | TRUE
https://raw.githubusercontent.com/mrc-ide/global-lmic-reports/master/AFG/projections.csv | 2021-05-26 | cumulative_infections | 1442667.01 | 1486293.48 | 1519288.41 | 1518567.03 | 1552078.34 | 1605311.77 | Surged Optimistic | Afghanistan | AFG | 2022-01-02 | v8 | TRUE
https://raw.githubusercontent.com/mrc-ide/global-lmic-reports/master/AFG/projections.csv | 2021-05-26 | cumulative_deaths | 2600.32 | 2688.64 | 2748.46 | 2754.69 | 2821.4 | 2939.03 | Surged Optimistic | Afghanistan | AFG | 2022-01-02 | v8 | TRUE
https://raw.githubusercontent.com/mrc-ide/global-lmic-reports/master/AFG/projections.csv | 2021-05-26 | Rt | 1.54 | 1.56 | 1.57 | 1.58 | 1.59 | 1.62 | Surged Optimistic | Afghanistan | AFG | 2022-01-02 | v8 | TRUE
https://raw.githubusercontent.com/mrc-ide/global-lmic-reports/master/AFG/projections.csv | 2021-05-26 | Reff | 1.45 | 1.47 | 1.48 | 1.48 | 1.5 | 1.52 | Surged Optimistic | Afghanistan | AFG | 2022-01-02 | v8 | TRUE
https://raw.githubusercontent.com/mrc-ide/global-lmic-reports/master/AFG/projections.csv | 2021-05-26 | infections | 17027.16 | 18626.97 | 19177.3 | 19140.49 | 19709.94 | 21157.51 | Surged Pessimistic | Afghanistan | AFG | 2022-01-02 | v8 | TRUE
https://raw.githubusercontent.com/mrc-ide/global-lmic-reports/master/AFG/projections.csv | 2021-05-26 | deaths | 12.07 | 13.03 | 13.35 | 13.39 | 13.74 | 14.62 | Surged Pessimistic | Afghanistan | AFG | 2022-01-02 | v8 | TRUE
https://raw.githubusercontent.com/mrc-ide/global-lmic-reports/master/AFG/projections.csv | 2021-05-26 | hospital_demand | 575 | 623.12 | 640.91 | 641.01 | 658.13 | 694.66 | Surged Pessimistic | Afghanistan | AFG | 2022-01-02 | v8 | TRUE
https://raw.githubusercontent.com/mrc-ide/global-lmic-reports/master/AFG/projections.csv | 2021-05-26 | ICU_demand | 228.25 | 245.79 | 253.53 | 253.5 | 260.21 | 275.32 | Surged Pessimistic | Afghanistan | AFG | 2022-01-02 | v8 | TRUE
https://raw.githubusercontent.com/mrc-ide/global-lmic-reports/master/AFG/projections.csv | 2021-05-26 | hospital_incidence | 77.12 | 83.97 | 86.72 | 86.55 | 89.22 | 93.54 | Surged Pessimistic | Afghanistan | AFG | 2022-01-02 | v8 | TRUE
https://raw.githubusercontent.com/mrc-ide/global-lmic-reports/master/AFG/projections.csv | 2021-05-26 | ICU_incidence | 24.11 | 26.25 | 27.11 | 27.06 | 27.89 | 29.24 | Surged Pessimistic | Afghanistan | AFG | 2022-01-02 | v8 | TRUE
https://raw.githubusercontent.com/mrc-ide/global-lmic-reports/master/AFG/projections.csv | 2021-05-26 | prevalence | 91694.34 | 100805.49 | 103938.16 | 103515 | 106917.35 | 112464.76 | Surged Pessimistic | Afghanistan | AFG | 2022-01-02 | v8 | TRUE
https://raw.githubusercontent.com/mrc-ide/global-lmic-reports/master/AFG/projections.csv | 2021-05-26 | cumulative_infections | 1442667.01 | 1486293.48 | 1519288.41 | 1518567.03 | 1552078.34 | 1605311.77 | Surged Pessimistic | Afghanistan | AFG | 2022-01-02 | v8 | TRUE
https://raw.githubusercontent.com/mrc-ide/global-lmic-reports/master/AFG/projections.csv | 2021-05-26 | cumulative_deaths | 2600.32 | 2688.64 | 2748.46 | 2754.69 | 2821.4 | 2939.03 | Surged Pessimistic | Afghanistan | AFG | 2022-01-02 | v8 | TRUE
https://raw.githubusercontent.com/mrc-ide/global-lmic-reports/master/AFG/projections.csv | 2021-05-26 | Rt | 1.54 | 1.56 | 1.57 | 1.58 | 1.59 | 1.62 | Surged Pessimistic | Afghanistan | AFG | 2022-01-02 | v8 | TRUE
https://raw.githubusercontent.com/mrc-ide/global-lmic-reports/master/AFG/projections.csv | 2021-05-26 | Reff | 1.45 | 1.47 | 1.48 | 1.48 | 1.5 | 1.52 | Surged Pessimistic | Afghanistan | AFG | 2022-01-02 | v8 | TRUE
https://raw.githubusercontent.com/mrc-ide/global-lmic-reports/master/AFG/projections.csv | 2021-05-26 | infections | 17027.16 | 18626.97 | 19177.3 | 19140.49 | 19709.94 | 21157.51 | Surged Relax Interventions 50% | Afghanistan | AFG | 2022-01-02 | v8 | TRUE
https://raw.githubusercontent.com/mrc-ide/global-lmic-reports/master/AFG/projections.csv | 2021-05-26 | deaths | 12.07 | 13.03 | 13.35 | 13.39 | 13.74 | 14.62 | Surged Relax Interventions 50% | Afghanistan | AFG | 2022-01-02 | v8 | TRUE
https://raw.githubusercontent.com/mrc-ide/global-lmic-reports/master/AFG/projections.csv | 2021-05-26 | hospital_demand | 575 | 623.12 | 640.91 | 641.01 | 658.13 | 694.66 | Surged Relax Interventions 50% | Afghanistan | AFG | 2022-01-02 | v8 | TRUE
https://raw.githubusercontent.com/mrc-ide/global-lmic-reports/master/AFG/projections.csv | 2021-05-26 | ICU_demand | 228.25 | 245.79 | 253.53 | 253.5 | 260.21 | 275.32 | Surged Relax Interventions 50% | Afghanistan | AFG | 2022-01-02 | v8 | TRUE
https://raw.githubusercontent.com/mrc-ide/global-lmic-reports/master/AFG/projections.csv | 2021-05-26 | hospital_incidence | 77.12 | 83.97 | 86.72 | 86.55 | 89.22 | 93.54 | Surged Relax Interventions 50% | Afghanistan | AFG | 2022-01-02 | v8 | TRUE
https://raw.githubusercontent.com/mrc-ide/global-lmic-reports/master/AFG/projections.csv | 2021-05-26 | ICU_incidence | 24.11 | 26.25 | 27.11 | 27.06 | 27.89 | 29.24 | Surged Relax Interventions 50% | Afghanistan | AFG | 2022-01-02 | v8 | TRUE
https://raw.githubusercontent.com/mrc-ide/global-lmic-reports/master/AFG/projections.csv | 2021-05-26 | prevalence | 91694.34 | 100805.49 | 103938.16 | 103515 | 106917.35 | 112464.76 | Surged Relax Interventions 50% | Afghanistan | AFG | 2022-01-02 | v8 | TRUE
https://raw.githubusercontent.com/mrc-ide/global-lmic-reports/master/AFG/projections.csv | 2021-05-26 | cumulative_infections | 1442667.01 | 1486293.48 | 1519288.41 | 1518567.03 | 1552078.34 | 1605311.77 | Surged Relax Interventions 50% | Afghanistan | AFG | 2022-01-02 | v8 | TRUE
https://raw.githubusercontent.com/mrc-ide/global-lmic-reports/master/AFG/projections.csv | 2021-05-26 | cumulative_deaths | 2600.32 | 2688.64 | 2748.46 | 2754.69 | 2821.4 | 2939.03 | Surged Relax Interventions 50% | Afghanistan | AFG | 2022-01-02 | v8 | TRUE
https://raw.githubusercontent.com/mrc-ide/global-lmic-reports/master/AFG/projections.csv | 2021-05-26 | Rt | 1.54 | 1.56 | 1.57 | 1.58 | 1.59 | 1.62 | Surged Relax Interventions 50% | Afghanistan | AFG | 2022-01-02 | v8 | TRUE
https://raw.githubusercontent.com/mrc-ide/global-lmic-reports/master/AFG/projections.csv | 2021-05-26 | Reff | 1.45 | 1.47 | 1.48 | 1.48 | 1.5 | 1.52 | Surged Relax Interventions 50% | Afghanistan | AFG | 2022-01-02 | v8 | TRUE
https://raw.githubusercontent.com/mrc-ide/global-lmic-reports/master/AFG/projections.csv | 2021-05-27 | infections | 18451.72 | 19561.09 | 20433.55 | 20526.18 | 21368.88 | 22914.31 | Additional 50% Reduction | Afghanistan | AFG | 2022-01-02 | v8 | TRUE
https://raw.githubusercontent.com/mrc-ide/global-lmic-reports/master/AFG/projections.csv | 2021-05-27 | deaths | 12.52 | 13.3 | 13.94 | 14.08 | 14.36 | 18.11 | Additional 50% Reduction | Afghanistan | AFG | 2022-01-02 | v8 | TRUE
https://raw.githubusercontent.com/mrc-ide/global-lmic-reports/master/AFG/projections.csv | 2021-05-27 | hospital_demand | 605.83 | 640.02 | 672.46 | 669.35 | 692.68 | 742.11 | Additional 50% Reduction | Afghanistan | AFG | 2022-01-02 | v8 | TRUE
https://raw.githubusercontent.com/mrc-ide/global-lmic-reports/master/AFG/projections.csv | 2021-05-27 | ICU_demand | 239.1 | 252.66 | 266.04 | 264.21 | 273.3 | 290.44 | Additional 50% Reduction | Afghanistan | AFG | 2022-01-02 | v8 | TRUE
https://raw.githubusercontent.com/mrc-ide/global-lmic-reports/master/AFG/projections.csv | 2021-05-27 | hospital_incidence | 83.29 | 87.55 | 91.94 | 91.89 | 95.68 | 101.02 | Additional 50% Reduction | Afghanistan | AFG | 2022-01-02 | v8 | TRUE
https://raw.githubusercontent.com/mrc-ide/global-lmic-reports/master/AFG/projections.csv | 2021-05-27 | ICU_incidence | 26.05 | 27.38 | 28.75 | 28.74 | 29.92 | 31.59 | Additional 50% Reduction | Afghanistan | AFG | 2022-01-02 | v8 | TRUE
https://raw.githubusercontent.com/mrc-ide/global-lmic-reports/master/AFG/projections.csv | 2021-05-27 | prevalence | 100239.71 | 106170.85 | 110735.57 | 111174.79 | 115723.51 | 123477.43 | Additional 50% Reduction | Afghanistan | AFG | 2022-01-02 | v8 | TRUE
https://raw.githubusercontent.com/mrc-ide/global-lmic-reports/master/AFG/projections.csv | 2021-05-27 | cumulative_infections | 1450595.67 | 1514397.87 | 1546588.02 | 1551328.48 | 1581526.93 | 1697060.23 | Additional 50% Reduction | Afghanistan | AFG | 2022-01-02 | v8 | TRUE
https://raw.githubusercontent.com/mrc-ide/global-lmic-reports/master/AFG/projections.csv | 2021-05-27 | cumulative_deaths | 2622.5 | 2717.63 | 2795.77 | 2805.71 | 2868.28 | 3114.12 | Additional 50% Reduction | Afghanistan | AFG | 2022-01-02 | v8 | TRUE
https://raw.githubusercontent.com/mrc-ide/global-lmic-reports/master/AFG/projections.csv | 2021-05-27 | Rt | 1.51 | 1.53 | 1.54 | 1.54 | 1.55 | 1.57 | Additional 50% Reduction | Afghanistan | AFG | 2022-01-02 | v8 | TRUE
https://raw.githubusercontent.com/mrc-ide/global-lmic-reports/master/AFG/projections.csv | 2021-05-27 | Reff | 1.42 | 1.44 | 1.44 | 1.44 | 1.46 | 1.47 | Additional 50% Reduction | Afghanistan | AFG | 2022-01-02 | v8 | TRUE
https://raw.githubusercontent.com/mrc-ide/global-lmic-reports/master/AFG/projections.csv | 2021-05-27 | infections | 18451.72 | 19561.09 | 20433.55 | 20526.18 | 21368.88 | 22914.31 | Maintain Status Quo | Afghanistan | AFG | 2022-01-02 | v8 | TRUE
https://raw.githubusercontent.com/mrc-ide/global-lmic-reports/master/AFG/projections.csv | 2021-05-27 | deaths | 12.52 | 13.3 | 13.94 | 14.08 | 14.36 | 18.11 | Maintain Status Quo | Afghanistan | AFG | 2022-01-02 | v8 | TRUE
https://raw.githubusercontent.com/mrc-ide/global-lmic-reports/master/AFG/projections.csv | 2021-05-27 | hospital_demand | 605.83 | 640.02 | 672.46 | 669.35 | 692.68 | 742.11 | Maintain Status Quo | Afghanistan | AFG | 2022-01-02 | v8 | TRUE
https://raw.githubusercontent.com/mrc-ide/global-lmic-reports/master/AFG/projections.csv | 2021-05-27 | ICU_demand | 239.1 | 252.66 | 266.04 | 264.21 | 273.3 | 290.44 | Maintain Status Quo | Afghanistan | AFG | 2022-01-02 | v8 | TRUE
https://raw.githubusercontent.com/mrc-ide/global-lmic-reports/master/AFG/projections.csv | 2021-05-27 | hospital_incidence | 83.29 | 87.55 | 91.94 | 91.89 | 95.68 | 101.02 | Maintain Status Quo | Afghanistan | AFG | 2022-01-02 | v8 | TRUE
https://raw.githubusercontent.com/mrc-ide/global-lmic-reports/master/AFG/projections.csv | 2021-05-27 | ICU_incidence | 26.05 | 27.38 | 28.75 | 28.74 | 29.92 | 31.59 | Maintain Status Quo | Afghanistan | AFG | 2022-01-02 | v8 | TRUE
https://raw.githubusercontent.com/mrc-ide/global-lmic-reports/master/AFG/projections.csv | 2021-05-27 | prevalence | 100239.71 | 106170.85 | 110735.57 | 111174.79 | 115723.51 | 123477.43 | Maintain Status Quo | Afghanistan | AFG | 2022-01-02 | v8 | TRUE
https://raw.githubusercontent.com/mrc-ide/global-lmic-reports/master/AFG/projections.csv | 2021-05-27 | cumulative_infections | 1450595.67 | 1514397.87 | 1546588.02 | 1551328.48 | 1581526.93 | 1697060.23 | Maintain Status Quo | Afghanistan | AFG | 2022-01-02 | v8 | TRUE
https://raw.githubusercontent.com/mrc-ide/global-lmic-reports/master/AFG/projections.csv | 2021-05-27 | cumulative_deaths | 2622.5 | 2717.63 | 2795.77 | 2805.71 | 2868.28 | 3114.12 | Maintain Status Quo | Afghanistan | AFG | 2022-01-02 | v8 | TRUE
https://raw.githubusercontent.com/mrc-ide/global-lmic-reports/master/AFG/projections.csv | 2021-05-27 | Rt | 1.51 | 1.53 | 1.54 | 1.54 | 1.55 | 1.57 | Maintain Status Quo | Afghanistan | AFG | 2022-01-02 | v8 | TRUE
https://raw.githubusercontent.com/mrc-ide/global-lmic-reports/master/AFG/projections.csv | 2021-05-27 | Reff | 1.42 | 1.44 | 1.44 | 1.44 | 1.46 | 1.47 | Maintain Status Quo | Afghanistan | AFG | 2022-01-02 | v8 | TRUE
https://raw.githubusercontent.com/mrc-ide/global-lmic-reports/master/AFG/projections.csv | 2021-05-27 | infections | 18451.72 | 19561.09 | 20433.55 | 20526.18 | 21368.88 | 22914.31 | Optimistic | Afghanistan | AFG | 2022-01-02 | v8 | TRUE
https://raw.githubusercontent.com/mrc-ide/global-lmic-reports/master/AFG/projections.csv | 2021-05-27 | deaths | 12.52 | 13.3 | 13.94 | 14.08 | 14.36 | 18.11 | Optimistic | Afghanistan | AFG | 2022-01-02 | v8 | TRUE
https://raw.githubusercontent.com/mrc-ide/global-lmic-reports/master/AFG/projections.csv | 2021-05-27 | hospital_demand | 605.83 | 640.02 | 672.46 | 669.35 | 692.68 | 742.11 | Optimistic | Afghanistan | AFG | 2022-01-02 | v8 | TRUE
https://raw.githubusercontent.com/mrc-ide/global-lmic-reports/master/AFG/projections.csv | 2021-05-27 | ICU_demand | 239.1 | 252.66 | 266.04 | 264.21 | 273.3 | 290.44 | Optimistic | Afghanistan | AFG | 2022-01-02 | v8 | TRUE
https://raw.githubusercontent.com/mrc-ide/global-lmic-reports/master/AFG/projections.csv | 2021-05-27 | hospital_incidence | 83.29 | 87.55 | 91.94 | 91.89 | 95.68 | 101.02 | Optimistic | Afghanistan | AFG | 2022-01-02 | v8 | TRUE
https://raw.githubusercontent.com/mrc-ide/global-lmic-reports/master/AFG/projections.csv | 2021-05-27 | ICU_incidence | 26.05 | 27.38 | 28.75 | 28.74 | 29.92 | 31.59 | Optimistic | Afghanistan | AFG | 2022-01-02 | v8 | TRUE
https://raw.githubusercontent.com/mrc-ide/global-lmic-reports/master/AFG/projections.csv | 2021-05-27 | prevalence | 100239.71 | 106170.85 | 110735.57 | 111174.79 | 115723.51 | 123477.43 | Optimistic | Afghanistan | AFG | 2022-01-02 | v8 | TRUE
https://raw.githubusercontent.com/mrc-ide/global-lmic-reports/master/AFG/projections.csv | 2021-05-27 | cumulative_infections | 1450595.67 | 1514397.87 | 1546588.02 | 1551328.48 | 1581526.93 | 1697060.23 | Optimistic | Afghanistan | AFG | 2022-01-02 | v8 | TRUE
https://raw.githubusercontent.com/mrc-ide/global-lmic-reports/master/AFG/projections.csv | 2021-05-27 | cumulative_deaths | 2622.5 | 2717.63 | 2795.77 | 2805.71 | 2868.28 | 3114.12 | Optimistic | Afghanistan | AFG | 2022-01-02 | v8 | TRUE
https://raw.githubusercontent.com/mrc-ide/global-lmic-reports/master/AFG/projections.csv | 2021-05-27 | Rt | 1.51 | 1.53 | 1.54 | 1.54 | 1.55 | 1.57 | Optimistic | Afghanistan | AFG | 2022-01-02 | v8 | TRUE
https://raw.githubusercontent.com/mrc-ide/global-lmic-reports/master/AFG/projections.csv | 2021-05-27 | Reff | 1.42 | 1.44 | 1.44 | 1.44 | 1.46 | 1.47 | Optimistic | Afghanistan | AFG | 2022-01-02 | v8 | TRUE
https://raw.githubusercontent.com/mrc-ide/global-lmic-reports/master/AFG/projections.csv | 2021-05-27 | infections | 18451.72 | 19561.09 | 20433.55 | 20526.18 | 21368.88 | 22914.31 | Pessimistic | Afghanistan | AFG | 2022-01-02 | v8 | TRUE
https://raw.githubusercontent.com/mrc-ide/global-lmic-reports/master/AFG/projections.csv | 2021-05-27 | deaths | 12.52 | 13.3 | 13.94 | 14.08 | 14.36 | 18.11 | Pessimistic | Afghanistan | AFG | 2022-01-02 | v8 | TRUE
https://raw.githubusercontent.com/mrc-ide/global-lmic-reports/master/AFG/projections.csv | 2021-05-27 | hospital_demand | 605.83 | 640.02 | 672.46 | 669.35 | 692.68 | 742.11 | Pessimistic | Afghanistan | AFG | 2022-01-02 | v8 | TRUE
https://raw.githubusercontent.com/mrc-ide/global-lmic-reports/master/AFG/projections.csv | 2021-05-27 | ICU_demand | 239.1 | 252.66 | 266.04 | 264.21 | 273.3 | 290.44 | Pessimistic | Afghanistan | AFG | 2022-01-02 | v8 | TRUE
https://raw.githubusercontent.com/mrc-ide/global-lmic-reports/master/AFG/projections.csv | 2021-05-27 | hospital_incidence | 83.29 | 87.55 | 91.94 | 91.89 | 95.68 | 101.02 | Pessimistic | Afghanistan | AFG | 2022-01-02 | v8 | TRUE
https://raw.githubusercontent.com/mrc-ide/global-lmic-reports/master/AFG/projections.csv | 2021-05-27 | ICU_incidence | 26.05 | 27.38 | 28.75 | 28.74 | 29.92 | 31.59 | Pessimistic | Afghanistan | AFG | 2022-01-02 | v8 | TRUE
https://raw.githubusercontent.com/mrc-ide/global-lmic-reports/master/AFG/projections.csv | 2021-05-27 | prevalence | 100239.71 | 106170.85 | 110735.57 | 111174.79 | 115723.51 | 123477.43 | Pessimistic | Afghanistan | AFG | 2022-01-02 | v8 | TRUE
https://raw.githubusercontent.com/mrc-ide/global-lmic-reports/master/AFG/projections.csv | 2021-05-27 | cumulative_infections | 1450595.67 | 1514397.87 | 1546588.02 | 1551328.48 | 1581526.93 | 1697060.23 | Pessimistic | Afghanistan | AFG | 2022-01-02 | v8 | TRUE
https://raw.githubusercontent.com/mrc-ide/global-lmic-reports/master/AFG/projections.csv | 2021-05-27 | cumulative_deaths | 2622.5 | 2717.63 | 2795.77 | 2805.71 | 2868.28 | 3114.12 | Pessimistic | Afghanistan | AFG | 2022-01-02 | v8 | TRUE
https://raw.githubusercontent.com/mrc-ide/global-lmic-reports/master/AFG/projections.csv | 2021-05-27 | Rt | 1.51 | 1.53 | 1.54 | 1.54 | 1.55 | 1.57 | Pessimistic | Afghanistan | AFG | 2022-01-02 | v8 | TRUE
https://raw.githubusercontent.com/mrc-ide/global-lmic-reports/master/AFG/projections.csv | 2021-05-27 | Reff | 1.42 | 1.44 | 1.44 | 1.44 | 1.46 | 1.47 | Pessimistic | Afghanistan | AFG | 2022-01-02 | v8 | TRUE
https://raw.githubusercontent.com/mrc-ide/global-lmic-reports/master/AFG/projections.csv | 2021-05-27 | infections | 18451.72 | 19561.09 | 20433.55 | 20526.18 | 21368.88 | 22914.31 | Relax Interventions 50% | Afghanistan | AFG | 2022-01-02 | v8 | TRUE
https://raw.githubusercontent.com/mrc-ide/global-lmic-reports/master/AFG/projections.csv | 2021-05-27 | deaths | 12.52 | 13.3 | 13.94 | 14.08 | 14.36 | 18.11 | Relax Interventions 50% | Afghanistan | AFG | 2022-01-02 | v8 | TRUE
https://raw.githubusercontent.com/mrc-ide/global-lmic-reports/master/AFG/projections.csv | 2021-05-27 | hospital_demand | 605.83 | 640.02 | 672.46 | 669.35 | 692.68 | 742.11 | Relax Interventions 50% | Afghanistan | AFG | 2022-01-02 | v8 | TRUE
https://raw.githubusercontent.com/mrc-ide/global-lmic-reports/master/AFG/projections.csv | 2021-05-27 | ICU_demand | 239.1 | 252.66 | 266.04 | 264.21 | 273.3 | 290.44 | Relax Interventions 50% | Afghanistan | AFG | 2022-01-02 | v8 | TRUE
https://raw.githubusercontent.com/mrc-ide/global-lmic-reports/master/AFG/projections.csv | 2021-05-27 | hospital_incidence | 83.29 | 87.55 | 91.94 | 91.89 | 95.68 | 101.02 | Relax Interventions 50% | Afghanistan | AFG | 2022-01-02 | v8 | TRUE
https://raw.githubusercontent.com/mrc-ide/global-lmic-reports/master/AFG/projections.csv | 2021-05-27 | ICU_incidence | 26.05 | 27.38 | 28.75 | 28.74 | 29.92 | 31.59 | Relax Interventions 50% | Afghanistan | AFG | 2022-01-02 | v8 | TRUE
https://raw.githubusercontent.com/mrc-ide/global-lmic-reports/master/AFG/projections.csv | 2021-05-27 | prevalence | 100239.71 | 106170.85 | 110735.57 | 111174.79 | 115723.51 | 123477.43 | Relax Interventions 50% | Afghanistan | AFG | 2022-01-02 | v8 | TRUE
https://raw.githubusercontent.com/mrc-ide/global-lmic-reports/master/AFG/projections.csv | 2021-05-27 | cumulative_infections | 1450595.67 | 1514397.87 | 1546588.02 | 1551328.48 | 1581526.93 | 1697060.23 | Relax Interventions 50% | Afghanistan | AFG | 2022-01-02 | v8 | TRUE
https://raw.githubusercontent.com/mrc-ide/global-lmic-reports/master/AFG/projections.csv | 2021-05-27 | cumulative_deaths | 2622.5 | 2717.63 | 2795.77 | 2805.71 | 2868.28 | 3114.12 | Relax Interventions 50% | Afghanistan | AFG | 2022-01-02 | v8 | TRUE
https://raw.githubusercontent.com/mrc-ide/global-lmic-reports/master/AFG/projections.csv | 2021-05-27 | Rt | 1.51 | 1.53 | 1.54 | 1.54 | 1.55 | 1.57 | Relax Interventions 50% | Afghanistan | AFG | 2022-01-02 | v8 | TRUE
https://raw.githubusercontent.com/mrc-ide/global-lmic-reports/master/AFG/projections.csv | 2021-05-27 | Reff | 1.42 | 1.44 | 1.44 | 1.44 | 1.46 | 1.47 | Relax Interventions 50% | Afghanistan | AFG | 2022-01-02 | v8 | TRUE
https://raw.githubusercontent.com/mrc-ide/global-lmic-reports/master/AFG/projections.csv | 2021-05-27 | infections | 18086.91 | 19813.8 | 20336.12 | 20313.01 | 20878.89 | 22575.73 | Surged Additional 50% Reduction | Afghanistan | AFG | 2022-01-02 | v8 | TRUE
https://raw.githubusercontent.com/mrc-ide/global-lmic-reports/master/AFG/projections.csv | 2021-05-27 | deaths | 12.47 | 13.44 | 13.83 | 13.84 | 14.2 | 15.08 | Surged Additional 50% Reduction | Afghanistan | AFG | 2022-01-02 | v8 | TRUE
https://raw.githubusercontent.com/mrc-ide/global-lmic-reports/master/AFG/projections.csv | 2021-05-27 | hospital_demand | 596.32 | 647.33 | 665.07 | 665.96 | 685.1 | 720.47 | Surged Additional 50% Reduction | Afghanistan | AFG | 2022-01-02 | v8 | TRUE
https://raw.githubusercontent.com/mrc-ide/global-lmic-reports/master/AFG/projections.csv | 2021-05-27 | ICU_demand | 236.69 | 255.94 | 263.14 | 263.36 | 270.4 | 285.58 | Surged Additional 50% Reduction | Afghanistan | AFG | 2022-01-02 | v8 | TRUE
https://raw.githubusercontent.com/mrc-ide/global-lmic-reports/master/AFG/projections.csv | 2021-05-27 | hospital_incidence | 80.97 | 88.34 | 91.36 | 91.13 | 94.14 | 98.58 | Surged Additional 50% Reduction | Afghanistan | AFG | 2022-01-02 | v8 | TRUE
https://raw.githubusercontent.com/mrc-ide/global-lmic-reports/master/AFG/projections.csv | 2021-05-27 | ICU_incidence | 25.32 | 27.63 | 28.57 | 28.5 | 29.44 | 30.83 | Surged Additional 50% Reduction | Afghanistan | AFG | 2022-01-02 | v8 | TRUE
https://raw.githubusercontent.com/mrc-ide/global-lmic-reports/master/AFG/projections.csv | 2021-05-27 | prevalence | 97666.48 | 107464.17 | 110471.66 | 110126.25 | 113607.91 | 120179.5 | Surged Additional 50% Reduction | Afghanistan | AFG | 2022-01-02 | v8 | TRUE
https://raw.githubusercontent.com/mrc-ide/global-lmic-reports/master/AFG/projections.csv | 2021-05-27 | cumulative_infections | 1462946.64 | 1506328.17 | 1538937.79 | 1538880.04 | 1572339.89 | 1626734.34 | Surged Additional 50% Reduction | Afghanistan | AFG | 2022-01-02 | v8 | TRUE
https://raw.githubusercontent.com/mrc-ide/global-lmic-reports/master/AFG/projections.csv | 2021-05-27 | cumulative_deaths | 2613.87 | 2702.6 | 2762.79 | 2768.53 | 2836.07 | 2951.63 | Surged Additional 50% Reduction | Afghanistan | AFG | 2022-01-02 | v8 | TRUE
https://raw.githubusercontent.com/mrc-ide/global-lmic-reports/master/AFG/projections.csv | 2021-05-27 | Rt | 1.51 | 1.52 | 1.54 | 1.54 | 1.55 | 1.57 | Surged Additional 50% Reduction | Afghanistan | AFG | 2022-01-02 | v8 | TRUE
https://raw.githubusercontent.com/mrc-ide/global-lmic-reports/master/AFG/projections.csv | 2021-05-27 | Reff | 1.42 | 1.43 | 1.44 | 1.44 | 1.46 | 1.47 | Surged Additional 50% Reduction | Afghanistan | AFG | 2022-01-02 | v8 | TRUE
https://raw.githubusercontent.com/mrc-ide/global-lmic-reports/master/AFG/projections.csv | 2021-05-27 | infections | 18086.91 | 19813.8 | 20336.12 | 20313.01 | 20878.89 | 22575.73 | Surged Maintain Status Quo | Afghanistan | AFG | 2022-01-02 | v8 | TRUE
https://raw.githubusercontent.com/mrc-ide/global-lmic-reports/master/AFG/projections.csv | 2021-05-27 | deaths | 12.47 | 13.44 | 13.83 | 13.84 | 14.2 | 15.08 | Surged Maintain Status Quo | Afghanistan | AFG | 2022-01-02 | v8 | TRUE
https://raw.githubusercontent.com/mrc-ide/global-lmic-reports/master/AFG/projections.csv | 2021-05-27 | hospital_demand | 596.32 | 647.33 | 665.07 | 665.96 | 685.1 | 720.47 | Surged Maintain Status Quo | Afghanistan | AFG | 2022-01-02 | v8 | TRUE
https://raw.githubusercontent.com/mrc-ide/global-lmic-reports/master/AFG/projections.csv | 2021-05-27 | ICU_demand | 236.69 | 255.94 | 263.14 | 263.36 | 270.4 | 285.58 | Surged Maintain Status Quo | Afghanistan | AFG | 2022-01-02 | v8 | TRUE
https://raw.githubusercontent.com/mrc-ide/global-lmic-reports/master/AFG/projections.csv | 2021-05-27 | hospital_incidence | 80.97 | 88.34 | 91.36 | 91.13 | 94.14 | 98.58 | Surged Maintain Status Quo | Afghanistan | AFG | 2022-01-02 | v8 | TRUE
https://raw.githubusercontent.com/mrc-ide/global-lmic-reports/master/AFG/projections.csv | 2021-05-27 | ICU_incidence | 25.32 | 27.63 | 28.57 | 28.5 | 29.44 | 30.83 | Surged Maintain Status Quo | Afghanistan | AFG | 2022-01-02 | v8 | TRUE
https://raw.githubusercontent.com/mrc-ide/global-lmic-reports/master/AFG/projections.csv | 2021-05-27 | prevalence | 97666.48 | 107464.17 | 110471.66 | 110126.25 | 113607.91 | 120179.5 | Surged Maintain Status Quo | Afghanistan | AFG | 2022-01-02 | v8 | TRUE
https://raw.githubusercontent.com/mrc-ide/global-lmic-reports/master/AFG/projections.csv | 2021-05-27 | cumulative_infections | 1462946.64 | 1506328.17 | 1538937.79 | 1538880.04 | 1572339.89 | 1626734.34 | Surged Maintain Status Quo | Afghanistan | AFG | 2022-01-02 | v8 | TRUE
https://raw.githubusercontent.com/mrc-ide/global-lmic-reports/master/AFG/projections.csv | 2021-05-27 | cumulative_deaths | 2613.87 | 2702.6 | 2762.79 | 2768.53 | 2836.07 | 2951.63 | Surged Maintain Status Quo | Afghanistan | AFG | 2022-01-02 | v8 | TRUE
https://raw.githubusercontent.com/mrc-ide/global-lmic-reports/master/AFG/projections.csv | 2021-05-27 | Rt | 1.51 | 1.52 | 1.54 | 1.54 | 1.55 | 1.57 | Surged Maintain Status Quo | Afghanistan | AFG | 2022-01-02 | v8 | TRUE
https://raw.githubusercontent.com/mrc-ide/global-lmic-reports/master/AFG/projections.csv | 2021-05-27 | Reff | 1.42 | 1.43 | 1.44 | 1.44 | 1.46 | 1.47 | Surged Maintain Status Quo | Afghanistan | AFG | 2022-01-02 | v8 | TRUE
https://raw.githubusercontent.com/mrc-ide/global-lmic-reports/master/AFG/projections.csv | 2021-05-27 | infections | 18086.91 | 19813.8 | 20336.12 | 20313.01 | 20878.89 | 22575.73 | Surged Optimistic | Afghanistan | AFG | 2022-01-02 | v8 | TRUE
https://raw.githubusercontent.com/mrc-ide/global-lmic-reports/master/AFG/projections.csv | 2021-05-27 | deaths | 12.47 | 13.44 | 13.83 | 13.84 | 14.2 | 15.08 | Surged Optimistic | Afghanistan | AFG | 2022-01-02 | v8 | TRUE
https://raw.githubusercontent.com/mrc-ide/global-lmic-reports/master/AFG/projections.csv | 2021-05-27 | hospital_demand | 596.32 | 647.33 | 665.07 | 665.96 | 685.1 | 720.47 | Surged Optimistic | Afghanistan | AFG | 2022-01-02 | v8 | TRUE
https://raw.githubusercontent.com/mrc-ide/global-lmic-reports/master/AFG/projections.csv | 2021-05-27 | ICU_demand | 236.69 | 255.94 | 263.14 | 263.36 | 270.4 | 285.58 | Surged Optimistic | Afghanistan | AFG | 2022-01-02 | v8 | TRUE
https://raw.githubusercontent.com/mrc-ide/global-lmic-reports/master/AFG/projections.csv | 2021-05-27 | hospital_incidence | 80.97 | 88.34 | 91.36 | 91.13 | 94.14 | 98.58 | Surged Optimistic | Afghanistan | AFG | 2022-01-02 | v8 | TRUE
https://raw.githubusercontent.com/mrc-ide/global-lmic-reports/master/AFG/projections.csv | 2021-05-27 | ICU_incidence | 25.32 | 27.63 | 28.57 | 28.5 | 29.44 | 30.83 | Surged Optimistic | Afghanistan | AFG | 2022-01-02 | v8 | TRUE
https://raw.githubusercontent.com/mrc-ide/global-lmic-reports/master/AFG/projections.csv | 2021-05-27 | prevalence | 97666.48 | 107464.17 | 110471.66 | 110126.25 | 113607.91 | 120179.5 | Surged Optimistic | Afghanistan | AFG | 2022-01-02 | v8 | TRUE
https://raw.githubusercontent.com/mrc-ide/global-lmic-reports/master/AFG/projections.csv | 2021-05-27 | cumulative_infections | 1462946.64 | 1506328.17 | 1538937.79 | 1538880.04 | 1572339.89 | 1626734.34 | Surged Optimistic | Afghanistan | AFG | 2022-01-02 | v8 | TRUE
https://raw.githubusercontent.com/mrc-ide/global-lmic-reports/master/AFG/projections.csv | 2021-05-27 | cumulative_deaths | 2613.87 | 2702.6 | 2762.79 | 2768.53 | 2836.07 | 2951.63 | Surged Optimistic | Afghanistan | AFG | 2022-01-02 | v8 | TRUE
https://raw.githubusercontent.com/mrc-ide/global-lmic-reports/master/AFG/projections.csv | 2021-05-27 | Rt | 1.51 | 1.52 | 1.54 | 1.54 | 1.55 | 1.57 | Surged Optimistic | Afghanistan | AFG | 2022-01-02 | v8 | TRUE
https://raw.githubusercontent.com/mrc-ide/global-lmic-reports/master/AFG/projections.csv | 2021-05-27 | Reff | 1.42 | 1.43 | 1.44 | 1.44 | 1.46 | 1.47 | Surged Optimistic | Afghanistan | AFG | 2022-01-02 | v8 | TRUE
https://raw.githubusercontent.com/mrc-ide/global-lmic-reports/master/AFG/projections.csv | 2021-05-27 | infections | 18086.91 | 19813.8 | 20336.12 | 20313.01 | 20878.89 | 22575.73 | Surged Pessimistic | Afghanistan | AFG | 2022-01-02 | v8 | TRUE
https://raw.githubusercontent.com/mrc-ide/global-lmic-reports/master/AFG/projections.csv | 2021-05-27 | deaths | 12.47 | 13.44 | 13.83 | 13.84 | 14.2 | 15.08 | Surged Pessimistic | Afghanistan | AFG | 2022-01-02 | v8 | TRUE
https://raw.githubusercontent.com/mrc-ide/global-lmic-reports/master/AFG/projections.csv | 2021-05-27 | hospital_demand | 596.32 | 647.33 | 665.07 | 665.96 | 685.1 | 720.47 | Surged Pessimistic | Afghanistan | AFG | 2022-01-02 | v8 | TRUE
https://raw.githubusercontent.com/mrc-ide/global-lmic-reports/master/AFG/projections.csv | 2021-05-27 | ICU_demand | 236.69 | 255.94 | 263.14 | 263.36 | 270.4 | 285.58 | Surged Pessimistic | Afghanistan | AFG | 2022-01-02 | v8 | TRUE
https://raw.githubusercontent.com/mrc-ide/global-lmic-reports/master/AFG/projections.csv | 2021-05-27 | hospital_incidence | 80.97 | 88.34 | 91.36 | 91.13 | 94.14 | 98.58 | Surged Pessimistic | Afghanistan | AFG | 2022-01-02 | v8 | TRUE
https://raw.githubusercontent.com/mrc-ide/global-lmic-reports/master/AFG/projections.csv | 2021-05-27 | ICU_incidence | 25.32 | 27.63 | 28.57 | 28.5 | 29.44 | 30.83 | Surged Pessimistic | Afghanistan | AFG | 2022-01-02 | v8 | TRUE
https://raw.githubusercontent.com/mrc-ide/global-lmic-reports/master/AFG/projections.csv | 2021-05-27 | prevalence | 97666.48 | 107464.17 | 110471.66 | 110126.25 | 113607.91 | 120179.5 | Surged Pessimistic | Afghanistan | AFG | 2022-01-02 | v8 | TRUE
https://raw.githubusercontent.com/mrc-ide/global-lmic-reports/master/AFG/projections.csv | 2021-05-27 | cumulative_infections | 1462946.64 | 1506328.17 | 1538937.79 | 1538880.04 | 1572339.89 | 1626734.34 | Surged Pessimistic | Afghanistan | AFG | 2022-01-02 | v8 | TRUE
https://raw.githubusercontent.com/mrc-ide/global-lmic-reports/master/AFG/projections.csv | 2021-05-27 | cumulative_deaths | 2613.87 | 2702.6 | 2762.79 | 2768.53 | 2836.07 | 2951.63 | Surged Pessimistic | Afghanistan | AFG | 2022-01-02 | v8 | TRUE
https://raw.githubusercontent.com/mrc-ide/global-lmic-reports/master/AFG/projections.csv | 2021-05-27 | Rt | 1.51 | 1.52 | 1.54 | 1.54 | 1.55 | 1.57 | Surged Pessimistic | Afghanistan | AFG | 2022-01-02 | v8 | TRUE
https://raw.githubusercontent.com/mrc-ide/global-lmic-reports/master/AFG/projections.csv | 2021-05-27 | Reff | 1.42 | 1.43 | 1.44 | 1.44 | 1.46 | 1.47 | Surged Pessimistic | Afghanistan | AFG | 2022-01-02 | v8 | TRUE
https://raw.githubusercontent.com/mrc-ide/global-lmic-reports/master/AFG/projections.csv | 2021-05-27 | infections | 18086.91 | 19813.8 | 20336.12 | 20313.01 | 20878.89 | 22575.73 | Surged Relax Interventions 50% | Afghanistan | AFG | 2022-01-02 | v8 | TRUE
https://raw.githubusercontent.com/mrc-ide/global-lmic-reports/master/AFG/projections.csv | 2021-05-27 | deaths | 12.47 | 13.44 | 13.83 | 13.84 | 14.2 | 15.08 | Surged Relax Interventions 50% | Afghanistan | AFG | 2022-01-02 | v8 | TRUE
https://raw.githubusercontent.com/mrc-ide/global-lmic-reports/master/AFG/projections.csv | 2021-05-27 | hospital_demand | 596.32 | 647.33 | 665.07 | 665.96 | 685.1 | 720.47 | Surged Relax Interventions 50% | Afghanistan | AFG | 2022-01-02 | v8 | TRUE
https://raw.githubusercontent.com/mrc-ide/global-lmic-reports/master/AFG/projections.csv | 2021-05-27 | ICU_demand | 236.69 | 255.94 | 263.14 | 263.36 | 270.4 | 285.58 | Surged Relax Interventions 50% | Afghanistan | AFG | 2022-01-02 | v8 | TRUE
https://raw.githubusercontent.com/mrc-ide/global-lmic-reports/master/AFG/projections.csv | 2021-05-27 | hospital_incidence | 80.97 | 88.34 | 91.36 | 91.13 | 94.14 | 98.58 | Surged Relax Interventions 50% | Afghanistan | AFG | 2022-01-02 | v8 | TRUE
https://raw.githubusercontent.com/mrc-ide/global-lmic-reports/master/AFG/projections.csv | 2021-05-27 | ICU_incidence | 25.32 | 27.63 | 28.57 | 28.5 | 29.44 | 30.83 | Surged Relax Interventions 50% | Afghanistan | AFG | 2022-01-02 | v8 | TRUE
https://raw.githubusercontent.com/mrc-ide/global-lmic-reports/master/AFG/projections.csv | 2021-05-27 | prevalence | 97666.48 | 107464.17 | 110471.66 | 110126.25 | 113607.91 | 120179.5 | Surged Relax Interventions 50% | Afghanistan | AFG | 2022-01-02 | v8 | TRUE
https://raw.githubusercontent.com/mrc-ide/global-lmic-reports/master/AFG/projections.csv | 2021-05-27 | cumulative_infections | 1462946.64 | 1506328.17 | 1538937.79 | 1538880.04 | 1572339.89 | 1626734.34 | Surged Relax Interventions 50% | Afghanistan | AFG | 2022-01-02 | v8 | TRUE
https://raw.githubusercontent.com/mrc-ide/global-lmic-reports/master/AFG/projections.csv | 2021-05-27 | cumulative_deaths | 2613.87 | 2702.6 | 2762.79 | 2768.53 | 2836.07 | 2951.63 | Surged Relax Interventions 50% | Afghanistan | AFG | 2022-01-02 | v8 | TRUE
https://raw.githubusercontent.com/mrc-ide/global-lmic-reports/master/AFG/projections.csv | 2021-05-27 | Rt | 1.51 | 1.52 | 1.54 | 1.54 | 1.55 | 1.57 | Surged Relax Interventions 50% | Afghanistan | AFG | 2022-01-02 | v8 | TRUE
https://raw.githubusercontent.com/mrc-ide/global-lmic-reports/master/AFG/projections.csv | 2021-05-27 | Reff | 1.42 | 1.43 | 1.44 | 1.44 | 1.46 | 1.47 | Surged Relax Interventions 50% | Afghanistan | AFG | 2022-01-02 | v8 | TRUE
https://raw.githubusercontent.com/mrc-ide/global-lmic-reports/master/AFG/projections.csv | 2021-05-28 | infections | 19083.35 | 20342.04 | 21298.91 | 21285.59 | 22113.59 | 23661.07 | Additional 50% Reduction | Afghanistan | AFG | 2022-01-02 | v8 | TRUE
https://raw.githubusercontent.com/mrc-ide/global-lmic-reports/master/AFG/projections.csv | 2021-05-28 | deaths | 12.98 | 13.75 | 14.48 | 15.19 | 15.28 | 22.68 | Additional 50% Reduction | Afghanistan | AFG | 2022-01-02 | v8 | TRUE
https://raw.githubusercontent.com/mrc-ide/global-lmic-reports/master/AFG/projections.csv | 2021-05-28 | hospital_demand | 631.26 | 667.61 | 699.13 | 697.29 | 722.02 | 772.95 | Additional 50% Reduction | Afghanistan | AFG | 2022-01-02 | v8 | TRUE
https://raw.githubusercontent.com/mrc-ide/global-lmic-reports/master/AFG/projections.csv | 2021-05-28 | ICU_demand | 249.12 | 262.71 | 276.74 | 274.32 | 284.06 | 295.68 | Additional 50% Reduction | Afghanistan | AFG | 2022-01-02 | v8 | TRUE
https://raw.githubusercontent.com/mrc-ide/global-lmic-reports/master/AFG/projections.csv | 2021-05-28 | hospital_incidence | 87.88 | 92.5 | 97.04 | 97.04 | 101.02 | 106.67 | Additional 50% Reduction | Afghanistan | AFG | 2022-01-02 | v8 | TRUE
https://raw.githubusercontent.com/mrc-ide/global-lmic-reports/master/AFG/projections.csv | 2021-05-28 | ICU_incidence | 27.5 | 28.94 | 30.36 | 30.36 | 31.6 | 33.37 | Additional 50% Reduction | Afghanistan | AFG | 2022-01-02 | v8 | TRUE
https://raw.githubusercontent.com/mrc-ide/global-lmic-reports/master/AFG/projections.csv | 2021-05-28 | prevalence | 106079.66 | 112480.63 | 117353.23 | 117747.81 | 122521.25 | 130929.01 | Additional 50% Reduction | Afghanistan | AFG | 2022-01-02 | v8 | TRUE
https://raw.githubusercontent.com/mrc-ide/global-lmic-reports/master/AFG/projections.csv | 2021-05-28 | cumulative_infections | 1469863.12 | 1535315.51 | 1568029.37 | 1572614.07 | 1602565.73 | 1719535.65 | Additional 50% Reduction | Afghanistan | AFG | 2022-01-02 | v8 | TRUE
https://raw.githubusercontent.com/mrc-ide/global-lmic-reports/master/AFG/projections.csv | 2021-05-28 | cumulative_deaths | 2636.52 | 2732.24 | 2810.38 | 2820.9 | 2882.7 | 3131.43 | Additional 50% Reduction | Afghanistan | AFG | 2022-01-02 | v8 | TRUE
https://raw.githubusercontent.com/mrc-ide/global-lmic-reports/master/AFG/projections.csv | 2021-05-28 | Rt | 1.54 | 1.55 | 1.57 | 1.57 | 1.58 | 1.61 | Additional 50% Reduction | Afghanistan | AFG | 2022-01-02 | v8 | TRUE
https://raw.githubusercontent.com/mrc-ide/global-lmic-reports/master/AFG/projections.csv | 2021-05-28 | Reff | 1.44 | 1.46 | 1.47 | 1.47 | 1.48 | 1.5 | Additional 50% Reduction | Afghanistan | AFG | 2022-01-02 | v8 | TRUE
https://raw.githubusercontent.com/mrc-ide/global-lmic-reports/master/AFG/projections.csv | 2021-05-28 | infections | 19083.35 | 20342.04 | 21298.91 | 21285.59 | 22113.59 | 23661.07 | Maintain Status Quo | Afghanistan | AFG | 2022-01-02 | v8 | TRUE
https://raw.githubusercontent.com/mrc-ide/global-lmic-reports/master/AFG/projections.csv | 2021-05-28 | deaths | 12.98 | 13.75 | 14.48 | 15.19 | 15.28 | 22.68 | Maintain Status Quo | Afghanistan | AFG | 2022-01-02 | v8 | TRUE
https://raw.githubusercontent.com/mrc-ide/global-lmic-reports/master/AFG/projections.csv | 2021-05-28 | hospital_demand | 631.26 | 667.61 | 699.13 | 697.29 | 722.02 | 772.95 | Maintain Status Quo | Afghanistan | AFG | 2022-01-02 | v8 | TRUE
https://raw.githubusercontent.com/mrc-ide/global-lmic-reports/master/AFG/projections.csv | 2021-05-28 | ICU_demand | 249.12 | 262.71 | 276.74 | 274.32 | 284.06 | 295.68 | Maintain Status Quo | Afghanistan | AFG | 2022-01-02 | v8 | TRUE
https://raw.githubusercontent.com/mrc-ide/global-lmic-reports/master/AFG/projections.csv | 2021-05-28 | hospital_incidence | 87.88 | 92.5 | 97.04 | 97.04 | 101.02 | 106.67 | Maintain Status Quo | Afghanistan | AFG | 2022-01-02 | v8 | TRUE
https://raw.githubusercontent.com/mrc-ide/global-lmic-reports/master/AFG/projections.csv | 2021-05-28 | ICU_incidence | 27.5 | 28.94 | 30.36 | 30.36 | 31.6 | 33.37 | Maintain Status Quo | Afghanistan | AFG | 2022-01-02 | v8 | TRUE
https://raw.githubusercontent.com/mrc-ide/global-lmic-reports/master/AFG/projections.csv | 2021-05-28 | prevalence | 106079.66 | 112480.63 | 117353.23 | 117747.81 | 122521.25 | 130929.01 | Maintain Status Quo | Afghanistan | AFG | 2022-01-02 | v8 | TRUE
https://raw.githubusercontent.com/mrc-ide/global-lmic-reports/master/AFG/projections.csv | 2021-05-28 | cumulative_infections | 1469863.12 | 1535315.51 | 1568029.37 | 1572614.07 | 1602565.73 | 1719535.65 | Maintain Status Quo | Afghanistan | AFG | 2022-01-02 | v8 | TRUE
https://raw.githubusercontent.com/mrc-ide/global-lmic-reports/master/AFG/projections.csv | 2021-05-28 | cumulative_deaths | 2636.52 | 2732.24 | 2810.38 | 2820.9 | 2882.7 | 3131.43 | Maintain Status Quo | Afghanistan | AFG | 2022-01-02 | v8 | TRUE
https://raw.githubusercontent.com/mrc-ide/global-lmic-reports/master/AFG/projections.csv | 2021-05-28 | Rt | 1.54 | 1.55 | 1.57 | 1.57 | 1.58 | 1.61 | Maintain Status Quo | Afghanistan | AFG | 2022-01-02 | v8 | TRUE
https://raw.githubusercontent.com/mrc-ide/global-lmic-reports/master/AFG/projections.csv | 2021-05-28 | Reff | 1.44 | 1.46 | 1.47 | 1.47 | 1.48 | 1.5 | Maintain Status Quo | Afghanistan | AFG | 2022-01-02 | v8 | TRUE
https://raw.githubusercontent.com/mrc-ide/global-lmic-reports/master/AFG/projections.csv | 2021-05-28 | infections | 19083.35 | 20342.04 | 21298.91 | 21285.59 | 22113.59 | 23661.07 | Optimistic | Afghanistan | AFG | 2022-01-02 | v8 | TRUE
https://raw.githubusercontent.com/mrc-ide/global-lmic-reports/master/AFG/projections.csv | 2021-05-28 | deaths | 12.98 | 13.75 | 14.48 | 15.19 | 15.28 | 22.68 | Optimistic | Afghanistan | AFG | 2022-01-02 | v8 | TRUE
https://raw.githubusercontent.com/mrc-ide/global-lmic-reports/master/AFG/projections.csv | 2021-05-28 | hospital_demand | 631.26 | 667.61 | 699.13 | 697.29 | 722.02 | 772.95 | Optimistic | Afghanistan | AFG | 2022-01-02 | v8 | TRUE
https://raw.githubusercontent.com/mrc-ide/global-lmic-reports/master/AFG/projections.csv | 2021-05-28 | ICU_demand | 249.12 | 262.71 | 276.74 | 274.32 | 284.06 | 295.68 | Optimistic | Afghanistan | AFG | 2022-01-02 | v8 | TRUE
https://raw.githubusercontent.com/mrc-ide/global-lmic-reports/master/AFG/projections.csv | 2021-05-28 | hospital_incidence | 87.88 | 92.5 | 97.04 | 97.04 | 101.02 | 106.67 | Optimistic | Afghanistan | AFG | 2022-01-02 | v8 | TRUE
https://raw.githubusercontent.com/mrc-ide/global-lmic-reports/master/AFG/projections.csv | 2021-05-28 | ICU_incidence | 27.5 | 28.94 | 30.36 | 30.36 | 31.6 | 33.37 | Optimistic | Afghanistan | AFG | 2022-01-02 | v8 | TRUE
https://raw.githubusercontent.com/mrc-ide/global-lmic-reports/master/AFG/projections.csv | 2021-05-28 | prevalence | 106079.66 | 112480.63 | 117353.23 | 117747.81 | 122521.25 | 130929.01 | Optimistic | Afghanistan | AFG | 2022-01-02 | v8 | TRUE
https://raw.githubusercontent.com/mrc-ide/global-lmic-reports/master/AFG/projections.csv | 2021-05-28 | cumulative_infections | 1469863.12 | 1535315.51 | 1568029.37 | 1572614.07 | 1602565.73 | 1719535.65 | Optimistic | Afghanistan | AFG | 2022-01-02 | v8 | TRUE
https://raw.githubusercontent.com/mrc-ide/global-lmic-reports/master/AFG/projections.csv | 2021-05-28 | cumulative_deaths | 2636.52 | 2732.24 | 2810.38 | 2820.9 | 2882.7 | 3131.43 | Optimistic | Afghanistan | AFG | 2022-01-02 | v8 | TRUE
https://raw.githubusercontent.com/mrc-ide/global-lmic-reports/master/AFG/projections.csv | 2021-05-28 | Rt | 1.54 | 1.55 | 1.57 | 1.57 | 1.58 | 1.61 | Optimistic | Afghanistan | AFG | 2022-01-02 | v8 | TRUE
https://raw.githubusercontent.com/mrc-ide/global-lmic-reports/master/AFG/projections.csv | 2021-05-28 | Reff | 1.44 | 1.46 | 1.47 | 1.47 | 1.48 | 1.5 | Optimistic | Afghanistan | AFG | 2022-01-02 | v8 | TRUE
https://raw.githubusercontent.com/mrc-ide/global-lmic-reports/master/AFG/projections.csv | 2021-05-28 | infections | 19083.35 | 20342.04 | 21298.91 | 21285.59 | 22113.59 | 23661.07 | Pessimistic | Afghanistan | AFG | 2022-01-02 | v8 | TRUE
https://raw.githubusercontent.com/mrc-ide/global-lmic-reports/master/AFG/projections.csv | 2021-05-28 | deaths | 12.98 | 13.75 | 14.48 | 15.19 | 15.28 | 22.68 | Pessimistic | Afghanistan | AFG | 2022-01-02 | v8 | TRUE
https://raw.githubusercontent.com/mrc-ide/global-lmic-reports/master/AFG/projections.csv | 2021-05-28 | hospital_demand | 631.26 | 667.61 | 699.13 | 697.29 | 722.02 | 772.95 | Pessimistic | Afghanistan | AFG | 2022-01-02 | v8 | TRUE
https://raw.githubusercontent.com/mrc-ide/global-lmic-reports/master/AFG/projections.csv | 2021-05-28 | ICU_demand | 249.12 | 262.71 | 276.74 | 274.32 | 284.06 | 295.68 | Pessimistic | Afghanistan | AFG | 2022-01-02 | v8 | TRUE
https://raw.githubusercontent.com/mrc-ide/global-lmic-reports/master/AFG/projections.csv | 2021-05-28 | hospital_incidence | 87.88 | 92.5 | 97.04 | 97.04 | 101.02 | 106.67 | Pessimistic | Afghanistan | AFG | 2022-01-02 | v8 | TRUE
https://raw.githubusercontent.com/mrc-ide/global-lmic-reports/master/AFG/projections.csv | 2021-05-28 | ICU_incidence | 27.5 | 28.94 | 30.36 | 30.36 | 31.6 | 33.37 | Pessimistic | Afghanistan | AFG | 2022-01-02 | v8 | TRUE
https://raw.githubusercontent.com/mrc-ide/global-lmic-reports/master/AFG/projections.csv | 2021-05-28 | prevalence | 106079.66 | 112480.63 | 117353.23 | 117747.81 | 122521.25 | 130929.01 | Pessimistic | Afghanistan | AFG | 2022-01-02 | v8 | TRUE
https://raw.githubusercontent.com/mrc-ide/global-lmic-reports/master/AFG/projections.csv | 2021-05-28 | cumulative_infections | 1469863.12 | 1535315.51 | 1568029.37 | 1572614.07 | 1602565.73 | 1719535.65 | Pessimistic | Afghanistan | AFG | 2022-01-02 | v8 | TRUE
https://raw.githubusercontent.com/mrc-ide/global-lmic-reports/master/AFG/projections.csv | 2021-05-28 | cumulative_deaths | 2636.52 | 2732.24 | 2810.38 | 2820.9 | 2882.7 | 3131.43 | Pessimistic | Afghanistan | AFG | 2022-01-02 | v8 | TRUE
https://raw.githubusercontent.com/mrc-ide/global-lmic-reports/master/AFG/projections.csv | 2021-05-28 | Rt | 1.54 | 1.55 | 1.57 | 1.57 | 1.58 | 1.61 | Pessimistic | Afghanistan | AFG | 2022-01-02 | v8 | TRUE
https://raw.githubusercontent.com/mrc-ide/global-lmic-reports/master/AFG/projections.csv | 2021-05-28 | Reff | 1.44 | 1.46 | 1.47 | 1.47 | 1.48 | 1.5 | Pessimistic | Afghanistan | AFG | 2022-01-02 | v8 | TRUE
https://raw.githubusercontent.com/mrc-ide/global-lmic-reports/master/AFG/projections.csv | 2021-05-28 | infections | 19083.35 | 20342.04 | 21298.91 | 21285.59 | 22113.59 | 23661.07 | Relax Interventions 50% | Afghanistan | AFG | 2022-01-02 | v8 | TRUE
https://raw.githubusercontent.com/mrc-ide/global-lmic-reports/master/AFG/projections.csv | 2021-05-28 | deaths | 12.98 | 13.75 | 14.48 | 15.19 | 15.28 | 22.68 | Relax Interventions 50% | Afghanistan | AFG | 2022-01-02 | v8 | TRUE
https://raw.githubusercontent.com/mrc-ide/global-lmic-reports/master/AFG/projections.csv | 2021-05-28 | hospital_demand | 631.26 | 667.61 | 699.13 | 697.29 | 722.02 | 772.95 | Relax Interventions 50% | Afghanistan | AFG | 2022-01-02 | v8 | TRUE
https://raw.githubusercontent.com/mrc-ide/global-lmic-reports/master/AFG/projections.csv | 2021-05-28 | ICU_demand | 249.12 | 262.71 | 276.74 | 274.32 | 284.06 | 295.68 | Relax Interventions 50% | Afghanistan | AFG | 2022-01-02 | v8 | TRUE
https://raw.githubusercontent.com/mrc-ide/global-lmic-reports/master/AFG/projections.csv | 2021-05-28 | hospital_incidence | 87.88 | 92.5 | 97.04 | 97.04 | 101.02 | 106.67 | Relax Interventions 50% | Afghanistan | AFG | 2022-01-02 | v8 | TRUE
https://raw.githubusercontent.com/mrc-ide/global-lmic-reports/master/AFG/projections.csv | 2021-05-28 | ICU_incidence | 27.5 | 28.94 | 30.36 | 30.36 | 31.6 | 33.37 | Relax Interventions 50% | Afghanistan | AFG | 2022-01-02 | v8 | TRUE
https://raw.githubusercontent.com/mrc-ide/global-lmic-reports/master/AFG/projections.csv | 2021-05-28 | prevalence | 106079.66 | 112480.63 | 117353.23 | 117747.81 | 122521.25 | 130929.01 | Relax Interventions 50% | Afghanistan | AFG | 2022-01-02 | v8 | TRUE
https://raw.githubusercontent.com/mrc-ide/global-lmic-reports/master/AFG/projections.csv | 2021-05-28 | cumulative_infections | 1469863.12 | 1535315.51 | 1568029.37 | 1572614.07 | 1602565.73 | 1719535.65 | Relax Interventions 50% | Afghanistan | AFG | 2022-01-02 | v8 | TRUE
https://raw.githubusercontent.com/mrc-ide/global-lmic-reports/master/AFG/projections.csv | 2021-05-28 | cumulative_deaths | 2636.52 | 2732.24 | 2810.38 | 2820.9 | 2882.7 | 3131.43 | Relax Interventions 50% | Afghanistan | AFG | 2022-01-02 | v8 | TRUE
https://raw.githubusercontent.com/mrc-ide/global-lmic-reports/master/AFG/projections.csv | 2021-05-28 | Rt | 1.54 | 1.55 | 1.57 | 1.57 | 1.58 | 1.61 | Relax Interventions 50% | Afghanistan | AFG | 2022-01-02 | v8 | TRUE
https://raw.githubusercontent.com/mrc-ide/global-lmic-reports/master/AFG/projections.csv | 2021-05-28 | Reff | 1.44 | 1.46 | 1.47 | 1.47 | 1.48 | 1.5 | Relax Interventions 50% | Afghanistan | AFG | 2022-01-02 | v8 | TRUE
https://raw.githubusercontent.com/mrc-ide/global-lmic-reports/master/AFG/projections.csv | 2021-05-28 | infections | 18641.87 | 20597.42 | 21115.11 | 21091.75 | 21761.74 | 23155.21 | Surged Additional 50% Reduction | Afghanistan | AFG | 2022-01-02 | v8 | TRUE
https://raw.githubusercontent.com/mrc-ide/global-lmic-reports/master/AFG/projections.csv | 2021-05-28 | deaths | 12.89 | 13.89 | 14.33 | 14.32 | 14.7 | 15.56 | Surged Additional 50% Reduction | Afghanistan | AFG | 2022-01-02 | v8 | TRUE
https://raw.githubusercontent.com/mrc-ide/global-lmic-reports/master/AFG/projections.csv | 2021-05-28 | hospital_demand | 620.53 | 674.2 | 692.66 | 693.38 | 714.61 | 749.21 | Surged Additional 50% Reduction | Afghanistan | AFG | 2022-01-02 | v8 | TRUE
https://raw.githubusercontent.com/mrc-ide/global-lmic-reports/master/AFG/projections.csv | 2021-05-28 | ICU_demand | 245.93 | 266.47 | 273.53 | 274.08 | 281.73 | 296.84 | Surged Additional 50% Reduction | Afghanistan | AFG | 2022-01-02 | v8 | TRUE
https://raw.githubusercontent.com/mrc-ide/global-lmic-reports/master/AFG/projections.csv | 2021-05-28 | hospital_incidence | 85.29 | 93.18 | 96.67 | 96.22 | 99.35 | 104.14 | Surged Additional 50% Reduction | Afghanistan | AFG | 2022-01-02 | v8 | TRUE
https://raw.githubusercontent.com/mrc-ide/global-lmic-reports/master/AFG/projections.csv | 2021-05-28 | ICU_incidence | 26.68 | 29.15 | 30.24 | 30.1 | 31.08 | 32.58 | Surged Additional 50% Reduction | Afghanistan | AFG | 2022-01-02 | v8 | TRUE
https://raw.githubusercontent.com/mrc-ide/global-lmic-reports/master/AFG/projections.csv | 2021-05-28 | prevalence | 103452.89 | 113730.2 | 116947.82 | 116638.67 | 120244.56 | 127548.69 | Surged Additional 50% Reduction | Afghanistan | AFG | 2022-01-02 | v8 | TRUE
https://raw.githubusercontent.com/mrc-ide/global-lmic-reports/master/AFG/projections.csv | 2021-05-28 | cumulative_infections | 1483651.17 | 1526530.08 | 1559664.89 | 1559971.79 | 1593415.08 | 1648802.51 | Surged Additional 50% Reduction | Afghanistan | AFG | 2022-01-02 | v8 | TRUE
https://raw.githubusercontent.com/mrc-ide/global-lmic-reports/master/AFG/projections.csv | 2021-05-28 | cumulative_deaths | 2627.89 | 2717.06 | 2777.6 | 2782.86 | 2851.14 | 2964.71 | Surged Additional 50% Reduction | Afghanistan | AFG | 2022-01-02 | v8 | TRUE
https://raw.githubusercontent.com/mrc-ide/global-lmic-reports/master/AFG/projections.csv | 2021-05-28 | Rt | 1.54 | 1.55 | 1.56 | 1.56 | 1.58 | 1.6 | Surged Additional 50% Reduction | Afghanistan | AFG | 2022-01-02 | v8 | TRUE
https://raw.githubusercontent.com/mrc-ide/global-lmic-reports/master/AFG/projections.csv | 2021-05-28 | Reff | 1.44 | 1.46 | 1.47 | 1.47 | 1.48 | 1.5 | Surged Additional 50% Reduction | Afghanistan | AFG | 2022-01-02 | v8 | TRUE
https://raw.githubusercontent.com/mrc-ide/global-lmic-reports/master/AFG/projections.csv | 2021-05-28 | infections | 18641.87 | 20597.42 | 21115.11 | 21091.75 | 21761.74 | 23155.21 | Surged Maintain Status Quo | Afghanistan | AFG | 2022-01-02 | v8 | TRUE
https://raw.githubusercontent.com/mrc-ide/global-lmic-reports/master/AFG/projections.csv | 2021-05-28 | deaths | 12.89 | 13.89 | 14.33 | 14.32 | 14.7 | 15.56 | Surged Maintain Status Quo | Afghanistan | AFG | 2022-01-02 | v8 | TRUE
https://raw.githubusercontent.com/mrc-ide/global-lmic-reports/master/AFG/projections.csv | 2021-05-28 | hospital_demand | 620.53 | 674.2 | 692.66 | 693.38 | 714.61 | 749.21 | Surged Maintain Status Quo | Afghanistan | AFG | 2022-01-02 | v8 | TRUE
https://raw.githubusercontent.com/mrc-ide/global-lmic-reports/master/AFG/projections.csv | 2021-05-28 | ICU_demand | 245.93 | 266.47 | 273.53 | 274.08 | 281.73 | 296.84 | Surged Maintain Status Quo | Afghanistan | AFG | 2022-01-02 | v8 | TRUE
https://raw.githubusercontent.com/mrc-ide/global-lmic-reports/master/AFG/projections.csv | 2021-05-28 | hospital_incidence | 85.29 | 93.18 | 96.67 | 96.22 | 99.35 | 104.14 | Surged Maintain Status Quo | Afghanistan | AFG | 2022-01-02 | v8 | TRUE
https://raw.githubusercontent.com/mrc-ide/global-lmic-reports/master/AFG/projections.csv | 2021-05-28 | ICU_incidence | 26.68 | 29.15 | 30.24 | 30.1 | 31.08 | 32.58 | Surged Maintain Status Quo | Afghanistan | AFG | 2022-01-02 | v8 | TRUE
https://raw.githubusercontent.com/mrc-ide/global-lmic-reports/master/AFG/projections.csv | 2021-05-28 | prevalence | 103452.89 | 113730.2 | 116947.82 | 116638.67 | 120244.56 | 127548.69 | Surged Maintain Status Quo | Afghanistan | AFG | 2022-01-02 | v8 | TRUE
https://raw.githubusercontent.com/mrc-ide/global-lmic-reports/master/AFG/projections.csv | 2021-05-28 | cumulative_infections | 1483651.17 | 1526530.08 | 1559664.89 | 1559971.79 | 1593415.08 | 1648802.51 | Surged Maintain Status Quo | Afghanistan | AFG | 2022-01-02 | v8 | TRUE
https://raw.githubusercontent.com/mrc-ide/global-lmic-reports/master/AFG/projections.csv | 2021-05-28 | cumulative_deaths | 2627.89 | 2717.06 | 2777.6 | 2782.86 | 2851.14 | 2964.71 | Surged Maintain Status Quo | Afghanistan | AFG | 2022-01-02 | v8 | TRUE
https://raw.githubusercontent.com/mrc-ide/global-lmic-reports/master/AFG/projections.csv | 2021-05-28 | Rt | 1.54 | 1.55 | 1.56 | 1.56 | 1.58 | 1.6 | Surged Maintain Status Quo | Afghanistan | AFG | 2022-01-02 | v8 | TRUE
https://raw.githubusercontent.com/mrc-ide/global-lmic-reports/master/AFG/projections.csv | 2021-05-28 | Reff | 1.44 | 1.46 | 1.47 | 1.47 | 1.48 | 1.5 | Surged Maintain Status Quo | Afghanistan | AFG | 2022-01-02 | v8 | TRUE
https://raw.githubusercontent.com/mrc-ide/global-lmic-reports/master/AFG/projections.csv | 2021-05-28 | infections | 18641.87 | 20597.42 | 21115.11 | 21091.75 | 21761.74 | 23155.21 | Surged Optimistic | Afghanistan | AFG | 2022-01-02 | v8 | TRUE
https://raw.githubusercontent.com/mrc-ide/global-lmic-reports/master/AFG/projections.csv | 2021-05-28 | deaths | 12.89 | 13.89 | 14.33 | 14.32 | 14.7 | 15.56 | Surged Optimistic | Afghanistan | AFG | 2022-01-02 | v8 | TRUE
https://raw.githubusercontent.com/mrc-ide/global-lmic-reports/master/AFG/projections.csv | 2021-05-28 | hospital_demand | 620.53 | 674.2 | 692.66 | 693.38 | 714.61 | 749.21 | Surged Optimistic | Afghanistan | AFG | 2022-01-02 | v8 | TRUE
https://raw.githubusercontent.com/mrc-ide/global-lmic-reports/master/AFG/projections.csv | 2021-05-28 | ICU_demand | 245.93 | 266.47 | 273.53 | 274.08 | 281.73 | 296.84 | Surged Optimistic | Afghanistan | AFG | 2022-01-02 | v8 | TRUE
https://raw.githubusercontent.com/mrc-ide/global-lmic-reports/master/AFG/projections.csv | 2021-05-28 | hospital_incidence | 85.29 | 93.18 | 96.67 | 96.22 | 99.35 | 104.14 | Surged Optimistic | Afghanistan | AFG | 2022-01-02 | v8 | TRUE
https://raw.githubusercontent.com/mrc-ide/global-lmic-reports/master/AFG/projections.csv | 2021-05-28 | ICU_incidence | 26.68 | 29.15 | 30.24 | 30.1 | 31.08 | 32.58 | Surged Optimistic | Afghanistan | AFG | 2022-01-02 | v8 | TRUE
https://raw.githubusercontent.com/mrc-ide/global-lmic-reports/master/AFG/projections.csv | 2021-05-28 | prevalence | 103452.89 | 113730.2 | 116947.82 | 116638.67 | 120244.56 | 127548.69 | Surged Optimistic | Afghanistan | AFG | 2022-01-02 | v8 | TRUE
https://raw.githubusercontent.com/mrc-ide/global-lmic-reports/master/AFG/projections.csv | 2021-05-28 | cumulative_infections | 1483651.17 | 1526530.08 | 1559664.89 | 1559971.79 | 1593415.08 | 1648802.51 | Surged Optimistic | Afghanistan | AFG | 2022-01-02 | v8 | TRUE
https://raw.githubusercontent.com/mrc-ide/global-lmic-reports/master/AFG/projections.csv | 2021-05-28 | cumulative_deaths | 2627.89 | 2717.06 | 2777.6 | 2782.86 | 2851.14 | 2964.71 | Surged Optimistic | Afghanistan | AFG | 2022-01-02 | v8 | TRUE
https://raw.githubusercontent.com/mrc-ide/global-lmic-reports/master/AFG/projections.csv | 2021-05-28 | Rt | 1.54 | 1.55 | 1.56 | 1.56 | 1.58 | 1.6 | Surged Optimistic | Afghanistan | AFG | 2022-01-02 | v8 | TRUE
https://raw.githubusercontent.com/mrc-ide/global-lmic-reports/master/AFG/projections.csv | 2021-05-28 | Reff | 1.44 | 1.46 | 1.47 | 1.47 | 1.48 | 1.5 | Surged Optimistic | Afghanistan | AFG | 2022-01-02 | v8 | TRUE
https://raw.githubusercontent.com/mrc-ide/global-lmic-reports/master/AFG/projections.csv | 2021-05-28 | infections | 18641.87 | 20597.42 | 21115.11 | 21091.75 | 21761.74 | 23155.21 | Surged Pessimistic | Afghanistan | AFG | 2022-01-02 | v8 | TRUE
https://raw.githubusercontent.com/mrc-ide/global-lmic-reports/master/AFG/projections.csv | 2021-05-28 | deaths | 12.89 | 13.89 | 14.33 | 14.32 | 14.7 | 15.56 | Surged Pessimistic | Afghanistan | AFG | 2022-01-02 | v8 | TRUE
https://raw.githubusercontent.com/mrc-ide/global-lmic-reports/master/AFG/projections.csv | 2021-05-28 | hospital_demand | 620.53 | 674.2 | 692.66 | 693.38 | 714.61 | 749.21 | Surged Pessimistic | Afghanistan | AFG | 2022-01-02 | v8 | TRUE
https://raw.githubusercontent.com/mrc-ide/global-lmic-reports/master/AFG/projections.csv | 2021-05-28 | ICU_demand | 245.93 | 266.47 | 273.53 | 274.08 | 281.73 | 296.84 | Surged Pessimistic | Afghanistan | AFG | 2022-01-02 | v8 | TRUE
https://raw.githubusercontent.com/mrc-ide/global-lmic-reports/master/AFG/projections.csv | 2021-05-28 | hospital_incidence | 85.29 | 93.18 | 96.67 | 96.22 | 99.35 | 104.14 | Surged Pessimistic | Afghanistan | AFG | 2022-01-02 | v8 | TRUE
https://raw.githubusercontent.com/mrc-ide/global-lmic-reports/master/AFG/projections.csv | 2021-05-28 | ICU_incidence | 26.68 | 29.15 | 30.24 | 30.1 | 31.08 | 32.58 | Surged Pessimistic | Afghanistan | AFG | 2022-01-02 | v8 | TRUE
https://raw.githubusercontent.com/mrc-ide/global-lmic-reports/master/AFG/projections.csv | 2021-05-28 | prevalence | 103452.89 | 113730.2 | 116947.82 | 116638.67 | 120244.56 | 127548.69 | Surged Pessimistic | Afghanistan | AFG | 2022-01-02 | v8 | TRUE
https://raw.githubusercontent.com/mrc-ide/global-lmic-reports/master/AFG/projections.csv | 2021-05-28 | cumulative_infections | 1483651.17 | 1526530.08 | 1559664.89 | 1559971.79 | 1593415.08 | 1648802.51 | Surged Pessimistic | Afghanistan | AFG | 2022-01-02 | v8 | TRUE
https://raw.githubusercontent.com/mrc-ide/global-lmic-reports/master/AFG/projections.csv | 2021-05-28 | cumulative_deaths | 2627.89 | 2717.06 | 2777.6 | 2782.86 | 2851.14 | 2964.71 | Surged Pessimistic | Afghanistan | AFG | 2022-01-02 | v8 | TRUE
https://raw.githubusercontent.com/mrc-ide/global-lmic-reports/master/AFG/projections.csv | 2021-05-28 | Rt | 1.54 | 1.55 | 1.56 | 1.56 | 1.58 | 1.6 | Surged Pessimistic | Afghanistan | AFG | 2022-01-02 | v8 | TRUE
https://raw.githubusercontent.com/mrc-ide/global-lmic-reports/master/AFG/projections.csv | 2021-05-28 | Reff | 1.44 | 1.46 | 1.47 | 1.47 | 1.48 | 1.5 | Surged Pessimistic | Afghanistan | AFG | 2022-01-02 | v8 | TRUE
https://raw.githubusercontent.com/mrc-ide/global-lmic-reports/master/AFG/projections.csv | 2021-05-28 | infections | 18641.87 | 20597.42 | 21115.11 | 21091.75 | 21761.74 | 23155.21 | Surged Relax Interventions 50% | Afghanistan | AFG | 2022-01-02 | v8 | TRUE
https://raw.githubusercontent.com/mrc-ide/global-lmic-reports/master/AFG/projections.csv | 2021-05-28 | deaths | 12.89 | 13.89 | 14.33 | 14.32 | 14.7 | 15.56 | Surged Relax Interventions 50% | Afghanistan | AFG | 2022-01-02 | v8 | TRUE
https://raw.githubusercontent.com/mrc-ide/global-lmic-reports/master/AFG/projections.csv | 2021-05-28 | hospital_demand | 620.53 | 674.2 | 692.66 | 693.38 | 714.61 | 749.21 | Surged Relax Interventions 50% | Afghanistan | AFG | 2022-01-02 | v8 | TRUE
https://raw.githubusercontent.com/mrc-ide/global-lmic-reports/master/AFG/projections.csv | 2021-05-28 | ICU_demand | 245.93 | 266.47 | 273.53 | 274.08 | 281.73 | 296.84 | Surged Relax Interventions 50% | Afghanistan | AFG | 2022-01-02 | v8 | TRUE
https://raw.githubusercontent.com/mrc-ide/global-lmic-reports/master/AFG/projections.csv | 2021-05-28 | hospital_incidence | 85.29 | 93.18 | 96.67 | 96.22 | 99.35 | 104.14 | Surged Relax Interventions 50% | Afghanistan | AFG | 2022-01-02 | v8 | TRUE
https://raw.githubusercontent.com/mrc-ide/global-lmic-reports/master/AFG/projections.csv | 2021-05-28 | ICU_incidence | 26.68 | 29.15 | 30.24 | 30.1 | 31.08 | 32.58 | Surged Relax Interventions 50% | Afghanistan | AFG | 2022-01-02 | v8 | TRUE
https://raw.githubusercontent.com/mrc-ide/global-lmic-reports/master/AFG/projections.csv | 2021-05-28 | prevalence | 103452.89 | 113730.2 | 116947.82 | 116638.67 | 120244.56 | 127548.69 | Surged Relax Interventions 50% | Afghanistan | AFG | 2022-01-02 | v8 | TRUE
https://raw.githubusercontent.com/mrc-ide/global-lmic-reports/master/AFG/projections.csv | 2021-05-28 | cumulative_infections | 1483651.17 | 1526530.08 | 1559664.89 | 1559971.79 | 1593415.08 | 1648802.51 | Surged Relax Interventions 50% | Afghanistan | AFG | 2022-01-02 | v8 | TRUE
https://raw.githubusercontent.com/mrc-ide/global-lmic-reports/master/AFG/projections.csv | 2021-05-28 | cumulative_deaths | 2627.89 | 2717.06 | 2777.6 | 2782.86 | 2851.14 | 2964.71 | Surged Relax Interventions 50% | Afghanistan | AFG | 2022-01-02 | v8 | TRUE
https://raw.githubusercontent.com/mrc-ide/global-lmic-reports/master/AFG/projections.csv | 2021-05-28 | Rt | 1.54 | 1.55 | 1.56 | 1.56 | 1.58 | 1.6 | Surged Relax Interventions 50% | Afghanistan | AFG | 2022-01-02 | v8 | TRUE
https://raw.githubusercontent.com/mrc-ide/global-lmic-reports/master/AFG/projections.csv | 2021-05-28 | Reff | 1.44 | 1.46 | 1.47 | 1.47 | 1.48 | 1.5 | Surged Relax Interventions 50% | Afghanistan | AFG | 2022-01-02 | v8 | TRUE
https://raw.githubusercontent.com/mrc-ide/global-lmic-reports/master/AFG/projections.csv | 2021-05-29 | infections | 20638.46 | 22011.28 | 22970.18 | 23013.19 | 23941.19 | 25801.04 | Additional 50% Reduction | Afghanistan | AFG | 2022-01-02 | v8 | TRUE
https://raw.githubusercontent.com/mrc-ide/global-lmic-reports/master/AFG/projections.csv | 2021-05-29 | deaths | 13.48 | 14.24 | 16.18 | 17.4 | 19.42 | 26.26 | Additional 50% Reduction | Afghanistan | AFG | 2022-01-02 | v8 | TRUE
https://raw.githubusercontent.com/mrc-ide/global-lmic-reports/master/AFG/projections.csv | 2021-05-29 | hospital_demand | 659.1 | 696.55 | 730.27 | 727.97 | 754.11 | 806.5 | Additional 50% Reduction | Afghanistan | AFG | 2022-01-02 | v8 | TRUE
https://raw.githubusercontent.com/mrc-ide/global-lmic-reports/master/AFG/projections.csv | 2021-05-29 | ICU_demand | 259.91 | 274.86 | 287.2 | 283.74 | 292.52 | 298.98 | Additional 50% Reduction | Afghanistan | AFG | 2022-01-02 | v8 | TRUE
https://raw.githubusercontent.com/mrc-ide/global-lmic-reports/master/AFG/projections.csv | 2021-05-29 | hospital_incidence | 92.85 | 97.88 | 102.37 | 102.63 | 106.79 | 113.12 | Additional 50% Reduction | Afghanistan | AFG | 2022-01-02 | v8 | TRUE
https://raw.githubusercontent.com/mrc-ide/global-lmic-reports/master/AFG/projections.csv | 2021-05-29 | ICU_incidence | 29.06 | 30.63 | 32.03 | 32.12 | 33.42 | 35.4 | Additional 50% Reduction | Afghanistan | AFG | 2022-01-02 | v8 | TRUE
https://raw.githubusercontent.com/mrc-ide/global-lmic-reports/master/AFG/projections.csv | 2021-05-29 | prevalence | 112587.2 | 119502.32 | 124661.35 | 125111.84 | 130172.1 | 139366.5 | Additional 50% Reduction | Afghanistan | AFG | 2022-01-02 | v8 | TRUE
https://raw.githubusercontent.com/mrc-ide/global-lmic-reports/master/AFG/projections.csv | 2021-05-29 | cumulative_infections | 1490752.94 | 1559176.28 | 1591224.45 | 1595627.26 | 1625230.98 | 1744368.72 | Additional 50% Reduction | Afghanistan | AFG | 2022-01-02 | v8 | TRUE
https://raw.githubusercontent.com/mrc-ide/global-lmic-reports/master/AFG/projections.csv | 2021-05-29 | cumulative_deaths | 2651.35 | 2749.94 | 2826.78 | 2838.29 | 2899.17 | 3152.33 | Additional 50% Reduction | Afghanistan | AFG | 2022-01-02 | v8 | TRUE
https://raw.githubusercontent.com/mrc-ide/global-lmic-reports/master/AFG/projections.csv | 2021-05-29 | Rt | 1.51 | 1.53 | 1.54 | 1.54 | 1.55 | 1.57 | Additional 50% Reduction | Afghanistan | AFG | 2022-01-02 | v8 | TRUE
https://raw.githubusercontent.com/mrc-ide/global-lmic-reports/master/AFG/projections.csv | 2021-05-29 | Reff | 1.41 | 1.44 | 1.44 | 1.44 | 1.45 | 1.46 | Additional 50% Reduction | Afghanistan | AFG | 2022-01-02 | v8 | TRUE
https://raw.githubusercontent.com/mrc-ide/global-lmic-reports/master/AFG/projections.csv | 2021-05-29 | infections | 20638.46 | 22011.28 | 22970.18 | 23013.19 | 23941.19 | 25801.04 | Maintain Status Quo | Afghanistan | AFG | 2022-01-02 | v8 | TRUE
https://raw.githubusercontent.com/mrc-ide/global-lmic-reports/master/AFG/projections.csv | 2021-05-29 | deaths | 13.48 | 14.24 | 16.18 | 17.4 | 19.42 | 26.26 | Maintain Status Quo | Afghanistan | AFG | 2022-01-02 | v8 | TRUE
https://raw.githubusercontent.com/mrc-ide/global-lmic-reports/master/AFG/projections.csv | 2021-05-29 | hospital_demand | 659.1 | 696.55 | 730.27 | 727.97 | 754.11 | 806.5 | Maintain Status Quo | Afghanistan | AFG | 2022-01-02 | v8 | TRUE
https://raw.githubusercontent.com/mrc-ide/global-lmic-reports/master/AFG/projections.csv | 2021-05-29 | ICU_demand | 259.91 | 274.86 | 287.2 | 283.74 | 292.52 | 298.98 | Maintain Status Quo | Afghanistan | AFG | 2022-01-02 | v8 | TRUE
https://raw.githubusercontent.com/mrc-ide/global-lmic-reports/master/AFG/projections.csv | 2021-05-29 | hospital_incidence | 92.85 | 97.88 | 102.37 | 102.63 | 106.79 | 113.12 | Maintain Status Quo | Afghanistan | AFG | 2022-01-02 | v8 | TRUE
https://raw.githubusercontent.com/mrc-ide/global-lmic-reports/master/AFG/projections.csv | 2021-05-29 | ICU_incidence | 29.06 | 30.63 | 32.03 | 32.12 | 33.42 | 35.4 | Maintain Status Quo | Afghanistan | AFG | 2022-01-02 | v8 | TRUE
https://raw.githubusercontent.com/mrc-ide/global-lmic-reports/master/AFG/projections.csv | 2021-05-29 | prevalence | 112587.2 | 119502.32 | 124661.35 | 125111.84 | 130172.1 | 139366.5 | Maintain Status Quo | Afghanistan | AFG | 2022-01-02 | v8 | TRUE
https://raw.githubusercontent.com/mrc-ide/global-lmic-reports/master/AFG/projections.csv | 2021-05-29 | cumulative_infections | 1490752.94 | 1559176.28 | 1591224.45 | 1595627.26 | 1625230.98 | 1744368.72 | Maintain Status Quo | Afghanistan | AFG | 2022-01-02 | v8 | TRUE
https://raw.githubusercontent.com/mrc-ide/global-lmic-reports/master/AFG/projections.csv | 2021-05-29 | cumulative_deaths | 2651.35 | 2749.94 | 2826.78 | 2838.29 | 2899.17 | 3152.33 | Maintain Status Quo | Afghanistan | AFG | 2022-01-02 | v8 | TRUE
https://raw.githubusercontent.com/mrc-ide/global-lmic-reports/master/AFG/projections.csv | 2021-05-29 | Rt | 1.51 | 1.53 | 1.54 | 1.54 | 1.55 | 1.57 | Maintain Status Quo | Afghanistan | AFG | 2022-01-02 | v8 | TRUE
https://raw.githubusercontent.com/mrc-ide/global-lmic-reports/master/AFG/projections.csv | 2021-05-29 | Reff | 1.41 | 1.44 | 1.44 | 1.44 | 1.45 | 1.46 | Maintain Status Quo | Afghanistan | AFG | 2022-01-02 | v8 | TRUE
https://raw.githubusercontent.com/mrc-ide/global-lmic-reports/master/AFG/projections.csv | 2021-05-29 | infections | 20638.46 | 22011.28 | 22970.18 | 23013.19 | 23941.19 | 25801.04 | Optimistic | Afghanistan | AFG | 2022-01-02 | v8 | TRUE
https://raw.githubusercontent.com/mrc-ide/global-lmic-reports/master/AFG/projections.csv | 2021-05-29 | deaths | 13.48 | 14.24 | 16.18 | 17.4 | 19.42 | 26.26 | Optimistic | Afghanistan | AFG | 2022-01-02 | v8 | TRUE
https://raw.githubusercontent.com/mrc-ide/global-lmic-reports/master/AFG/projections.csv | 2021-05-29 | hospital_demand | 659.1 | 696.55 | 730.27 | 727.97 | 754.11 | 806.5 | Optimistic | Afghanistan | AFG | 2022-01-02 | v8 | TRUE
https://raw.githubusercontent.com/mrc-ide/global-lmic-reports/master/AFG/projections.csv | 2021-05-29 | ICU_demand | 259.91 | 274.86 | 287.2 | 283.74 | 292.52 | 298.98 | Optimistic | Afghanistan | AFG | 2022-01-02 | v8 | TRUE
https://raw.githubusercontent.com/mrc-ide/global-lmic-reports/master/AFG/projections.csv | 2021-05-29 | hospital_incidence | 92.85 | 97.88 | 102.37 | 102.63 | 106.79 | 113.12 | Optimistic | Afghanistan | AFG | 2022-01-02 | v8 | TRUE
https://raw.githubusercontent.com/mrc-ide/global-lmic-reports/master/AFG/projections.csv | 2021-05-29 | ICU_incidence | 29.06 | 30.63 | 32.03 | 32.12 | 33.42 | 35.4 | Optimistic | Afghanistan | AFG | 2022-01-02 | v8 | TRUE
https://raw.githubusercontent.com/mrc-ide/global-lmic-reports/master/AFG/projections.csv | 2021-05-29 | prevalence | 112587.2 | 119502.32 | 124661.35 | 125111.84 | 130172.1 | 139366.5 | Optimistic | Afghanistan | AFG | 2022-01-02 | v8 | TRUE
https://raw.githubusercontent.com/mrc-ide/global-lmic-reports/master/AFG/projections.csv | 2021-05-29 | cumulative_infections | 1490752.94 | 1559176.28 | 1591224.45 | 1595627.26 | 1625230.98 | 1744368.72 | Optimistic | Afghanistan | AFG | 2022-01-02 | v8 | TRUE
https://raw.githubusercontent.com/mrc-ide/global-lmic-reports/master/AFG/projections.csv | 2021-05-29 | cumulative_deaths | 2651.35 | 2749.94 | 2826.78 | 2838.29 | 2899.17 | 3152.33 | Optimistic | Afghanistan | AFG | 2022-01-02 | v8 | TRUE
https://raw.githubusercontent.com/mrc-ide/global-lmic-reports/master/AFG/projections.csv | 2021-05-29 | Rt | 1.51 | 1.53 | 1.54 | 1.54 | 1.55 | 1.57 | Optimistic | Afghanistan | AFG | 2022-01-02 | v8 | TRUE
https://raw.githubusercontent.com/mrc-ide/global-lmic-reports/master/AFG/projections.csv | 2021-05-29 | Reff | 1.41 | 1.44 | 1.44 | 1.44 | 1.45 | 1.46 | Optimistic | Afghanistan | AFG | 2022-01-02 | v8 | TRUE
https://raw.githubusercontent.com/mrc-ide/global-lmic-reports/master/AFG/projections.csv | 2021-05-29 | infections | 20638.46 | 22011.28 | 22970.18 | 23013.19 | 23941.19 | 25801.04 | Pessimistic | Afghanistan | AFG | 2022-01-02 | v8 | TRUE
https://raw.githubusercontent.com/mrc-ide/global-lmic-reports/master/AFG/projections.csv | 2021-05-29 | deaths | 13.48 | 14.24 | 16.18 | 17.4 | 19.42 | 26.26 | Pessimistic | Afghanistan | AFG | 2022-01-02 | v8 | TRUE
https://raw.githubusercontent.com/mrc-ide/global-lmic-reports/master/AFG/projections.csv | 2021-05-29 | hospital_demand | 659.1 | 696.55 | 730.27 | 727.97 | 754.11 | 806.5 | Pessimistic | Afghanistan | AFG | 2022-01-02 | v8 | TRUE
https://raw.githubusercontent.com/mrc-ide/global-lmic-reports/master/AFG/projections.csv | 2021-05-29 | ICU_demand | 259.91 | 274.86 | 287.2 | 283.74 | 292.52 | 298.98 | Pessimistic | Afghanistan | AFG | 2022-01-02 | v8 | TRUE
https://raw.githubusercontent.com/mrc-ide/global-lmic-reports/master/AFG/projections.csv | 2021-05-29 | hospital_incidence | 92.85 | 97.88 | 102.37 | 102.63 | 106.79 | 113.12 | Pessimistic | Afghanistan | AFG | 2022-01-02 | v8 | TRUE
https://raw.githubusercontent.com/mrc-ide/global-lmic-reports/master/AFG/projections.csv | 2021-05-29 | ICU_incidence | 29.06 | 30.63 | 32.03 | 32.12 | 33.42 | 35.4 | Pessimistic | Afghanistan | AFG | 2022-01-02 | v8 | TRUE
https://raw.githubusercontent.com/mrc-ide/global-lmic-reports/master/AFG/projections.csv | 2021-05-29 | prevalence | 112587.2 | 119502.32 | 124661.35 | 125111.84 | 130172.1 | 139366.5 | Pessimistic | Afghanistan | AFG | 2022-01-02 | v8 | TRUE
https://raw.githubusercontent.com/mrc-ide/global-lmic-reports/master/AFG/projections.csv | 2021-05-29 | cumulative_infections | 1490752.94 | 1559176.28 | 1591224.45 | 1595627.26 | 1625230.98 | 1744368.72 | Pessimistic | Afghanistan | AFG | 2022-01-02 | v8 | TRUE
https://raw.githubusercontent.com/mrc-ide/global-lmic-reports/master/AFG/projections.csv | 2021-05-29 | cumulative_deaths | 2651.35 | 2749.94 | 2826.78 | 2838.29 | 2899.17 | 3152.33 | Pessimistic | Afghanistan | AFG | 2022-01-02 | v8 | TRUE
https://raw.githubusercontent.com/mrc-ide/global-lmic-reports/master/AFG/projections.csv | 2021-05-29 | Rt | 1.51 | 1.53 | 1.54 | 1.54 | 1.55 | 1.57 | Pessimistic | Afghanistan | AFG | 2022-01-02 | v8 | TRUE
https://raw.githubusercontent.com/mrc-ide/global-lmic-reports/master/AFG/projections.csv | 2021-05-29 | Reff | 1.41 | 1.44 | 1.44 | 1.44 | 1.45 | 1.46 | Pessimistic | Afghanistan | AFG | 2022-01-02 | v8 | TRUE
https://raw.githubusercontent.com/mrc-ide/global-lmic-reports/master/AFG/projections.csv | 2021-05-29 | infections | 20638.46 | 22011.28 | 22970.18 | 23013.19 | 23941.19 | 25801.04 | Relax Interventions 50% | Afghanistan | AFG | 2022-01-02 | v8 | TRUE
https://raw.githubusercontent.com/mrc-ide/global-lmic-reports/master/AFG/projections.csv | 2021-05-29 | deaths | 13.48 | 14.24 | 16.18 | 17.4 | 19.42 | 26.26 | Relax Interventions 50% | Afghanistan | AFG | 2022-01-02 | v8 | TRUE
https://raw.githubusercontent.com/mrc-ide/global-lmic-reports/master/AFG/projections.csv | 2021-05-29 | hospital_demand | 659.1 | 696.55 | 730.27 | 727.97 | 754.11 | 806.5 | Relax Interventions 50% | Afghanistan | AFG | 2022-01-02 | v8 | TRUE
https://raw.githubusercontent.com/mrc-ide/global-lmic-reports/master/AFG/projections.csv | 2021-05-29 | ICU_demand | 259.91 | 274.86 | 287.2 | 283.74 | 292.52 | 298.98 | Relax Interventions 50% | Afghanistan | AFG | 2022-01-02 | v8 | TRUE
https://raw.githubusercontent.com/mrc-ide/global-lmic-reports/master/AFG/projections.csv | 2021-05-29 | hospital_incidence | 92.85 | 97.88 | 102.37 | 102.63 | 106.79 | 113.12 | Relax Interventions 50% | Afghanistan | AFG | 2022-01-02 | v8 | TRUE
https://raw.githubusercontent.com/mrc-ide/global-lmic-reports/master/AFG/projections.csv | 2021-05-29 | ICU_incidence | 29.06 | 30.63 | 32.03 | 32.12 | 33.42 | 35.4 | Relax Interventions 50% | Afghanistan | AFG | 2022-01-02 | v8 | TRUE
https://raw.githubusercontent.com/mrc-ide/global-lmic-reports/master/AFG/projections.csv | 2021-05-29 | prevalence | 112587.2 | 119502.32 | 124661.35 | 125111.84 | 130172.1 | 139366.5 | Relax Interventions 50% | Afghanistan | AFG | 2022-01-02 | v8 | TRUE
https://raw.githubusercontent.com/mrc-ide/global-lmic-reports/master/AFG/projections.csv | 2021-05-29 | cumulative_infections | 1490752.94 | 1559176.28 | 1591224.45 | 1595627.26 | 1625230.98 | 1744368.72 | Relax Interventions 50% | Afghanistan | AFG | 2022-01-02 | v8 | TRUE
https://raw.githubusercontent.com/mrc-ide/global-lmic-reports/master/AFG/projections.csv | 2021-05-29 | cumulative_deaths | 2651.35 | 2749.94 | 2826.78 | 2838.29 | 2899.17 | 3152.33 | Relax Interventions 50% | Afghanistan | AFG | 2022-01-02 | v8 | TRUE
https://raw.githubusercontent.com/mrc-ide/global-lmic-reports/master/AFG/projections.csv | 2021-05-29 | Rt | 1.51 | 1.53 | 1.54 | 1.54 | 1.55 | 1.57 | Relax Interventions 50% | Afghanistan | AFG | 2022-01-02 | v8 | TRUE
https://raw.githubusercontent.com/mrc-ide/global-lmic-reports/master/AFG/projections.csv | 2021-05-29 | Reff | 1.41 | 1.44 | 1.44 | 1.44 | 1.45 | 1.46 | Relax Interventions 50% | Afghanistan | AFG | 2022-01-02 | v8 | TRUE
https://raw.githubusercontent.com/mrc-ide/global-lmic-reports/master/AFG/projections.csv | 2021-05-29 | infections | 20220.73 | 22216.22 | 22688.32 | 22771.57 | 23422.57 | 25471.35 | Surged Additional 50% Reduction | Afghanistan | AFG | 2022-01-02 | v8 | TRUE
https://raw.githubusercontent.com/mrc-ide/global-lmic-reports/master/AFG/projections.csv | 2021-05-29 | deaths | 13.33 | 14.43 | 14.83 | 14.84 | 15.24 | 16.1 | Surged Additional 50% Reduction | Afghanistan | AFG | 2022-01-02 | v8 | TRUE
https://raw.githubusercontent.com/mrc-ide/global-lmic-reports/master/AFG/projections.csv | 2021-05-29 | hospital_demand | 647.73 | 705.32 | 723.16 | 723.56 | 746.76 | 781.25 | Surged Additional 50% Reduction | Afghanistan | AFG | 2022-01-02 | v8 | TRUE
https://raw.githubusercontent.com/mrc-ide/global-lmic-reports/master/AFG/projections.csv | 2021-05-29 | ICU_demand | 256.06 | 277.69 | 285.14 | 285.76 | 294.05 | 309.22 | Surged Additional 50% Reduction | Afghanistan | AFG | 2022-01-02 | v8 | TRUE
https://raw.githubusercontent.com/mrc-ide/global-lmic-reports/master/AFG/projections.csv | 2021-05-29 | hospital_incidence | 90.02 | 98.77 | 102.23 | 101.73 | 105.08 | 110.14 | Surged Additional 50% Reduction | Afghanistan | AFG | 2022-01-02 | v8 | TRUE
https://raw.githubusercontent.com/mrc-ide/global-lmic-reports/master/AFG/projections.csv | 2021-05-29 | ICU_incidence | 28.17 | 30.91 | 31.99 | 31.84 | 32.88 | 34.46 | Surged Additional 50% Reduction | Afghanistan | AFG | 2022-01-02 | v8 | TRUE
https://raw.githubusercontent.com/mrc-ide/global-lmic-reports/master/AFG/projections.csv | 2021-05-29 | prevalence | 109981.71 | 120622.09 | 124222.99 | 123907.77 | 127447.8 | 136056.73 | Surged Additional 50% Reduction | Afghanistan | AFG | 2022-01-02 | v8 | TRUE
https://raw.githubusercontent.com/mrc-ide/global-lmic-reports/master/AFG/projections.csv | 2021-05-29 | cumulative_infections | 1505906.61 | 1548338.4 | 1581982.31 | 1582743.36 | 1616122.38 | 1672642.78 | Surged Additional 50% Reduction | Afghanistan | AFG | 2022-01-02 | v8 | TRUE
https://raw.githubusercontent.com/mrc-ide/global-lmic-reports/master/AFG/projections.csv | 2021-05-29 | cumulative_deaths | 2642.43 | 2732.08 | 2792.91 | 2797.7 | 2867.19 | 2978.31 | Surged Additional 50% Reduction | Afghanistan | AFG | 2022-01-02 | v8 | TRUE
https://raw.githubusercontent.com/mrc-ide/global-lmic-reports/master/AFG/projections.csv | 2021-05-29 | Rt | 1.51 | 1.52 | 1.54 | 1.54 | 1.55 | 1.57 | Surged Additional 50% Reduction | Afghanistan | AFG | 2022-01-02 | v8 | TRUE
https://raw.githubusercontent.com/mrc-ide/global-lmic-reports/master/AFG/projections.csv | 2021-05-29 | Reff | 1.41 | 1.43 | 1.44 | 1.44 | 1.45 | 1.47 | Surged Additional 50% Reduction | Afghanistan | AFG | 2022-01-02 | v8 | TRUE
https://raw.githubusercontent.com/mrc-ide/global-lmic-reports/master/AFG/projections.csv | 2021-05-29 | infections | 20220.73 | 22216.22 | 22688.32 | 22771.57 | 23422.57 | 25471.35 | Surged Maintain Status Quo | Afghanistan | AFG | 2022-01-02 | v8 | TRUE
https://raw.githubusercontent.com/mrc-ide/global-lmic-reports/master/AFG/projections.csv | 2021-05-29 | deaths | 13.33 | 14.43 | 14.83 | 14.84 | 15.24 | 16.1 | Surged Maintain Status Quo | Afghanistan | AFG | 2022-01-02 | v8 | TRUE
https://raw.githubusercontent.com/mrc-ide/global-lmic-reports/master/AFG/projections.csv | 2021-05-29 | hospital_demand | 647.73 | 705.32 | 723.16 | 723.56 | 746.76 | 781.25 | Surged Maintain Status Quo | Afghanistan | AFG | 2022-01-02 | v8 | TRUE
https://raw.githubusercontent.com/mrc-ide/global-lmic-reports/master/AFG/projections.csv | 2021-05-29 | ICU_demand | 256.06 | 277.69 | 285.14 | 285.76 | 294.05 | 309.22 | Surged Maintain Status Quo | Afghanistan | AFG | 2022-01-02 | v8 | TRUE
https://raw.githubusercontent.com/mrc-ide/global-lmic-reports/master/AFG/projections.csv | 2021-05-29 | hospital_incidence | 90.02 | 98.77 | 102.23 | 101.73 | 105.08 | 110.14 | Surged Maintain Status Quo | Afghanistan | AFG | 2022-01-02 | v8 | TRUE
https://raw.githubusercontent.com/mrc-ide/global-lmic-reports/master/AFG/projections.csv | 2021-05-29 | ICU_incidence | 28.17 | 30.91 | 31.99 | 31.84 | 32.88 | 34.46 | Surged Maintain Status Quo | Afghanistan | AFG | 2022-01-02 | v8 | TRUE
https://raw.githubusercontent.com/mrc-ide/global-lmic-reports/master/AFG/projections.csv | 2021-05-29 | prevalence | 109981.71 | 120622.09 | 124222.99 | 123907.77 | 127447.8 | 136056.73 | Surged Maintain Status Quo | Afghanistan | AFG | 2022-01-02 | v8 | TRUE
https://raw.githubusercontent.com/mrc-ide/global-lmic-reports/master/AFG/projections.csv | 2021-05-29 | cumulative_infections | 1505906.61 | 1548338.4 | 1581982.31 | 1582743.36 | 1616122.38 | 1672642.78 | Surged Maintain Status Quo | Afghanistan | AFG | 2022-01-02 | v8 | TRUE
https://raw.githubusercontent.com/mrc-ide/global-lmic-reports/master/AFG/projections.csv | 2021-05-29 | cumulative_deaths | 2642.43 | 2732.08 | 2792.91 | 2797.7 | 2867.19 | 2978.31 | Surged Maintain Status Quo | Afghanistan | AFG | 2022-01-02 | v8 | TRUE
https://raw.githubusercontent.com/mrc-ide/global-lmic-reports/master/AFG/projections.csv | 2021-05-29 | Rt | 1.51 | 1.52 | 1.54 | 1.54 | 1.55 | 1.57 | Surged Maintain Status Quo | Afghanistan | AFG | 2022-01-02 | v8 | TRUE
https://raw.githubusercontent.com/mrc-ide/global-lmic-reports/master/AFG/projections.csv | 2021-05-29 | Reff | 1.41 | 1.43 | 1.44 | 1.44 | 1.45 | 1.47 | Surged Maintain Status Quo | Afghanistan | AFG | 2022-01-02 | v8 | TRUE
https://raw.githubusercontent.com/mrc-ide/global-lmic-reports/master/AFG/projections.csv | 2021-05-29 | infections | 20220.73 | 22216.22 | 22688.32 | 22771.57 | 23422.57 | 25471.35 | Surged Optimistic | Afghanistan | AFG | 2022-01-02 | v8 | TRUE
https://raw.githubusercontent.com/mrc-ide/global-lmic-reports/master/AFG/projections.csv | 2021-05-29 | deaths | 13.33 | 14.43 | 14.83 | 14.84 | 15.24 | 16.1 | Surged Optimistic | Afghanistan | AFG | 2022-01-02 | v8 | TRUE
https://raw.githubusercontent.com/mrc-ide/global-lmic-reports/master/AFG/projections.csv | 2021-05-29 | hospital_demand | 647.73 | 705.32 | 723.16 | 723.56 | 746.76 | 781.25 | Surged Optimistic | Afghanistan | AFG | 2022-01-02 | v8 | TRUE
https://raw.githubusercontent.com/mrc-ide/global-lmic-reports/master/AFG/projections.csv | 2021-05-29 | ICU_demand | 256.06 | 277.69 | 285.14 | 285.76 | 294.05 | 309.22 | Surged Optimistic | Afghanistan | AFG | 2022-01-02 | v8 | TRUE
https://raw.githubusercontent.com/mrc-ide/global-lmic-reports/master/AFG/projections.csv | 2021-05-29 | hospital_incidence | 90.02 | 98.77 | 102.23 | 101.73 | 105.08 | 110.14 | Surged Optimistic | Afghanistan | AFG | 2022-01-02 | v8 | TRUE
https://raw.githubusercontent.com/mrc-ide/global-lmic-reports/master/AFG/projections.csv | 2021-05-29 | ICU_incidence | 28.17 | 30.91 | 31.99 | 31.84 | 32.88 | 34.46 | Surged Optimistic | Afghanistan | AFG | 2022-01-02 | v8 | TRUE
https://raw.githubusercontent.com/mrc-ide/global-lmic-reports/master/AFG/projections.csv | 2021-05-29 | prevalence | 109981.71 | 120622.09 | 124222.99 | 123907.77 | 127447.8 | 136056.73 | Surged Optimistic | Afghanistan | AFG | 2022-01-02 | v8 | TRUE
https://raw.githubusercontent.com/mrc-ide/global-lmic-reports/master/AFG/projections.csv | 2021-05-29 | cumulative_infections | 1505906.61 | 1548338.4 | 1581982.31 | 1582743.36 | 1616122.38 | 1672642.78 | Surged Optimistic | Afghanistan | AFG | 2022-01-02 | v8 | TRUE
https://raw.githubusercontent.com/mrc-ide/global-lmic-reports/master/AFG/projections.csv | 2021-05-29 | cumulative_deaths | 2642.43 | 2732.08 | 2792.91 | 2797.7 | 2867.19 | 2978.31 | Surged Optimistic | Afghanistan | AFG | 2022-01-02 | v8 | TRUE
https://raw.githubusercontent.com/mrc-ide/global-lmic-reports/master/AFG/projections.csv | 2021-05-29 | Rt | 1.51 | 1.52 | 1.54 | 1.54 | 1.55 | 1.57 | Surged Optimistic | Afghanistan | AFG | 2022-01-02 | v8 | TRUE
https://raw.githubusercontent.com/mrc-ide/global-lmic-reports/master/AFG/projections.csv | 2021-05-29 | Reff | 1.41 | 1.43 | 1.44 | 1.44 | 1.45 | 1.47 | Surged Optimistic | Afghanistan | AFG | 2022-01-02 | v8 | TRUE
https://raw.githubusercontent.com/mrc-ide/global-lmic-reports/master/AFG/projections.csv | 2021-05-29 | infections | 20220.73 | 22216.22 | 22688.32 | 22771.57 | 23422.57 | 25471.35 | Surged Pessimistic | Afghanistan | AFG | 2022-01-02 | v8 | TRUE
https://raw.githubusercontent.com/mrc-ide/global-lmic-reports/master/AFG/projections.csv | 2021-05-29 | deaths | 13.33 | 14.43 | 14.83 | 14.84 | 15.24 | 16.1 | Surged Pessimistic | Afghanistan | AFG | 2022-01-02 | v8 | TRUE
https://raw.githubusercontent.com/mrc-ide/global-lmic-reports/master/AFG/projections.csv | 2021-05-29 | hospital_demand | 647.73 | 705.32 | 723.16 | 723.56 | 746.76 | 781.25 | Surged Pessimistic | Afghanistan | AFG | 2022-01-02 | v8 | TRUE
https://raw.githubusercontent.com/mrc-ide/global-lmic-reports/master/AFG/projections.csv | 2021-05-29 | ICU_demand | 256.06 | 277.69 | 285.14 | 285.76 | 294.05 | 309.22 | Surged Pessimistic | Afghanistan | AFG | 2022-01-02 | v8 | TRUE
https://raw.githubusercontent.com/mrc-ide/global-lmic-reports/master/AFG/projections.csv | 2021-05-29 | hospital_incidence | 90.02 | 98.77 | 102.23 | 101.73 | 105.08 | 110.14 | Surged Pessimistic | Afghanistan | AFG | 2022-01-02 | v8 | TRUE
https://raw.githubusercontent.com/mrc-ide/global-lmic-reports/master/AFG/projections.csv | 2021-05-29 | ICU_incidence | 28.17 | 30.91 | 31.99 | 31.84 | 32.88 | 34.46 | Surged Pessimistic | Afghanistan | AFG | 2022-01-02 | v8 | TRUE
https://raw.githubusercontent.com/mrc-ide/global-lmic-reports/master/AFG/projections.csv | 2021-05-29 | prevalence | 109981.71 | 120622.09 | 124222.99 | 123907.77 | 127447.8 | 136056.73 | Surged Pessimistic | Afghanistan | AFG | 2022-01-02 | v8 | TRUE
https://raw.githubusercontent.com/mrc-ide/global-lmic-reports/master/AFG/projections.csv | 2021-05-29 | cumulative_infections | 1505906.61 | 1548338.4 | 1581982.31 | 1582743.36 | 1616122.38 | 1672642.78 | Surged Pessimistic | Afghanistan | AFG | 2022-01-02 | v8 | TRUE
https://raw.githubusercontent.com/mrc-ide/global-lmic-reports/master/AFG/projections.csv | 2021-05-29 | cumulative_deaths | 2642.43 | 2732.08 | 2792.91 | 2797.7 | 2867.19 | 2978.31 | Surged Pessimistic | Afghanistan | AFG | 2022-01-02 | v8 | TRUE
https://raw.githubusercontent.com/mrc-ide/global-lmic-reports/master/AFG/projections.csv | 2021-05-29 | Rt | 1.51 | 1.52 | 1.54 | 1.54 | 1.55 | 1.57 | Surged Pessimistic | Afghanistan | AFG | 2022-01-02 | v8 | TRUE
https://raw.githubusercontent.com/mrc-ide/global-lmic-reports/master/AFG/projections.csv | 2021-05-29 | Reff | 1.41 | 1.43 | 1.44 | 1.44 | 1.45 | 1.47 | Surged Pessimistic | Afghanistan | AFG | 2022-01-02 | v8 | TRUE
https://raw.githubusercontent.com/mrc-ide/global-lmic-reports/master/AFG/projections.csv | 2021-05-29 | infections | 20220.73 | 22216.22 | 22688.32 | 22771.57 | 23422.57 | 25471.35 | Surged Relax Interventions 50% | Afghanistan | AFG | 2022-01-02 | v8 | TRUE
https://raw.githubusercontent.com/mrc-ide/global-lmic-reports/master/AFG/projections.csv | 2021-05-29 | deaths | 13.33 | 14.43 | 14.83 | 14.84 | 15.24 | 16.1 | Surged Relax Interventions 50% | Afghanistan | AFG | 2022-01-02 | v8 | TRUE
https://raw.githubusercontent.com/mrc-ide/global-lmic-reports/master/AFG/projections.csv | 2021-05-29 | hospital_demand | 647.73 | 705.32 | 723.16 | 723.56 | 746.76 | 781.25 | Surged Relax Interventions 50% | Afghanistan | AFG | 2022-01-02 | v8 | TRUE
https://raw.githubusercontent.com/mrc-ide/global-lmic-reports/master/AFG/projections.csv | 2021-05-29 | ICU_demand | 256.06 | 277.69 | 285.14 | 285.76 | 294.05 | 309.22 | Surged Relax Interventions 50% | Afghanistan | AFG | 2022-01-02 | v8 | TRUE
https://raw.githubusercontent.com/mrc-ide/global-lmic-reports/master/AFG/projections.csv | 2021-05-29 | hospital_incidence | 90.02 | 98.77 | 102.23 | 101.73 | 105.08 | 110.14 | Surged Relax Interventions 50% | Afghanistan | AFG | 2022-01-02 | v8 | TRUE
https://raw.githubusercontent.com/mrc-ide/global-lmic-reports/master/AFG/projections.csv | 2021-05-29 | ICU_incidence | 28.17 | 30.91 | 31.99 | 31.84 | 32.88 | 34.46 | Surged Relax Interventions 50% | Afghanistan | AFG | 2022-01-02 | v8 | TRUE
https://raw.githubusercontent.com/mrc-ide/global-lmic-reports/master/AFG/projections.csv | 2021-05-29 | prevalence | 109981.71 | 120622.09 | 124222.99 | 123907.77 | 127447.8 | 136056.73 | Surged Relax Interventions 50% | Afghanistan | AFG | 2022-01-02 | v8 | TRUE
https://raw.githubusercontent.com/mrc-ide/global-lmic-reports/master/AFG/projections.csv | 2021-05-29 | cumulative_infections | 1505906.61 | 1548338.4 | 1581982.31 | 1582743.36 | 1616122.38 | 1672642.78 | Surged Relax Interventions 50% | Afghanistan | AFG | 2022-01-02 | v8 | TRUE
https://raw.githubusercontent.com/mrc-ide/global-lmic-reports/master/AFG/projections.csv | 2021-05-29 | cumulative_deaths | 2642.43 | 2732.08 | 2792.91 | 2797.7 | 2867.19 | 2978.31 | Surged Relax Interventions 50% | Afghanistan | AFG | 2022-01-02 | v8 | TRUE
https://raw.githubusercontent.com/mrc-ide/global-lmic-reports/master/AFG/projections.csv | 2021-05-29 | Rt | 1.51 | 1.52 | 1.54 | 1.54 | 1.55 | 1.57 | Surged Relax Interventions 50% | Afghanistan | AFG | 2022-01-02 | v8 | TRUE
https://raw.githubusercontent.com/mrc-ide/global-lmic-reports/master/AFG/projections.csv | 2021-05-29 | Reff | 1.41 | 1.43 | 1.44 | 1.44 | 1.45 | 1.47 | Surged Relax Interventions 50% | Afghanistan | AFG | 2022-01-02 | v8 | TRUE
https://raw.githubusercontent.com/mrc-ide/global-lmic-reports/master/AFG/projections.csv | 2021-05-30 | infections | 21501.2 | 22904.43 | 24011.72 | 23974.66 | 24900.07 | 26793.55 | Additional 50% Reduction | Afghanistan | AFG | 2022-01-02 | v8 | TRUE
https://raw.githubusercontent.com/mrc-ide/global-lmic-reports/master/AFG/projections.csv | 2021-05-30 | deaths | 14.01 | 15.88 | 21 | 20.67 | 24.38 | 28.56 | Additional 50% Reduction | Afghanistan | AFG | 2022-01-02 | v8 | TRUE
https://raw.githubusercontent.com/mrc-ide/global-lmic-reports/master/AFG/projections.csv | 2021-05-30 | hospital_demand | 689.51 | 728.43 | 763.4 | 761.55 | 789.06 | 840.89 | Additional 50% Reduction | Afghanistan | AFG | 2022-01-02 | v8 | TRUE
https://raw.githubusercontent.com/mrc-ide/global-lmic-reports/master/AFG/projections.csv | 2021-05-30 | ICU_demand | 271.61 | 286.61 | 294.33 | 291.55 | 297.76 | 301.53 | Additional 50% Reduction | Afghanistan | AFG | 2022-01-02 | v8 | TRUE
https://raw.githubusercontent.com/mrc-ide/global-lmic-reports/master/AFG/projections.csv | 2021-05-30 | hospital_incidence | 98.15 | 103.64 | 108.18 | 108.61 | 113.02 | 120.07 | Additional 50% Reduction | Afghanistan | AFG | 2022-01-02 | v8 | TRUE
https://raw.githubusercontent.com/mrc-ide/global-lmic-reports/master/AFG/projections.csv | 2021-05-30 | ICU_incidence | 30.73 | 32.44 | 33.86 | 34 | 35.38 | 37.59 | Additional 50% Reduction | Afghanistan | AFG | 2022-01-02 | v8 | TRUE
https://raw.githubusercontent.com/mrc-ide/global-lmic-reports/master/AFG/projections.csv | 2021-05-30 | prevalence | 119018.58 | 126561.67 | 132147.07 | 132455.88 | 137761.43 | 147830.2 | Additional 50% Reduction | Afghanistan | AFG | 2022-01-02 | v8 | TRUE
https://raw.githubusercontent.com/mrc-ide/global-lmic-reports/master/AFG/projections.csv | 2021-05-30 | cumulative_infections | 1512390.83 | 1582153.95 | 1615313.57 | 1619601.92 | 1650751.52 | 1770191.43 | Additional 50% Reduction | Afghanistan | AFG | 2022-01-02 | v8 | TRUE
https://raw.githubusercontent.com/mrc-ide/global-lmic-reports/master/AFG/projections.csv | 2021-05-30 | cumulative_deaths | 2668.92 | 2767.38 | 2844.08 | 2858.97 | 2920.95 | 3176.18 | Additional 50% Reduction | Afghanistan | AFG | 2022-01-02 | v8 | TRUE
https://raw.githubusercontent.com/mrc-ide/global-lmic-reports/master/AFG/projections.csv | 2021-05-30 | Rt | 1.54 | 1.56 | 1.57 | 1.57 | 1.58 | 1.62 | Additional 50% Reduction | Afghanistan | AFG | 2022-01-02 | v8 | TRUE
https://raw.githubusercontent.com/mrc-ide/global-lmic-reports/master/AFG/projections.csv | 2021-05-30 | Reff | 1.44 | 1.46 | 1.47 | 1.47 | 1.48 | 1.51 | Additional 50% Reduction | Afghanistan | AFG | 2022-01-02 | v8 | TRUE
https://raw.githubusercontent.com/mrc-ide/global-lmic-reports/master/AFG/projections.csv | 2021-05-30 | infections | 21501.2 | 22904.43 | 24011.72 | 23974.66 | 24900.07 | 26793.55 | Maintain Status Quo | Afghanistan | AFG | 2022-01-02 | v8 | TRUE
https://raw.githubusercontent.com/mrc-ide/global-lmic-reports/master/AFG/projections.csv | 2021-05-30 | deaths | 14.01 | 15.88 | 21 | 20.67 | 24.38 | 28.56 | Maintain Status Quo | Afghanistan | AFG | 2022-01-02 | v8 | TRUE
https://raw.githubusercontent.com/mrc-ide/global-lmic-reports/master/AFG/projections.csv | 2021-05-30 | hospital_demand | 689.51 | 728.43 | 763.4 | 761.55 | 789.06 | 840.89 | Maintain Status Quo | Afghanistan | AFG | 2022-01-02 | v8 | TRUE
https://raw.githubusercontent.com/mrc-ide/global-lmic-reports/master/AFG/projections.csv | 2021-05-30 | ICU_demand | 271.61 | 286.61 | 294.33 | 291.55 | 297.76 | 301.53 | Maintain Status Quo | Afghanistan | AFG | 2022-01-02 | v8 | TRUE
https://raw.githubusercontent.com/mrc-ide/global-lmic-reports/master/AFG/projections.csv | 2021-05-30 | hospital_incidence | 98.15 | 103.64 | 108.18 | 108.61 | 113.02 | 120.07 | Maintain Status Quo | Afghanistan | AFG | 2022-01-02 | v8 | TRUE
https://raw.githubusercontent.com/mrc-ide/global-lmic-reports/master/AFG/projections.csv | 2021-05-30 | ICU_incidence | 30.73 | 32.44 | 33.86 | 34 | 35.38 | 37.59 | Maintain Status Quo | Afghanistan | AFG | 2022-01-02 | v8 | TRUE
https://raw.githubusercontent.com/mrc-ide/global-lmic-reports/master/AFG/projections.csv | 2021-05-30 | prevalence | 119018.58 | 126561.67 | 132147.07 | 132455.88 | 137761.43 | 147830.2 | Maintain Status Quo | Afghanistan | AFG | 2022-01-02 | v8 | TRUE
https://raw.githubusercontent.com/mrc-ide/global-lmic-reports/master/AFG/projections.csv | 2021-05-30 | cumulative_infections | 1512390.83 | 1582153.95 | 1615313.57 | 1619601.92 | 1650751.52 | 1770191.43 | Maintain Status Quo | Afghanistan | AFG | 2022-01-02 | v8 | TRUE
https://raw.githubusercontent.com/mrc-ide/global-lmic-reports/master/AFG/projections.csv | 2021-05-30 | cumulative_deaths | 2668.92 | 2767.38 | 2844.08 | 2858.97 | 2920.95 | 3176.18 | Maintain Status Quo | Afghanistan | AFG | 2022-01-02 | v8 | TRUE
https://raw.githubusercontent.com/mrc-ide/global-lmic-reports/master/AFG/projections.csv | 2021-05-30 | Rt | 1.54 | 1.56 | 1.57 | 1.57 | 1.58 | 1.62 | Maintain Status Quo | Afghanistan | AFG | 2022-01-02 | v8 | TRUE
https://raw.githubusercontent.com/mrc-ide/global-lmic-reports/master/AFG/projections.csv | 2021-05-30 | Reff | 1.44 | 1.46 | 1.47 | 1.47 | 1.48 | 1.51 | Maintain Status Quo | Afghanistan | AFG | 2022-01-02 | v8 | TRUE
https://raw.githubusercontent.com/mrc-ide/global-lmic-reports/master/AFG/projections.csv | 2021-05-30 | infections | 21501.2 | 22904.43 | 24011.72 | 23974.66 | 24900.07 | 26793.55 | Optimistic | Afghanistan | AFG | 2022-01-02 | v8 | TRUE
https://raw.githubusercontent.com/mrc-ide/global-lmic-reports/master/AFG/projections.csv | 2021-05-30 | deaths | 14.01 | 15.88 | 21 | 20.67 | 24.38 | 28.56 | Optimistic | Afghanistan | AFG | 2022-01-02 | v8 | TRUE
https://raw.githubusercontent.com/mrc-ide/global-lmic-reports/master/AFG/projections.csv | 2021-05-30 | hospital_demand | 689.51 | 728.43 | 763.4 | 761.55 | 789.06 | 840.89 | Optimistic | Afghanistan | AFG | 2022-01-02 | v8 | TRUE
https://raw.githubusercontent.com/mrc-ide/global-lmic-reports/master/AFG/projections.csv | 2021-05-30 | ICU_demand | 271.61 | 286.61 | 294.33 | 291.55 | 297.76 | 301.53 | Optimistic | Afghanistan | AFG | 2022-01-02 | v8 | TRUE
https://raw.githubusercontent.com/mrc-ide/global-lmic-reports/master/AFG/projections.csv | 2021-05-30 | hospital_incidence | 98.15 | 103.64 | 108.18 | 108.61 | 113.02 | 120.07 | Optimistic | Afghanistan | AFG | 2022-01-02 | v8 | TRUE
https://raw.githubusercontent.com/mrc-ide/global-lmic-reports/master/AFG/projections.csv | 2021-05-30 | ICU_incidence | 30.73 | 32.44 | 33.86 | 34 | 35.38 | 37.59 | Optimistic | Afghanistan | AFG | 2022-01-02 | v8 | TRUE
https://raw.githubusercontent.com/mrc-ide/global-lmic-reports/master/AFG/projections.csv | 2021-05-30 | prevalence | 119018.58 | 126561.67 | 132147.07 | 132455.88 | 137761.43 | 147830.2 | Optimistic | Afghanistan | AFG | 2022-01-02 | v8 | TRUE
https://raw.githubusercontent.com/mrc-ide/global-lmic-reports/master/AFG/projections.csv | 2021-05-30 | cumulative_infections | 1512390.83 | 1582153.95 | 1615313.57 | 1619601.92 | 1650751.52 | 1770191.43 | Optimistic | Afghanistan | AFG | 2022-01-02 | v8 | TRUE
https://raw.githubusercontent.com/mrc-ide/global-lmic-reports/master/AFG/projections.csv | 2021-05-30 | cumulative_deaths | 2668.92 | 2767.38 | 2844.08 | 2858.97 | 2920.95 | 3176.18 | Optimistic | Afghanistan | AFG | 2022-01-02 | v8 | TRUE
https://raw.githubusercontent.com/mrc-ide/global-lmic-reports/master/AFG/projections.csv | 2021-05-30 | Rt | 1.54 | 1.56 | 1.57 | 1.57 | 1.58 | 1.62 | Optimistic | Afghanistan | AFG | 2022-01-02 | v8 | TRUE
https://raw.githubusercontent.com/mrc-ide/global-lmic-reports/master/AFG/projections.csv | 2021-05-30 | Reff | 1.44 | 1.46 | 1.47 | 1.47 | 1.48 | 1.51 | Optimistic | Afghanistan | AFG | 2022-01-02 | v8 | TRUE
https://raw.githubusercontent.com/mrc-ide/global-lmic-reports/master/AFG/projections.csv | 2021-05-30 | infections | 21501.2 | 22904.43 | 24011.72 | 23974.66 | 24900.07 | 26793.55 | Pessimistic | Afghanistan | AFG | 2022-01-02 | v8 | TRUE
https://raw.githubusercontent.com/mrc-ide/global-lmic-reports/master/AFG/projections.csv | 2021-05-30 | deaths | 14.01 | 15.88 | 21 | 20.67 | 24.38 | 28.56 | Pessimistic | Afghanistan | AFG | 2022-01-02 | v8 | TRUE
https://raw.githubusercontent.com/mrc-ide/global-lmic-reports/master/AFG/projections.csv | 2021-05-30 | hospital_demand | 689.51 | 728.43 | 763.4 | 761.55 | 789.06 | 840.89 | Pessimistic | Afghanistan | AFG | 2022-01-02 | v8 | TRUE
https://raw.githubusercontent.com/mrc-ide/global-lmic-reports/master/AFG/projections.csv | 2021-05-30 | ICU_demand | 271.61 | 286.61 | 294.33 | 291.55 | 297.76 | 301.53 | Pessimistic | Afghanistan | AFG | 2022-01-02 | v8 | TRUE
https://raw.githubusercontent.com/mrc-ide/global-lmic-reports/master/AFG/projections.csv | 2021-05-30 | hospital_incidence | 98.15 | 103.64 | 108.18 | 108.61 | 113.02 | 120.07 | Pessimistic | Afghanistan | AFG | 2022-01-02 | v8 | TRUE
https://raw.githubusercontent.com/mrc-ide/global-lmic-reports/master/AFG/projections.csv | 2021-05-30 | ICU_incidence | 30.73 | 32.44 | 33.86 | 34 | 35.38 | 37.59 | Pessimistic | Afghanistan | AFG | 2022-01-02 | v8 | TRUE
https://raw.githubusercontent.com/mrc-ide/global-lmic-reports/master/AFG/projections.csv | 2021-05-30 | prevalence | 119018.58 | 126561.67 | 132147.07 | 132455.88 | 137761.43 | 147830.2 | Pessimistic | Afghanistan | AFG | 2022-01-02 | v8 | TRUE
https://raw.githubusercontent.com/mrc-ide/global-lmic-reports/master/AFG/projections.csv | 2021-05-30 | cumulative_infections | 1512390.83 | 1582153.95 | 1615313.57 | 1619601.92 | 1650751.52 | 1770191.43 | Pessimistic | Afghanistan | AFG | 2022-01-02 | v8 | TRUE
https://raw.githubusercontent.com/mrc-ide/global-lmic-reports/master/AFG/projections.csv | 2021-05-30 | cumulative_deaths | 2668.92 | 2767.38 | 2844.08 | 2858.97 | 2920.95 | 3176.18 | Pessimistic | Afghanistan | AFG | 2022-01-02 | v8 | TRUE
https://raw.githubusercontent.com/mrc-ide/global-lmic-reports/master/AFG/projections.csv | 2021-05-30 | Rt | 1.54 | 1.56 | 1.57 | 1.57 | 1.58 | 1.62 | Pessimistic | Afghanistan | AFG | 2022-01-02 | v8 | TRUE
https://raw.githubusercontent.com/mrc-ide/global-lmic-reports/master/AFG/projections.csv | 2021-05-30 | Reff | 1.44 | 1.46 | 1.47 | 1.47 | 1.48 | 1.51 | Pessimistic | Afghanistan | AFG | 2022-01-02 | v8 | TRUE
https://raw.githubusercontent.com/mrc-ide/global-lmic-reports/master/AFG/projections.csv | 2021-05-30 | infections | 21501.2 | 22904.43 | 24011.72 | 23974.66 | 24900.07 | 26793.55 | Relax Interventions 50% | Afghanistan | AFG | 2022-01-02 | v8 | TRUE
https://raw.githubusercontent.com/mrc-ide/global-lmic-reports/master/AFG/projections.csv | 2021-05-30 | deaths | 14.01 | 15.88 | 21 | 20.67 | 24.38 | 28.56 | Relax Interventions 50% | Afghanistan | AFG | 2022-01-02 | v8 | TRUE
https://raw.githubusercontent.com/mrc-ide/global-lmic-reports/master/AFG/projections.csv | 2021-05-30 | hospital_demand | 689.51 | 728.43 | 763.4 | 761.55 | 789.06 | 840.89 | Relax Interventions 50% | Afghanistan | AFG | 2022-01-02 | v8 | TRUE
https://raw.githubusercontent.com/mrc-ide/global-lmic-reports/master/AFG/projections.csv | 2021-05-30 | ICU_demand | 271.61 | 286.61 | 294.33 | 291.55 | 297.76 | 301.53 | Relax Interventions 50% | Afghanistan | AFG | 2022-01-02 | v8 | TRUE
https://raw.githubusercontent.com/mrc-ide/global-lmic-reports/master/AFG/projections.csv | 2021-05-30 | hospital_incidence | 98.15 | 103.64 | 108.18 | 108.61 | 113.02 | 120.07 | Relax Interventions 50% | Afghanistan | AFG | 2022-01-02 | v8 | TRUE
https://raw.githubusercontent.com/mrc-ide/global-lmic-reports/master/AFG/projections.csv | 2021-05-30 | ICU_incidence | 30.73 | 32.44 | 33.86 | 34 | 35.38 | 37.59 | Relax Interventions 50% | Afghanistan | AFG | 2022-01-02 | v8 | TRUE
https://raw.githubusercontent.com/mrc-ide/global-lmic-reports/master/AFG/projections.csv | 2021-05-30 | prevalence | 119018.58 | 126561.67 | 132147.07 | 132455.88 | 137761.43 | 147830.2 | Relax Interventions 50% | Afghanistan | AFG | 2022-01-02 | v8 | TRUE
https://raw.githubusercontent.com/mrc-ide/global-lmic-reports/master/AFG/projections.csv | 2021-05-30 | cumulative_infections | 1512390.83 | 1582153.95 | 1615313.57 | 1619601.92 | 1650751.52 | 1770191.43 | Relax Interventions 50% | Afghanistan | AFG | 2022-01-02 | v8 | TRUE
https://raw.githubusercontent.com/mrc-ide/global-lmic-reports/master/AFG/projections.csv | 2021-05-30 | cumulative_deaths | 2668.92 | 2767.38 | 2844.08 | 2858.97 | 2920.95 | 3176.18 | Relax Interventions 50% | Afghanistan | AFG | 2022-01-02 | v8 | TRUE
https://raw.githubusercontent.com/mrc-ide/global-lmic-reports/master/AFG/projections.csv | 2021-05-30 | Rt | 1.54 | 1.56 | 1.57 | 1.57 | 1.58 | 1.62 | Relax Interventions 50% | Afghanistan | AFG | 2022-01-02 | v8 | TRUE
https://raw.githubusercontent.com/mrc-ide/global-lmic-reports/master/AFG/projections.csv | 2021-05-30 | Reff | 1.44 | 1.46 | 1.47 | 1.47 | 1.48 | 1.51 | Relax Interventions 50% | Afghanistan | AFG | 2022-01-02 | v8 | TRUE
https://raw.githubusercontent.com/mrc-ide/global-lmic-reports/master/AFG/projections.csv | 2021-05-30 | infections | 20928.32 | 23226.79 | 23732.79 | 23748.74 | 24550.02 | 26299.68 | Surged Additional 50% Reduction | Afghanistan | AFG | 2022-01-02 | v8 | TRUE
https://raw.githubusercontent.com/mrc-ide/global-lmic-reports/master/AFG/projections.csv | 2021-05-30 | deaths | 13.82 | 14.98 | 15.39 | 15.41 | 15.84 | 16.69 | Surged Additional 50% Reduction | Afghanistan | AFG | 2022-01-02 | v8 | TRUE
https://raw.githubusercontent.com/mrc-ide/global-lmic-reports/master/AFG/projections.csv | 2021-05-30 | hospital_demand | 677.37 | 737.74 | 755.77 | 756.68 | 780.94 | 816.79 | Surged Additional 50% Reduction | Afghanistan | AFG | 2022-01-02 | v8 | TRUE
https://raw.githubusercontent.com/mrc-ide/global-lmic-reports/master/AFG/projections.csv | 2021-05-30 | ICU_demand | 266.86 | 290.4 | 297.87 | 298.48 | 307.44 | 322.82 | Surged Additional 50% Reduction | Afghanistan | AFG | 2022-01-02 | v8 | TRUE
https://raw.githubusercontent.com/mrc-ide/global-lmic-reports/master/AFG/projections.csv | 2021-05-30 | hospital_incidence | 95.32 | 104.75 | 108.1 | 107.63 | 111.2 | 116.79 | Surged Additional 50% Reduction | Afghanistan | AFG | 2022-01-02 | v8 | TRUE
https://raw.githubusercontent.com/mrc-ide/global-lmic-reports/master/AFG/projections.csv | 2021-05-30 | ICU_incidence | 29.84 | 32.79 | 33.84 | 33.69 | 34.81 | 36.55 | Surged Additional 50% Reduction | Afghanistan | AFG | 2022-01-02 | v8 | TRUE
https://raw.githubusercontent.com/mrc-ide/global-lmic-reports/master/AFG/projections.csv | 2021-05-30 | prevalence | 116454.84 | 127899.03 | 131345.99 | 131187.2 | 134888.35 | 144355.94 | Surged Additional 50% Reduction | Afghanistan | AFG | 2022-01-02 | v8 | TRUE
https://raw.githubusercontent.com/mrc-ide/global-lmic-reports/master/AFG/projections.csv | 2021-05-30 | cumulative_infections | 1529133.47 | 1570632.14 | 1605313.25 | 1606492.1 | 1639310 | 1697342.48 | Surged Additional 50% Reduction | Afghanistan | AFG | 2022-01-02 | v8 | TRUE
https://raw.githubusercontent.com/mrc-ide/global-lmic-reports/master/AFG/projections.csv | 2021-05-30 | cumulative_deaths | 2657.52 | 2747.68 | 2808.06 | 2813.11 | 2882.63 | 2992.46 | Surged Additional 50% Reduction | Afghanistan | AFG | 2022-01-02 | v8 | TRUE
https://raw.githubusercontent.com/mrc-ide/global-lmic-reports/master/AFG/projections.csv | 2021-05-30 | Rt | 1.54 | 1.56 | 1.57 | 1.57 | 1.59 | 1.61 | Surged Additional 50% Reduction | Afghanistan | AFG | 2022-01-02 | v8 | TRUE
https://raw.githubusercontent.com/mrc-ide/global-lmic-reports/master/AFG/projections.csv | 2021-05-30 | Reff | 1.44 | 1.46 | 1.47 | 1.47 | 1.49 | 1.51 | Surged Additional 50% Reduction | Afghanistan | AFG | 2022-01-02 | v8 | TRUE
https://raw.githubusercontent.com/mrc-ide/global-lmic-reports/master/AFG/projections.csv | 2021-05-30 | infections | 20928.32 | 23226.79 | 23732.79 | 23748.74 | 24550.02 | 26299.68 | Surged Maintain Status Quo | Afghanistan | AFG | 2022-01-02 | v8 | TRUE
https://raw.githubusercontent.com/mrc-ide/global-lmic-reports/master/AFG/projections.csv | 2021-05-30 | deaths | 13.82 | 14.98 | 15.39 | 15.41 | 15.84 | 16.69 | Surged Maintain Status Quo | Afghanistan | AFG | 2022-01-02 | v8 | TRUE
https://raw.githubusercontent.com/mrc-ide/global-lmic-reports/master/AFG/projections.csv | 2021-05-30 | hospital_demand | 677.37 | 737.74 | 755.77 | 756.68 | 780.94 | 816.79 | Surged Maintain Status Quo | Afghanistan | AFG | 2022-01-02 | v8 | TRUE
https://raw.githubusercontent.com/mrc-ide/global-lmic-reports/master/AFG/projections.csv | 2021-05-30 | ICU_demand | 266.86 | 290.4 | 297.87 | 298.48 | 307.44 | 322.82 | Surged Maintain Status Quo | Afghanistan | AFG | 2022-01-02 | v8 | TRUE
https://raw.githubusercontent.com/mrc-ide/global-lmic-reports/master/AFG/projections.csv | 2021-05-30 | hospital_incidence | 95.32 | 104.75 | 108.1 | 107.63 | 111.2 | 116.79 | Surged Maintain Status Quo | Afghanistan | AFG | 2022-01-02 | v8 | TRUE
https://raw.githubusercontent.com/mrc-ide/global-lmic-reports/master/AFG/projections.csv | 2021-05-30 | ICU_incidence | 29.84 | 32.79 | 33.84 | 33.69 | 34.81 | 36.55 | Surged Maintain Status Quo | Afghanistan | AFG | 2022-01-02 | v8 | TRUE
https://raw.githubusercontent.com/mrc-ide/global-lmic-reports/master/AFG/projections.csv | 2021-05-30 | prevalence | 116454.84 | 127899.03 | 131345.99 | 131187.2 | 134888.35 | 144355.94 | Surged Maintain Status Quo | Afghanistan | AFG | 2022-01-02 | v8 | TRUE
https://raw.githubusercontent.com/mrc-ide/global-lmic-reports/master/AFG/projections.csv | 2021-05-30 | cumulative_infections | 1529133.47 | 1570632.14 | 1605313.25 | 1606492.1 | 1639310 | 1697342.48 | Surged Maintain Status Quo | Afghanistan | AFG | 2022-01-02 | v8 | TRUE
https://raw.githubusercontent.com/mrc-ide/global-lmic-reports/master/AFG/projections.csv | 2021-05-30 | cumulative_deaths | 2657.52 | 2747.68 | 2808.06 | 2813.11 | 2882.63 | 2992.46 | Surged Maintain Status Quo | Afghanistan | AFG | 2022-01-02 | v8 | TRUE
https://raw.githubusercontent.com/mrc-ide/global-lmic-reports/master/AFG/projections.csv | 2021-05-30 | Rt | 1.54 | 1.56 | 1.57 | 1.57 | 1.59 | 1.61 | Surged Maintain Status Quo | Afghanistan | AFG | 2022-01-02 | v8 | TRUE
https://raw.githubusercontent.com/mrc-ide/global-lmic-reports/master/AFG/projections.csv | 2021-05-30 | Reff | 1.44 | 1.46 | 1.47 | 1.47 | 1.49 | 1.51 | Surged Maintain Status Quo | Afghanistan | AFG | 2022-01-02 | v8 | TRUE
https://raw.githubusercontent.com/mrc-ide/global-lmic-reports/master/AFG/projections.csv | 2021-05-30 | infections | 20928.32 | 23226.79 | 23732.79 | 23748.74 | 24550.02 | 26299.68 | Surged Optimistic | Afghanistan | AFG | 2022-01-02 | v8 | TRUE
https://raw.githubusercontent.com/mrc-ide/global-lmic-reports/master/AFG/projections.csv | 2021-05-30 | deaths | 13.82 | 14.98 | 15.39 | 15.41 | 15.84 | 16.69 | Surged Optimistic | Afghanistan | AFG | 2022-01-02 | v8 | TRUE
https://raw.githubusercontent.com/mrc-ide/global-lmic-reports/master/AFG/projections.csv | 2021-05-30 | hospital_demand | 677.37 | 737.74 | 755.77 | 756.68 | 780.94 | 816.79 | Surged Optimistic | Afghanistan | AFG | 2022-01-02 | v8 | TRUE
https://raw.githubusercontent.com/mrc-ide/global-lmic-reports/master/AFG/projections.csv | 2021-05-30 | ICU_demand | 266.86 | 290.4 | 297.87 | 298.48 | 307.44 | 322.82 | Surged Optimistic | Afghanistan | AFG | 2022-01-02 | v8 | TRUE
https://raw.githubusercontent.com/mrc-ide/global-lmic-reports/master/AFG/projections.csv | 2021-05-30 | hospital_incidence | 95.32 | 104.75 | 108.1 | 107.63 | 111.2 | 116.79 | Surged Optimistic | Afghanistan | AFG | 2022-01-02 | v8 | TRUE
https://raw.githubusercontent.com/mrc-ide/global-lmic-reports/master/AFG/projections.csv | 2021-05-30 | ICU_incidence | 29.84 | 32.79 | 33.84 | 33.69 | 34.81 | 36.55 | Surged Optimistic | Afghanistan | AFG | 2022-01-02 | v8 | TRUE
https://raw.githubusercontent.com/mrc-ide/global-lmic-reports/master/AFG/projections.csv | 2021-05-30 | prevalence | 116454.84 | 127899.03 | 131345.99 | 131187.2 | 134888.35 | 144355.94 | Surged Optimistic | Afghanistan | AFG | 2022-01-02 | v8 | TRUE
https://raw.githubusercontent.com/mrc-ide/global-lmic-reports/master/AFG/projections.csv | 2021-05-30 | cumulative_infections | 1529133.47 | 1570632.14 | 1605313.25 | 1606492.1 | 1639310 | 1697342.48 | Surged Optimistic | Afghanistan | AFG | 2022-01-02 | v8 | TRUE
https://raw.githubusercontent.com/mrc-ide/global-lmic-reports/master/AFG/projections.csv | 2021-05-30 | cumulative_deaths | 2657.52 | 2747.68 | 2808.06 | 2813.11 | 2882.63 | 2992.46 | Surged Optimistic | Afghanistan | AFG | 2022-01-02 | v8 | TRUE
https://raw.githubusercontent.com/mrc-ide/global-lmic-reports/master/AFG/projections.csv | 2021-05-30 | Rt | 1.54 | 1.56 | 1.57 | 1.57 | 1.59 | 1.61 | Surged Optimistic | Afghanistan | AFG | 2022-01-02 | v8 | TRUE
https://raw.githubusercontent.com/mrc-ide/global-lmic-reports/master/AFG/projections.csv | 2021-05-30 | Reff | 1.44 | 1.46 | 1.47 | 1.47 | 1.49 | 1.51 | Surged Optimistic | Afghanistan | AFG | 2022-01-02 | v8 | TRUE
https://raw.githubusercontent.com/mrc-ide/global-lmic-reports/master/AFG/projections.csv | 2021-05-30 | infections | 20928.32 | 23226.79 | 23732.79 | 23748.74 | 24550.02 | 26299.68 | Surged Pessimistic | Afghanistan | AFG | 2022-01-02 | v8 | TRUE
https://raw.githubusercontent.com/mrc-ide/global-lmic-reports/master/AFG/projections.csv | 2021-05-30 | deaths | 13.82 | 14.98 | 15.39 | 15.41 | 15.84 | 16.69 | Surged Pessimistic | Afghanistan | AFG | 2022-01-02 | v8 | TRUE
https://raw.githubusercontent.com/mrc-ide/global-lmic-reports/master/AFG/projections.csv | 2021-05-30 | hospital_demand | 677.37 | 737.74 | 755.77 | 756.68 | 780.94 | 816.79 | Surged Pessimistic | Afghanistan | AFG | 2022-01-02 | v8 | TRUE
https://raw.githubusercontent.com/mrc-ide/global-lmic-reports/master/AFG/projections.csv | 2021-05-30 | ICU_demand | 266.86 | 290.4 | 297.87 | 298.48 | 307.44 | 322.82 | Surged Pessimistic | Afghanistan | AFG | 2022-01-02 | v8 | TRUE
https://raw.githubusercontent.com/mrc-ide/global-lmic-reports/master/AFG/projections.csv | 2021-05-30 | hospital_incidence | 95.32 | 104.75 | 108.1 | 107.63 | 111.2 | 116.79 | Surged Pessimistic | Afghanistan | AFG | 2022-01-02 | v8 | TRUE
https://raw.githubusercontent.com/mrc-ide/global-lmic-reports/master/AFG/projections.csv | 2021-05-30 | ICU_incidence | 29.84 | 32.79 | 33.84 | 33.69 | 34.81 | 36.55 | Surged Pessimistic | Afghanistan | AFG | 2022-01-02 | v8 | TRUE
https://raw.githubusercontent.com/mrc-ide/global-lmic-reports/master/AFG/projections.csv | 2021-05-30 | prevalence | 116454.84 | 127899.03 | 131345.99 | 131187.2 | 134888.35 | 144355.94 | Surged Pessimistic | Afghanistan | AFG | 2022-01-02 | v8 | TRUE
https://raw.githubusercontent.com/mrc-ide/global-lmic-reports/master/AFG/projections.csv | 2021-05-30 | cumulative_infections | 1529133.47 | 1570632.14 | 1605313.25 | 1606492.1 | 1639310 | 1697342.48 | Surged Pessimistic | Afghanistan | AFG | 2022-01-02 | v8 | TRUE
https://raw.githubusercontent.com/mrc-ide/global-lmic-reports/master/AFG/projections.csv | 2021-05-30 | cumulative_deaths | 2657.52 | 2747.68 | 2808.06 | 2813.11 | 2882.63 | 2992.46 | Surged Pessimistic | Afghanistan | AFG | 2022-01-02 | v8 | TRUE
https://raw.githubusercontent.com/mrc-ide/global-lmic-reports/master/AFG/projections.csv | 2021-05-30 | Rt | 1.54 | 1.56 | 1.57 | 1.57 | 1.59 | 1.61 | Surged Pessimistic | Afghanistan | AFG | 2022-01-02 | v8 | TRUE
https://raw.githubusercontent.com/mrc-ide/global-lmic-reports/master/AFG/projections.csv | 2021-05-30 | Reff | 1.44 | 1.46 | 1.47 | 1.47 | 1.49 | 1.51 | Surged Pessimistic | Afghanistan | AFG | 2022-01-02 | v8 | TRUE
https://raw.githubusercontent.com/mrc-ide/global-lmic-reports/master/AFG/projections.csv | 2021-05-30 | infections | 20928.32 | 23226.79 | 23732.79 | 23748.74 | 24550.02 | 26299.68 | Surged Relax Interventions 50% | Afghanistan | AFG | 2022-01-02 | v8 | TRUE
https://raw.githubusercontent.com/mrc-ide/global-lmic-reports/master/AFG/projections.csv | 2021-05-30 | deaths | 13.82 | 14.98 | 15.39 | 15.41 | 15.84 | 16.69 | Surged Relax Interventions 50% | Afghanistan | AFG | 2022-01-02 | v8 | TRUE
https://raw.githubusercontent.com/mrc-ide/global-lmic-reports/master/AFG/projections.csv | 2021-05-30 | hospital_demand | 677.37 | 737.74 | 755.77 | 756.68 | 780.94 | 816.79 | Surged Relax Interventions 50% | Afghanistan | AFG | 2022-01-02 | v8 | TRUE
https://raw.githubusercontent.com/mrc-ide/global-lmic-reports/master/AFG/projections.csv | 2021-05-30 | ICU_demand | 266.86 | 290.4 | 297.87 | 298.48 | 307.44 | 322.82 | Surged Relax Interventions 50% | Afghanistan | AFG | 2022-01-02 | v8 | TRUE
https://raw.githubusercontent.com/mrc-ide/global-lmic-reports/master/AFG/projections.csv | 2021-05-30 | hospital_incidence | 95.32 | 104.75 | 108.1 | 107.63 | 111.2 | 116.79 | Surged Relax Interventions 50% | Afghanistan | AFG | 2022-01-02 | v8 | TRUE
https://raw.githubusercontent.com/mrc-ide/global-lmic-reports/master/AFG/projections.csv | 2021-05-30 | ICU_incidence | 29.84 | 32.79 | 33.84 | 33.69 | 34.81 | 36.55 | Surged Relax Interventions 50% | Afghanistan | AFG | 2022-01-02 | v8 | TRUE
https://raw.githubusercontent.com/mrc-ide/global-lmic-reports/master/AFG/projections.csv | 2021-05-30 | prevalence | 116454.84 | 127899.03 | 131345.99 | 131187.2 | 134888.35 | 144355.94 | Surged Relax Interventions 50% | Afghanistan | AFG | 2022-01-02 | v8 | TRUE
https://raw.githubusercontent.com/mrc-ide/global-lmic-reports/master/AFG/projections.csv | 2021-05-30 | cumulative_infections | 1529133.47 | 1570632.14 | 1605313.25 | 1606492.1 | 1639310 | 1697342.48 | Surged Relax Interventions 50% | Afghanistan | AFG | 2022-01-02 | v8 | TRUE
https://raw.githubusercontent.com/mrc-ide/global-lmic-reports/master/AFG/projections.csv | 2021-05-30 | cumulative_deaths | 2657.52 | 2747.68 | 2808.06 | 2813.11 | 2882.63 | 2992.46 | Surged Relax Interventions 50% | Afghanistan | AFG | 2022-01-02 | v8 | TRUE
https://raw.githubusercontent.com/mrc-ide/global-lmic-reports/master/AFG/projections.csv | 2021-05-30 | Rt | 1.54 | 1.56 | 1.57 | 1.57 | 1.59 | 1.61 | Surged Relax Interventions 50% | Afghanistan | AFG | 2022-01-02 | v8 | TRUE
https://raw.githubusercontent.com/mrc-ide/global-lmic-reports/master/AFG/projections.csv | 2021-05-30 | Reff | 1.44 | 1.46 | 1.47 | 1.47 | 1.49 | 1.51 | Surged Relax Interventions 50% | Afghanistan | AFG | 2022-01-02 | v8 | TRUE
https://raw.githubusercontent.com/mrc-ide/global-lmic-reports/master/AFG/projections.csv | 2021-05-31 | infections | 23318.73 | 24914.06 | 26006.1 | 26043.04 | 27079.94 | 29314.91 | Additional 50% Reduction | Afghanistan | AFG | 2022-01-02 | v8 | TRUE
https://raw.githubusercontent.com/mrc-ide/global-lmic-reports/master/AFG/projections.csv | 2021-05-31 | deaths | 15.09 | 20.93 | 25.55 | 24.46 | 27.98 | 30.85 | Additional 50% Reduction | Afghanistan | AFG | 2022-01-02 | v8 | TRUE
https://raw.githubusercontent.com/mrc-ide/global-lmic-reports/master/AFG/projections.csv | 2021-05-31 | hospital_demand | 722.56 | 763.32 | 799.41 | 798.11 | 827.06 | 878.5 | Additional 50% Reduction | Afghanistan | AFG | 2022-01-02 | v8 | TRUE
https://raw.githubusercontent.com/mrc-ide/global-lmic-reports/master/AFG/projections.csv | 2021-05-31 | ICU_demand | 283.76 | 294.52 | 299 | 297.39 | 301.32 | 304.46 | Additional 50% Reduction | Afghanistan | AFG | 2022-01-02 | v8 | TRUE
https://raw.githubusercontent.com/mrc-ide/global-lmic-reports/master/AFG/projections.csv | 2021-05-31 | hospital_incidence | 103.76 | 109.76 | 114.53 | 114.95 | 119.61 | 127.45 | Additional 50% Reduction | Afghanistan | AFG | 2022-01-02 | v8 | TRUE
https://raw.githubusercontent.com/mrc-ide/global-lmic-reports/master/AFG/projections.csv | 2021-05-31 | ICU_incidence | 32.49 | 34.37 | 35.86 | 35.99 | 37.45 | 39.91 | Additional 50% Reduction | Afghanistan | AFG | 2022-01-02 | v8 | TRUE
https://raw.githubusercontent.com/mrc-ide/global-lmic-reports/master/AFG/projections.csv | 2021-05-31 | prevalence | 126512.42 | 134661.1 | 140564.64 | 140840.25 | 146464.04 | 157435.42 | Additional 50% Reduction | Afghanistan | AFG | 2022-01-02 | v8 | TRUE
https://raw.githubusercontent.com/mrc-ide/global-lmic-reports/master/AFG/projections.csv | 2021-05-31 | cumulative_infections | 1536015.73 | 1606765.83 | 1640506.08 | 1645644.95 | 1678032.08 | 1798681.34 | Additional 50% Reduction | Afghanistan | AFG | 2022-01-02 | v8 | TRUE
https://raw.githubusercontent.com/mrc-ide/global-lmic-reports/master/AFG/projections.csv | 2021-05-31 | cumulative_deaths | 2684.86 | 2795.47 | 2871.7 | 2883.43 | 2946.52 | 3204.97 | Additional 50% Reduction | Afghanistan | AFG | 2022-01-02 | v8 | TRUE
https://raw.githubusercontent.com/mrc-ide/global-lmic-reports/master/AFG/projections.csv | 2021-05-31 | Rt | 1.56 | 1.58 | 1.6 | 1.6 | 1.61 | 1.67 | Additional 50% Reduction | Afghanistan | AFG | 2022-01-02 | v8 | TRUE
https://raw.githubusercontent.com/mrc-ide/global-lmic-reports/master/AFG/projections.csv | 2021-05-31 | Reff | 1.45 | 1.48 | 1.49 | 1.5 | 1.51 | 1.55 | Additional 50% Reduction | Afghanistan | AFG | 2022-01-02 | v8 | TRUE
https://raw.githubusercontent.com/mrc-ide/global-lmic-reports/master/AFG/projections.csv | 2021-05-31 | infections | 23318.73 | 24914.06 | 26006.1 | 26043.04 | 27079.94 | 29314.91 | Maintain Status Quo | Afghanistan | AFG | 2022-01-02 | v8 | TRUE
https://raw.githubusercontent.com/mrc-ide/global-lmic-reports/master/AFG/projections.csv | 2021-05-31 | deaths | 15.09 | 20.93 | 25.55 | 24.46 | 27.98 | 30.85 | Maintain Status Quo | Afghanistan | AFG | 2022-01-02 | v8 | TRUE
https://raw.githubusercontent.com/mrc-ide/global-lmic-reports/master/AFG/projections.csv | 2021-05-31 | hospital_demand | 722.56 | 763.32 | 799.41 | 798.11 | 827.06 | 878.5 | Maintain Status Quo | Afghanistan | AFG | 2022-01-02 | v8 | TRUE
https://raw.githubusercontent.com/mrc-ide/global-lmic-reports/master/AFG/projections.csv | 2021-05-31 | ICU_demand | 283.76 | 294.52 | 299 | 297.39 | 301.32 | 304.46 | Maintain Status Quo | Afghanistan | AFG | 2022-01-02 | v8 | TRUE
https://raw.githubusercontent.com/mrc-ide/global-lmic-reports/master/AFG/projections.csv | 2021-05-31 | hospital_incidence | 103.76 | 109.76 | 114.53 | 114.95 | 119.61 | 127.45 | Maintain Status Quo | Afghanistan | AFG | 2022-01-02 | v8 | TRUE
https://raw.githubusercontent.com/mrc-ide/global-lmic-reports/master/AFG/projections.csv | 2021-05-31 | ICU_incidence | 32.49 | 34.37 | 35.86 | 35.99 | 37.45 | 39.91 | Maintain Status Quo | Afghanistan | AFG | 2022-01-02 | v8 | TRUE
https://raw.githubusercontent.com/mrc-ide/global-lmic-reports/master/AFG/projections.csv | 2021-05-31 | prevalence | 126512.42 | 134661.1 | 140564.64 | 140840.25 | 146464.04 | 157435.42 | Maintain Status Quo | Afghanistan | AFG | 2022-01-02 | v8 | TRUE
https://raw.githubusercontent.com/mrc-ide/global-lmic-reports/master/AFG/projections.csv | 2021-05-31 | cumulative_infections | 1536015.73 | 1606765.83 | 1640506.08 | 1645644.95 | 1678032.08 | 1798681.34 | Maintain Status Quo | Afghanistan | AFG | 2022-01-02 | v8 | TRUE
https://raw.githubusercontent.com/mrc-ide/global-lmic-reports/master/AFG/projections.csv | 2021-05-31 | cumulative_deaths | 2684.86 | 2795.47 | 2871.7 | 2883.43 | 2946.52 | 3204.97 | Maintain Status Quo | Afghanistan | AFG | 2022-01-02 | v8 | TRUE
https://raw.githubusercontent.com/mrc-ide/global-lmic-reports/master/AFG/projections.csv | 2021-05-31 | Rt | 1.56 | 1.58 | 1.6 | 1.6 | 1.61 | 1.67 | Maintain Status Quo | Afghanistan | AFG | 2022-01-02 | v8 | TRUE
https://raw.githubusercontent.com/mrc-ide/global-lmic-reports/master/AFG/projections.csv | 2021-05-31 | Reff | 1.45 | 1.48 | 1.49 | 1.5 | 1.51 | 1.55 | Maintain Status Quo | Afghanistan | AFG | 2022-01-02 | v8 | TRUE
https://raw.githubusercontent.com/mrc-ide/global-lmic-reports/master/AFG/projections.csv | 2021-05-31 | infections | 23318.73 | 24914.06 | 26006.1 | 26043.04 | 27079.94 | 29314.91 | Optimistic | Afghanistan | AFG | 2022-01-02 | v8 | TRUE
https://raw.githubusercontent.com/mrc-ide/global-lmic-reports/master/AFG/projections.csv | 2021-05-31 | deaths | 15.09 | 20.93 | 25.55 | 24.46 | 27.98 | 30.85 | Optimistic | Afghanistan | AFG | 2022-01-02 | v8 | TRUE
https://raw.githubusercontent.com/mrc-ide/global-lmic-reports/master/AFG/projections.csv | 2021-05-31 | hospital_demand | 722.56 | 763.32 | 799.41 | 798.11 | 827.06 | 878.5 | Optimistic | Afghanistan | AFG | 2022-01-02 | v8 | TRUE
https://raw.githubusercontent.com/mrc-ide/global-lmic-reports/master/AFG/projections.csv | 2021-05-31 | ICU_demand | 283.76 | 294.52 | 299 | 297.39 | 301.32 | 304.46 | Optimistic | Afghanistan | AFG | 2022-01-02 | v8 | TRUE
https://raw.githubusercontent.com/mrc-ide/global-lmic-reports/master/AFG/projections.csv | 2021-05-31 | hospital_incidence | 103.76 | 109.76 | 114.53 | 114.95 | 119.61 | 127.45 | Optimistic | Afghanistan | AFG | 2022-01-02 | v8 | TRUE
https://raw.githubusercontent.com/mrc-ide/global-lmic-reports/master/AFG/projections.csv | 2021-05-31 | ICU_incidence | 32.49 | 34.37 | 35.86 | 35.99 | 37.45 | 39.91 | Optimistic | Afghanistan | AFG | 2022-01-02 | v8 | TRUE
https://raw.githubusercontent.com/mrc-ide/global-lmic-reports/master/AFG/projections.csv | 2021-05-31 | prevalence | 126512.42 | 134661.1 | 140564.64 | 140840.25 | 146464.04 | 157435.42 | Optimistic | Afghanistan | AFG | 2022-01-02 | v8 | TRUE
https://raw.githubusercontent.com/mrc-ide/global-lmic-reports/master/AFG/projections.csv | 2021-05-31 | cumulative_infections | 1536015.73 | 1606765.83 | 1640506.08 | 1645644.95 | 1678032.08 | 1798681.34 | Optimistic | Afghanistan | AFG | 2022-01-02 | v8 | TRUE
https://raw.githubusercontent.com/mrc-ide/global-lmic-reports/master/AFG/projections.csv | 2021-05-31 | cumulative_deaths | 2684.86 | 2795.47 | 2871.7 | 2883.43 | 2946.52 | 3204.97 | Optimistic | Afghanistan | AFG | 2022-01-02 | v8 | TRUE
https://raw.githubusercontent.com/mrc-ide/global-lmic-reports/master/AFG/projections.csv | 2021-05-31 | Rt | 1.56 | 1.58 | 1.6 | 1.6 | 1.61 | 1.67 | Optimistic | Afghanistan | AFG | 2022-01-02 | v8 | TRUE
https://raw.githubusercontent.com/mrc-ide/global-lmic-reports/master/AFG/projections.csv | 2021-05-31 | Reff | 1.45 | 1.48 | 1.49 | 1.5 | 1.51 | 1.55 | Optimistic | Afghanistan | AFG | 2022-01-02 | v8 | TRUE
https://raw.githubusercontent.com/mrc-ide/global-lmic-reports/master/AFG/projections.csv | 2021-05-31 | infections | 23318.73 | 24914.06 | 26006.1 | 26043.04 | 27079.94 | 29314.91 | Pessimistic | Afghanistan | AFG | 2022-01-02 | v8 | TRUE
https://raw.githubusercontent.com/mrc-ide/global-lmic-reports/master/AFG/projections.csv | 2021-05-31 | deaths | 15.09 | 20.93 | 25.55 | 24.46 | 27.98 | 30.85 | Pessimistic | Afghanistan | AFG | 2022-01-02 | v8 | TRUE
https://raw.githubusercontent.com/mrc-ide/global-lmic-reports/master/AFG/projections.csv | 2021-05-31 | hospital_demand | 722.56 | 763.32 | 799.41 | 798.11 | 827.06 | 878.5 | Pessimistic | Afghanistan | AFG | 2022-01-02 | v8 | TRUE
https://raw.githubusercontent.com/mrc-ide/global-lmic-reports/master/AFG/projections.csv | 2021-05-31 | ICU_demand | 283.76 | 294.52 | 299 | 297.39 | 301.32 | 304.46 | Pessimistic | Afghanistan | AFG | 2022-01-02 | v8 | TRUE
https://raw.githubusercontent.com/mrc-ide/global-lmic-reports/master/AFG/projections.csv | 2021-05-31 | hospital_incidence | 103.76 | 109.76 | 114.53 | 114.95 | 119.61 | 127.45 | Pessimistic | Afghanistan | AFG | 2022-01-02 | v8 | TRUE
https://raw.githubusercontent.com/mrc-ide/global-lmic-reports/master/AFG/projections.csv | 2021-05-31 | ICU_incidence | 32.49 | 34.37 | 35.86 | 35.99 | 37.45 | 39.91 | Pessimistic | Afghanistan | AFG | 2022-01-02 | v8 | TRUE
https://raw.githubusercontent.com/mrc-ide/global-lmic-reports/master/AFG/projections.csv | 2021-05-31 | prevalence | 126512.42 | 134661.1 | 140564.64 | 140840.25 | 146464.04 | 157435.42 | Pessimistic | Afghanistan | AFG | 2022-01-02 | v8 | TRUE
https://raw.githubusercontent.com/mrc-ide/global-lmic-reports/master/AFG/projections.csv | 2021-05-31 | cumulative_infections | 1536015.73 | 1606765.83 | 1640506.08 | 1645644.95 | 1678032.08 | 1798681.34 | Pessimistic | Afghanistan | AFG | 2022-01-02 | v8 | TRUE
https://raw.githubusercontent.com/mrc-ide/global-lmic-reports/master/AFG/projections.csv | 2021-05-31 | cumulative_deaths | 2684.86 | 2795.47 | 2871.7 | 2883.43 | 2946.52 | 3204.97 | Pessimistic | Afghanistan | AFG | 2022-01-02 | v8 | TRUE
https://raw.githubusercontent.com/mrc-ide/global-lmic-reports/master/AFG/projections.csv | 2021-05-31 | Rt | 1.56 | 1.58 | 1.6 | 1.6 | 1.61 | 1.67 | Pessimistic | Afghanistan | AFG | 2022-01-02 | v8 | TRUE
https://raw.githubusercontent.com/mrc-ide/global-lmic-reports/master/AFG/projections.csv | 2021-05-31 | Reff | 1.45 | 1.48 | 1.49 | 1.5 | 1.51 | 1.55 | Pessimistic | Afghanistan | AFG | 2022-01-02 | v8 | TRUE
https://raw.githubusercontent.com/mrc-ide/global-lmic-reports/master/AFG/projections.csv | 2021-05-31 | infections | 23318.73 | 24914.06 | 26006.1 | 26043.04 | 27079.94 | 29314.91 | Relax Interventions 50% | Afghanistan | AFG | 2022-01-02 | v8 | TRUE
https://raw.githubusercontent.com/mrc-ide/global-lmic-reports/master/AFG/projections.csv | 2021-05-31 | deaths | 15.09 | 20.93 | 25.55 | 24.46 | 27.98 | 30.85 | Relax Interventions 50% | Afghanistan | AFG | 2022-01-02 | v8 | TRUE
https://raw.githubusercontent.com/mrc-ide/global-lmic-reports/master/AFG/projections.csv | 2021-05-31 | hospital_demand | 722.56 | 763.32 | 799.41 | 798.11 | 827.06 | 878.5 | Relax Interventions 50% | Afghanistan | AFG | 2022-01-02 | v8 | TRUE
https://raw.githubusercontent.com/mrc-ide/global-lmic-reports/master/AFG/projections.csv | 2021-05-31 | ICU_demand | 283.76 | 294.52 | 299 | 297.39 | 301.32 | 304.46 | Relax Interventions 50% | Afghanistan | AFG | 2022-01-02 | v8 | TRUE
https://raw.githubusercontent.com/mrc-ide/global-lmic-reports/master/AFG/projections.csv | 2021-05-31 | hospital_incidence | 103.76 | 109.76 | 114.53 | 114.95 | 119.61 | 127.45 | Relax Interventions 50% | Afghanistan | AFG | 2022-01-02 | v8 | TRUE
https://raw.githubusercontent.com/mrc-ide/global-lmic-reports/master/AFG/projections.csv | 2021-05-31 | ICU_incidence | 32.49 | 34.37 | 35.86 | 35.99 | 37.45 | 39.91 | Relax Interventions 50% | Afghanistan | AFG | 2022-01-02 | v8 | TRUE
https://raw.githubusercontent.com/mrc-ide/global-lmic-reports/master/AFG/projections.csv | 2021-05-31 | prevalence | 126512.42 | 134661.1 | 140564.64 | 140840.25 | 146464.04 | 157435.42 | Relax Interventions 50% | Afghanistan | AFG | 2022-01-02 | v8 | TRUE
https://raw.githubusercontent.com/mrc-ide/global-lmic-reports/master/AFG/projections.csv | 2021-05-31 | cumulative_infections | 1536015.73 | 1606765.83 | 1640506.08 | 1645644.95 | 1678032.08 | 1798681.34 | Relax Interventions 50% | Afghanistan | AFG | 2022-01-02 | v8 | TRUE
https://raw.githubusercontent.com/mrc-ide/global-lmic-reports/master/AFG/projections.csv | 2021-05-31 | cumulative_deaths | 2684.86 | 2795.47 | 2871.7 | 2883.43 | 2946.52 | 3204.97 | Relax Interventions 50% | Afghanistan | AFG | 2022-01-02 | v8 | TRUE
https://raw.githubusercontent.com/mrc-ide/global-lmic-reports/master/AFG/projections.csv | 2021-05-31 | Rt | 1.56 | 1.58 | 1.6 | 1.6 | 1.61 | 1.67 | Relax Interventions 50% | Afghanistan | AFG | 2022-01-02 | v8 | TRUE
https://raw.githubusercontent.com/mrc-ide/global-lmic-reports/master/AFG/projections.csv | 2021-05-31 | Reff | 1.45 | 1.48 | 1.49 | 1.5 | 1.51 | 1.55 | Relax Interventions 50% | Afghanistan | AFG | 2022-01-02 | v8 | TRUE
https://raw.githubusercontent.com/mrc-ide/global-lmic-reports/master/AFG/projections.csv | 2021-05-31 | infections | 22828.89 | 25201.99 | 25672.66 | 25758.13 | 26580.84 | 29161.68 | Surged Additional 50% Reduction | Afghanistan | AFG | 2022-01-02 | v8 | TRUE
https://raw.githubusercontent.com/mrc-ide/global-lmic-reports/master/AFG/projections.csv | 2021-05-31 | deaths | 14.35 | 15.57 | 16 | 16.02 | 16.49 | 17.34 | Surged Additional 50% Reduction | Afghanistan | AFG | 2022-01-02 | v8 | TRUE
https://raw.githubusercontent.com/mrc-ide/global-lmic-reports/master/AFG/projections.csv | 2021-05-31 | hospital_demand | 709.54 | 772.05 | 791.51 | 792.84 | 818.17 | 855.98 | Surged Additional 50% Reduction | Afghanistan | AFG | 2022-01-02 | v8 | TRUE
https://raw.githubusercontent.com/mrc-ide/global-lmic-reports/master/AFG/projections.csv | 2021-05-31 | ICU_demand | 279.1 | 304.74 | 311.71 | 312.29 | 321.97 | 337.71 | Surged Additional 50% Reduction | Afghanistan | AFG | 2022-01-02 | v8 | TRUE
https://raw.githubusercontent.com/mrc-ide/global-lmic-reports/master/AFG/projections.csv | 2021-05-31 | hospital_incidence | 100.93 | 111.1 | 114.26 | 113.89 | 117.57 | 123.93 | Surged Additional 50% Reduction | Afghanistan | AFG | 2022-01-02 | v8 | TRUE
https://raw.githubusercontent.com/mrc-ide/global-lmic-reports/master/AFG/projections.csv | 2021-05-31 | ICU_incidence | 31.61 | 34.79 | 35.78 | 35.66 | 36.81 | 38.8 | Surged Additional 50% Reduction | Afghanistan | AFG | 2022-01-02 | v8 | TRUE
https://raw.githubusercontent.com/mrc-ide/global-lmic-reports/master/AFG/projections.csv | 2021-05-31 | prevalence | 123861.09 | 136145.89 | 139421.23 | 139463.17 | 143327.65 | 154394.63 | Surged Additional 50% Reduction | Afghanistan | AFG | 2022-01-02 | v8 | TRUE
https://raw.githubusercontent.com/mrc-ide/global-lmic-reports/master/AFG/projections.csv | 2021-05-31 | cumulative_infections | 1554396.27 | 1596331.2 | 1630955.3 | 1632250.23 | 1664160.94 | 1724165.15 | Surged Additional 50% Reduction | Afghanistan | AFG | 2022-01-02 | v8 | TRUE
https://raw.githubusercontent.com/mrc-ide/global-lmic-reports/master/AFG/projections.csv | 2021-05-31 | cumulative_deaths | 2673.22 | 2763.92 | 2823.15 | 2829.14 | 2898.69 | 3007.22 | Surged Additional 50% Reduction | Afghanistan | AFG | 2022-01-02 | v8 | TRUE
https://raw.githubusercontent.com/mrc-ide/global-lmic-reports/master/AFG/projections.csv | 2021-05-31 | Rt | 1.55 | 1.58 | 1.59 | 1.6 | 1.61 | 1.65 | Surged Additional 50% Reduction | Afghanistan | AFG | 2022-01-02 | v8 | TRUE
https://raw.githubusercontent.com/mrc-ide/global-lmic-reports/master/AFG/projections.csv | 2021-05-31 | Reff | 1.45 | 1.48 | 1.49 | 1.49 | 1.51 | 1.54 | Surged Additional 50% Reduction | Afghanistan | AFG | 2022-01-02 | v8 | TRUE
https://raw.githubusercontent.com/mrc-ide/global-lmic-reports/master/AFG/projections.csv | 2021-05-31 | infections | 22828.89 | 25201.99 | 25672.66 | 25758.13 | 26580.84 | 29161.68 | Surged Maintain Status Quo | Afghanistan | AFG | 2022-01-02 | v8 | TRUE
https://raw.githubusercontent.com/mrc-ide/global-lmic-reports/master/AFG/projections.csv | 2021-05-31 | deaths | 14.35 | 15.57 | 16 | 16.02 | 16.49 | 17.34 | Surged Maintain Status Quo | Afghanistan | AFG | 2022-01-02 | v8 | TRUE
https://raw.githubusercontent.com/mrc-ide/global-lmic-reports/master/AFG/projections.csv | 2021-05-31 | hospital_demand | 709.54 | 772.05 | 791.51 | 792.84 | 818.17 | 855.98 | Surged Maintain Status Quo | Afghanistan | AFG | 2022-01-02 | v8 | TRUE
https://raw.githubusercontent.com/mrc-ide/global-lmic-reports/master/AFG/projections.csv | 2021-05-31 | ICU_demand | 279.1 | 304.74 | 311.71 | 312.29 | 321.97 | 337.71 | Surged Maintain Status Quo | Afghanistan | AFG | 2022-01-02 | v8 | TRUE
https://raw.githubusercontent.com/mrc-ide/global-lmic-reports/master/AFG/projections.csv | 2021-05-31 | hospital_incidence | 100.93 | 111.1 | 114.26 | 113.89 | 117.57 | 123.93 | Surged Maintain Status Quo | Afghanistan | AFG | 2022-01-02 | v8 | TRUE
https://raw.githubusercontent.com/mrc-ide/global-lmic-reports/master/AFG/projections.csv | 2021-05-31 | ICU_incidence | 31.61 | 34.79 | 35.78 | 35.66 | 36.81 | 38.8 | Surged Maintain Status Quo | Afghanistan | AFG | 2022-01-02 | v8 | TRUE
https://raw.githubusercontent.com/mrc-ide/global-lmic-reports/master/AFG/projections.csv | 2021-05-31 | prevalence | 123861.09 | 136145.89 | 139421.23 | 139463.17 | 143327.65 | 154394.63 | Surged Maintain Status Quo | Afghanistan | AFG | 2022-01-02 | v8 | TRUE
https://raw.githubusercontent.com/mrc-ide/global-lmic-reports/master/AFG/projections.csv | 2021-05-31 | cumulative_infections | 1554396.27 | 1596331.2 | 1630955.3 | 1632250.23 | 1664160.94 | 1724165.15 | Surged Maintain Status Quo | Afghanistan | AFG | 2022-01-02 | v8 | TRUE
https://raw.githubusercontent.com/mrc-ide/global-lmic-reports/master/AFG/projections.csv | 2021-05-31 | cumulative_deaths | 2673.22 | 2763.92 | 2823.15 | 2829.14 | 2898.69 | 3007.22 | Surged Maintain Status Quo | Afghanistan | AFG | 2022-01-02 | v8 | TRUE
https://raw.githubusercontent.com/mrc-ide/global-lmic-reports/master/AFG/projections.csv | 2021-05-31 | Rt | 1.55 | 1.58 | 1.59 | 1.6 | 1.61 | 1.65 | Surged Maintain Status Quo | Afghanistan | AFG | 2022-01-02 | v8 | TRUE
https://raw.githubusercontent.com/mrc-ide/global-lmic-reports/master/AFG/projections.csv | 2021-05-31 | Reff | 1.45 | 1.48 | 1.49 | 1.49 | 1.51 | 1.54 | Surged Maintain Status Quo | Afghanistan | AFG | 2022-01-02 | v8 | TRUE
https://raw.githubusercontent.com/mrc-ide/global-lmic-reports/master/AFG/projections.csv | 2021-05-31 | infections | 22828.89 | 25201.99 | 25672.66 | 25758.13 | 26580.84 | 29161.68 | Surged Optimistic | Afghanistan | AFG | 2022-01-02 | v8 | TRUE
https://raw.githubusercontent.com/mrc-ide/global-lmic-reports/master/AFG/projections.csv | 2021-05-31 | deaths | 14.35 | 15.57 | 16 | 16.02 | 16.49 | 17.34 | Surged Optimistic | Afghanistan | AFG | 2022-01-02 | v8 | TRUE
https://raw.githubusercontent.com/mrc-ide/global-lmic-reports/master/AFG/projections.csv | 2021-05-31 | hospital_demand | 709.54 | 772.05 | 791.51 | 792.84 | 818.17 | 855.98 | Surged Optimistic | Afghanistan | AFG | 2022-01-02 | v8 | TRUE
https://raw.githubusercontent.com/mrc-ide/global-lmic-reports/master/AFG/projections.csv | 2021-05-31 | ICU_demand | 279.1 | 304.74 | 311.71 | 312.29 | 321.97 | 337.71 | Surged Optimistic | Afghanistan | AFG | 2022-01-02 | v8 | TRUE
https://raw.githubusercontent.com/mrc-ide/global-lmic-reports/master/AFG/projections.csv | 2021-05-31 | hospital_incidence | 100.93 | 111.1 | 114.26 | 113.89 | 117.57 | 123.93 | Surged Optimistic | Afghanistan | AFG | 2022-01-02 | v8 | TRUE
https://raw.githubusercontent.com/mrc-ide/global-lmic-reports/master/AFG/projections.csv | 2021-05-31 | ICU_incidence | 31.61 | 34.79 | 35.78 | 35.66 | 36.81 | 38.8 | Surged Optimistic | Afghanistan | AFG | 2022-01-02 | v8 | TRUE
https://raw.githubusercontent.com/mrc-ide/global-lmic-reports/master/AFG/projections.csv | 2021-05-31 | prevalence | 123861.09 | 136145.89 | 139421.23 | 139463.17 | 143327.65 | 154394.63 | Surged Optimistic | Afghanistan | AFG | 2022-01-02 | v8 | TRUE
https://raw.githubusercontent.com/mrc-ide/global-lmic-reports/master/AFG/projections.csv | 2021-05-31 | cumulative_infections | 1554396.27 | 1596331.2 | 1630955.3 | 1632250.23 | 1664160.94 | 1724165.15 | Surged Optimistic | Afghanistan | AFG | 2022-01-02 | v8 | TRUE
https://raw.githubusercontent.com/mrc-ide/global-lmic-reports/master/AFG/projections.csv | 2021-05-31 | cumulative_deaths | 2673.22 | 2763.92 | 2823.15 | 2829.14 | 2898.69 | 3007.22 | Surged Optimistic | Afghanistan | AFG | 2022-01-02 | v8 | TRUE
https://raw.githubusercontent.com/mrc-ide/global-lmic-reports/master/AFG/projections.csv | 2021-05-31 | Rt | 1.55 | 1.58 | 1.59 | 1.6 | 1.61 | 1.65 | Surged Optimistic | Afghanistan | AFG | 2022-01-02 | v8 | TRUE
https://raw.githubusercontent.com/mrc-ide/global-lmic-reports/master/AFG/projections.csv | 2021-05-31 | Reff | 1.45 | 1.48 | 1.49 | 1.49 | 1.51 | 1.54 | Surged Optimistic | Afghanistan | AFG | 2022-01-02 | v8 | TRUE
https://raw.githubusercontent.com/mrc-ide/global-lmic-reports/master/AFG/projections.csv | 2021-05-31 | infections | 22828.89 | 25201.99 | 25672.66 | 25758.13 | 26580.84 | 29161.68 | Surged Pessimistic | Afghanistan | AFG | 2022-01-02 | v8 | TRUE
https://raw.githubusercontent.com/mrc-ide/global-lmic-reports/master/AFG/projections.csv | 2021-05-31 | deaths | 14.35 | 15.57 | 16 | 16.02 | 16.49 | 17.34 | Surged Pessimistic | Afghanistan | AFG | 2022-01-02 | v8 | TRUE
https://raw.githubusercontent.com/mrc-ide/global-lmic-reports/master/AFG/projections.csv | 2021-05-31 | hospital_demand | 709.54 | 772.05 | 791.51 | 792.84 | 818.17 | 855.98 | Surged Pessimistic | Afghanistan | AFG | 2022-01-02 | v8 | TRUE
https://raw.githubusercontent.com/mrc-ide/global-lmic-reports/master/AFG/projections.csv | 2021-05-31 | ICU_demand | 279.1 | 304.74 | 311.71 | 312.29 | 321.97 | 337.71 | Surged Pessimistic | Afghanistan | AFG | 2022-01-02 | v8 | TRUE
https://raw.githubusercontent.com/mrc-ide/global-lmic-reports/master/AFG/projections.csv | 2021-05-31 | hospital_incidence | 100.93 | 111.1 | 114.26 | 113.89 | 117.57 | 123.93 | Surged Pessimistic | Afghanistan | AFG | 2022-01-02 | v8 | TRUE
https://raw.githubusercontent.com/mrc-ide/global-lmic-reports/master/AFG/projections.csv | 2021-05-31 | ICU_incidence | 31.61 | 34.79 | 35.78 | 35.66 | 36.81 | 38.8 | Surged Pessimistic | Afghanistan | AFG | 2022-01-02 | v8 | TRUE
https://raw.githubusercontent.com/mrc-ide/global-lmic-reports/master/AFG/projections.csv | 2021-05-31 | prevalence | 123861.09 | 136145.89 | 139421.23 | 139463.17 | 143327.65 | 154394.63 | Surged Pessimistic | Afghanistan | AFG | 2022-01-02 | v8 | TRUE
https://raw.githubusercontent.com/mrc-ide/global-lmic-reports/master/AFG/projections.csv | 2021-05-31 | cumulative_infections | 1554396.27 | 1596331.2 | 1630955.3 | 1632250.23 | 1664160.94 | 1724165.15 | Surged Pessimistic | Afghanistan | AFG | 2022-01-02 | v8 | TRUE
https://raw.githubusercontent.com/mrc-ide/global-lmic-reports/master/AFG/projections.csv | 2021-05-31 | cumulative_deaths | 2673.22 | 2763.92 | 2823.15 | 2829.14 | 2898.69 | 3007.22 | Surged Pessimistic | Afghanistan | AFG | 2022-01-02 | v8 | TRUE
https://raw.githubusercontent.com/mrc-ide/global-lmic-reports/master/AFG/projections.csv | 2021-05-31 | Rt | 1.55 | 1.58 | 1.59 | 1.6 | 1.61 | 1.65 | Surged Pessimistic | Afghanistan | AFG | 2022-01-02 | v8 | TRUE
https://raw.githubusercontent.com/mrc-ide/global-lmic-reports/master/AFG/projections.csv | 2021-05-31 | Reff | 1.45 | 1.48 | 1.49 | 1.49 | 1.51 | 1.54 | Surged Pessimistic | Afghanistan | AFG | 2022-01-02 | v8 | TRUE
https://raw.githubusercontent.com/mrc-ide/global-lmic-reports/master/AFG/projections.csv | 2021-05-31 | infections | 22828.89 | 25201.99 | 25672.66 | 25758.13 | 26580.84 | 29161.68 | Surged Relax Interventions 50% | Afghanistan | AFG | 2022-01-02 | v8 | TRUE
https://raw.githubusercontent.com/mrc-ide/global-lmic-reports/master/AFG/projections.csv | 2021-05-31 | deaths | 14.35 | 15.57 | 16 | 16.02 | 16.49 | 17.34 | Surged Relax Interventions 50% | Afghanistan | AFG | 2022-01-02 | v8 | TRUE
https://raw.githubusercontent.com/mrc-ide/global-lmic-reports/master/AFG/projections.csv | 2021-05-31 | hospital_demand | 709.54 | 772.05 | 791.51 | 792.84 | 818.17 | 855.98 | Surged Relax Interventions 50% | Afghanistan | AFG | 2022-01-02 | v8 | TRUE
https://raw.githubusercontent.com/mrc-ide/global-lmic-reports/master/AFG/projections.csv | 2021-05-31 | ICU_demand | 279.1 | 304.74 | 311.71 | 312.29 | 321.97 | 337.71 | Surged Relax Interventions 50% | Afghanistan | AFG | 2022-01-02 | v8 | TRUE
https://raw.githubusercontent.com/mrc-ide/global-lmic-reports/master/AFG/projections.csv | 2021-05-31 | hospital_incidence | 100.93 | 111.1 | 114.26 | 113.89 | 117.57 | 123.93 | Surged Relax Interventions 50% | Afghanistan | AFG | 2022-01-02 | v8 | TRUE
https://raw.githubusercontent.com/mrc-ide/global-lmic-reports/master/AFG/projections.csv | 2021-05-31 | ICU_incidence | 31.61 | 34.79 | 35.78 | 35.66 | 36.81 | 38.8 | Surged Relax Interventions 50% | Afghanistan | AFG | 2022-01-02 | v8 | TRUE
https://raw.githubusercontent.com/mrc-ide/global-lmic-reports/master/AFG/projections.csv | 2021-05-31 | prevalence | 123861.09 | 136145.89 | 139421.23 | 139463.17 | 143327.65 | 154394.63 | Surged Relax Interventions 50% | Afghanistan | AFG | 2022-01-02 | v8 | TRUE
https://raw.githubusercontent.com/mrc-ide/global-lmic-reports/master/AFG/projections.csv | 2021-05-31 | cumulative_infections | 1554396.27 | 1596331.2 | 1630955.3 | 1632250.23 | 1664160.94 | 1724165.15 | Surged Relax Interventions 50% | Afghanistan | AFG | 2022-01-02 | v8 | TRUE
https://raw.githubusercontent.com/mrc-ide/global-lmic-reports/master/AFG/projections.csv | 2021-05-31 | cumulative_deaths | 2673.22 | 2763.92 | 2823.15 | 2829.14 | 2898.69 | 3007.22 | Surged Relax Interventions 50% | Afghanistan | AFG | 2022-01-02 | v8 | TRUE
https://raw.githubusercontent.com/mrc-ide/global-lmic-reports/master/AFG/projections.csv | 2021-05-31 | Rt | 1.55 | 1.58 | 1.59 | 1.6 | 1.61 | 1.65 | Surged Relax Interventions 50% | Afghanistan | AFG | 2022-01-02 | v8 | TRUE
https://raw.githubusercontent.com/mrc-ide/global-lmic-reports/master/AFG/projections.csv | 2021-05-31 | Reff | 1.45 | 1.48 | 1.49 | 1.49 | 1.51 | 1.54 | Surged Relax Interventions 50% | Afghanistan | AFG | 2022-01-02 | v8 | TRUE
https://raw.githubusercontent.com/mrc-ide/global-lmic-reports/master/AFG/projections.csv | 2021-06-01 | infections | 25078.18 | 26744.08 | 27974.99 | 28080.41 | 29265.72 | 31747.59 | Additional 50% Reduction | Afghanistan | AFG | 2022-01-02 | v8 | TRUE
https://raw.githubusercontent.com/mrc-ide/global-lmic-reports/master/AFG/projections.csv | 2021-06-01 | deaths | 19.58 | 25.78 | 28.89 | 28.06 | 30.75 | 33.42 | Additional 50% Reduction | Afghanistan | AFG | 2022-01-02 | v8 | TRUE
https://raw.githubusercontent.com/mrc-ide/global-lmic-reports/master/AFG/projections.csv | 2021-06-01 | hospital_demand | 758.31 | 801.23 | 840 | 837.68 | 868.41 | 919.41 | Additional 50% Reduction | Afghanistan | AFG | 2022-01-02 | v8 | TRUE
https://raw.githubusercontent.com/mrc-ide/global-lmic-reports/master/AFG/projections.csv | 2021-06-01 | ICU_demand | 293.05 | 299.38 | 302.28 | 301.6 | 304.28 | 307.45 | Additional 50% Reduction | Afghanistan | AFG | 2022-01-02 | v8 | TRUE
https://raw.githubusercontent.com/mrc-ide/global-lmic-reports/master/AFG/projections.csv | 2021-06-01 | hospital_incidence | 109.69 | 116.25 | 121.28 | 121.67 | 126.59 | 135.23 | Additional 50% Reduction | Afghanistan | AFG | 2022-01-02 | v8 | TRUE
https://raw.githubusercontent.com/mrc-ide/global-lmic-reports/master/AFG/projections.csv | 2021-06-01 | ICU_incidence | 34.36 | 36.41 | 37.98 | 38.1 | 39.65 | 42.35 | Additional 50% Reduction | Afghanistan | AFG | 2022-01-02 | v8 | TRUE
https://raw.githubusercontent.com/mrc-ide/global-lmic-reports/master/AFG/projections.csv | 2021-06-01 | prevalence | 134776.52 | 143579.59 | 149845.68 | 150173.71 | 156165.98 | 168128.91 | Additional 50% Reduction | Afghanistan | AFG | 2022-01-02 | v8 | TRUE
https://raw.githubusercontent.com/mrc-ide/global-lmic-reports/master/AFG/projections.csv | 2021-06-01 | cumulative_infections | 1561568.32 | 1634024.58 | 1667542.74 | 1673725.37 | 1706309.67 | 1829768.59 | Additional 50% Reduction | Afghanistan | AFG | 2022-01-02 | v8 | TRUE
https://raw.githubusercontent.com/mrc-ide/global-lmic-reports/master/AFG/projections.csv | 2021-06-01 | cumulative_deaths | 2704.94 | 2826.13 | 2902.69 | 2911.48 | 2975.94 | 3236.46 | Additional 50% Reduction | Afghanistan | AFG | 2022-01-02 | v8 | TRUE
https://raw.githubusercontent.com/mrc-ide/global-lmic-reports/master/AFG/projections.csv | 2021-06-01 | Rt | 1.55 | 1.57 | 1.59 | 1.59 | 1.6 | 1.64 | Additional 50% Reduction | Afghanistan | AFG | 2022-01-02 | v8 | TRUE
https://raw.githubusercontent.com/mrc-ide/global-lmic-reports/master/AFG/projections.csv | 2021-06-01 | Reff | 1.45 | 1.47 | 1.48 | 1.48 | 1.5 | 1.53 | Additional 50% Reduction | Afghanistan | AFG | 2022-01-02 | v8 | TRUE
https://raw.githubusercontent.com/mrc-ide/global-lmic-reports/master/AFG/projections.csv | 2021-06-01 | infections | 25078.18 | 26744.08 | 27974.99 | 28080.41 | 29265.72 | 31747.59 | Maintain Status Quo | Afghanistan | AFG | 2022-01-02 | v8 | TRUE
https://raw.githubusercontent.com/mrc-ide/global-lmic-reports/master/AFG/projections.csv | 2021-06-01 | deaths | 19.58 | 25.78 | 28.89 | 28.06 | 30.75 | 33.42 | Maintain Status Quo | Afghanistan | AFG | 2022-01-02 | v8 | TRUE
https://raw.githubusercontent.com/mrc-ide/global-lmic-reports/master/AFG/projections.csv | 2021-06-01 | hospital_demand | 758.31 | 801.23 | 840 | 837.68 | 868.41 | 919.41 | Maintain Status Quo | Afghanistan | AFG | 2022-01-02 | v8 | TRUE
https://raw.githubusercontent.com/mrc-ide/global-lmic-reports/master/AFG/projections.csv | 2021-06-01 | ICU_demand | 293.05 | 299.38 | 302.28 | 301.6 | 304.28 | 307.45 | Maintain Status Quo | Afghanistan | AFG | 2022-01-02 | v8 | TRUE
https://raw.githubusercontent.com/mrc-ide/global-lmic-reports/master/AFG/projections.csv | 2021-06-01 | hospital_incidence | 109.69 | 116.25 | 121.28 | 121.67 | 126.59 | 135.23 | Maintain Status Quo | Afghanistan | AFG | 2022-01-02 | v8 | TRUE
https://raw.githubusercontent.com/mrc-ide/global-lmic-reports/master/AFG/projections.csv | 2021-06-01 | ICU_incidence | 34.36 | 36.41 | 37.98 | 38.1 | 39.65 | 42.35 | Maintain Status Quo | Afghanistan | AFG | 2022-01-02 | v8 | TRUE
https://raw.githubusercontent.com/mrc-ide/global-lmic-reports/master/AFG/projections.csv | 2021-06-01 | prevalence | 134776.52 | 143579.59 | 149845.68 | 150173.71 | 156165.98 | 168128.91 | Maintain Status Quo | Afghanistan | AFG | 2022-01-02 | v8 | TRUE
https://raw.githubusercontent.com/mrc-ide/global-lmic-reports/master/AFG/projections.csv | 2021-06-01 | cumulative_infections | 1561568.32 | 1634024.58 | 1667542.74 | 1673725.37 | 1706309.67 | 1829768.59 | Maintain Status Quo | Afghanistan | AFG | 2022-01-02 | v8 | TRUE
https://raw.githubusercontent.com/mrc-ide/global-lmic-reports/master/AFG/projections.csv | 2021-06-01 | cumulative_deaths | 2704.94 | 2826.13 | 2902.69 | 2911.48 | 2975.94 | 3236.46 | Maintain Status Quo | Afghanistan | AFG | 2022-01-02 | v8 | TRUE
https://raw.githubusercontent.com/mrc-ide/global-lmic-reports/master/AFG/projections.csv | 2021-06-01 | Rt | 1.55 | 1.57 | 1.59 | 1.59 | 1.6 | 1.64 | Maintain Status Quo | Afghanistan | AFG | 2022-01-02 | v8 | TRUE
https://raw.githubusercontent.com/mrc-ide/global-lmic-reports/master/AFG/projections.csv | 2021-06-01 | Reff | 1.45 | 1.47 | 1.48 | 1.48 | 1.5 | 1.53 | Maintain Status Quo | Afghanistan | AFG | 2022-01-02 | v8 | TRUE
https://raw.githubusercontent.com/mrc-ide/global-lmic-reports/master/AFG/projections.csv | 2021-06-01 | infections | 25078.18 | 26744.08 | 27974.99 | 28080.41 | 29265.72 | 31747.59 | Optimistic | Afghanistan | AFG | 2022-01-02 | v8 | TRUE
https://raw.githubusercontent.com/mrc-ide/global-lmic-reports/master/AFG/projections.csv | 2021-06-01 | deaths | 19.58 | 25.78 | 28.89 | 28.06 | 30.75 | 33.42 | Optimistic | Afghanistan | AFG | 2022-01-02 | v8 | TRUE
https://raw.githubusercontent.com/mrc-ide/global-lmic-reports/master/AFG/projections.csv | 2021-06-01 | hospital_demand | 758.31 | 801.23 | 840 | 837.68 | 868.41 | 919.41 | Optimistic | Afghanistan | AFG | 2022-01-02 | v8 | TRUE
https://raw.githubusercontent.com/mrc-ide/global-lmic-reports/master/AFG/projections.csv | 2021-06-01 | ICU_demand | 293.05 | 299.38 | 302.28 | 301.6 | 304.28 | 307.45 | Optimistic | Afghanistan | AFG | 2022-01-02 | v8 | TRUE
https://raw.githubusercontent.com/mrc-ide/global-lmic-reports/master/AFG/projections.csv | 2021-06-01 | hospital_incidence | 109.69 | 116.25 | 121.28 | 121.67 | 126.59 | 135.23 | Optimistic | Afghanistan | AFG | 2022-01-02 | v8 | TRUE
https://raw.githubusercontent.com/mrc-ide/global-lmic-reports/master/AFG/projections.csv | 2021-06-01 | ICU_incidence | 34.36 | 36.41 | 37.98 | 38.1 | 39.65 | 42.35 | Optimistic | Afghanistan | AFG | 2022-01-02 | v8 | TRUE
https://raw.githubusercontent.com/mrc-ide/global-lmic-reports/master/AFG/projections.csv | 2021-06-01 | prevalence | 134776.52 | 143579.59 | 149845.68 | 150173.71 | 156165.98 | 168128.91 | Optimistic | Afghanistan | AFG | 2022-01-02 | v8 | TRUE
https://raw.githubusercontent.com/mrc-ide/global-lmic-reports/master/AFG/projections.csv | 2021-06-01 | cumulative_infections | 1561568.32 | 1634024.58 | 1667542.74 | 1673725.37 | 1706309.67 | 1829768.59 | Optimistic | Afghanistan | AFG | 2022-01-02 | v8 | TRUE
https://raw.githubusercontent.com/mrc-ide/global-lmic-reports/master/AFG/projections.csv | 2021-06-01 | cumulative_deaths | 2704.94 | 2826.13 | 2902.69 | 2911.48 | 2975.94 | 3236.46 | Optimistic | Afghanistan | AFG | 2022-01-02 | v8 | TRUE
https://raw.githubusercontent.com/mrc-ide/global-lmic-reports/master/AFG/projections.csv | 2021-06-01 | Rt | 1.55 | 1.57 | 1.59 | 1.59 | 1.6 | 1.64 | Optimistic | Afghanistan | AFG | 2022-01-02 | v8 | TRUE
https://raw.githubusercontent.com/mrc-ide/global-lmic-reports/master/AFG/projections.csv | 2021-06-01 | Reff | 1.45 | 1.47 | 1.48 | 1.48 | 1.5 | 1.53 | Optimistic | Afghanistan | AFG | 2022-01-02 | v8 | TRUE
https://raw.githubusercontent.com/mrc-ide/global-lmic-reports/master/AFG/projections.csv | 2021-06-01 | infections | 25078.18 | 26744.08 | 27974.99 | 28080.41 | 29265.72 | 31747.59 | Pessimistic | Afghanistan | AFG | 2022-01-02 | v8 | TRUE
https://raw.githubusercontent.com/mrc-ide/global-lmic-reports/master/AFG/projections.csv | 2021-06-01 | deaths | 19.58 | 25.78 | 28.89 | 28.06 | 30.75 | 33.42 | Pessimistic | Afghanistan | AFG | 2022-01-02 | v8 | TRUE
https://raw.githubusercontent.com/mrc-ide/global-lmic-reports/master/AFG/projections.csv | 2021-06-01 | hospital_demand | 758.31 | 801.23 | 840 | 837.68 | 868.41 | 919.41 | Pessimistic | Afghanistan | AFG | 2022-01-02 | v8 | TRUE
https://raw.githubusercontent.com/mrc-ide/global-lmic-reports/master/AFG/projections.csv | 2021-06-01 | ICU_demand | 293.05 | 299.38 | 302.28 | 301.6 | 304.28 | 307.45 | Pessimistic | Afghanistan | AFG | 2022-01-02 | v8 | TRUE
https://raw.githubusercontent.com/mrc-ide/global-lmic-reports/master/AFG/projections.csv | 2021-06-01 | hospital_incidence | 109.69 | 116.25 | 121.28 | 121.67 | 126.59 | 135.23 | Pessimistic | Afghanistan | AFG | 2022-01-02 | v8 | TRUE
https://raw.githubusercontent.com/mrc-ide/global-lmic-reports/master/AFG/projections.csv | 2021-06-01 | ICU_incidence | 34.36 | 36.41 | 37.98 | 38.1 | 39.65 | 42.35 | Pessimistic | Afghanistan | AFG | 2022-01-02 | v8 | TRUE
https://raw.githubusercontent.com/mrc-ide/global-lmic-reports/master/AFG/projections.csv | 2021-06-01 | prevalence | 134776.52 | 143579.59 | 149845.68 | 150173.71 | 156165.98 | 168128.91 | Pessimistic | Afghanistan | AFG | 2022-01-02 | v8 | TRUE
https://raw.githubusercontent.com/mrc-ide/global-lmic-reports/master/AFG/projections.csv | 2021-06-01 | cumulative_infections | 1561568.32 | 1634024.58 | 1667542.74 | 1673725.37 | 1706309.67 | 1829768.59 | Pessimistic | Afghanistan | AFG | 2022-01-02 | v8 | TRUE
https://raw.githubusercontent.com/mrc-ide/global-lmic-reports/master/AFG/projections.csv | 2021-06-01 | cumulative_deaths | 2704.94 | 2826.13 | 2902.69 | 2911.48 | 2975.94 | 3236.46 | Pessimistic | Afghanistan | AFG | 2022-01-02 | v8 | TRUE
https://raw.githubusercontent.com/mrc-ide/global-lmic-reports/master/AFG/projections.csv | 2021-06-01 | Rt | 1.55 | 1.57 | 1.59 | 1.59 | 1.6 | 1.64 | Pessimistic | Afghanistan | AFG | 2022-01-02 | v8 | TRUE
https://raw.githubusercontent.com/mrc-ide/global-lmic-reports/master/AFG/projections.csv | 2021-06-01 | Reff | 1.45 | 1.47 | 1.48 | 1.48 | 1.5 | 1.53 | Pessimistic | Afghanistan | AFG | 2022-01-02 | v8 | TRUE
https://raw.githubusercontent.com/mrc-ide/global-lmic-reports/master/AFG/projections.csv | 2021-06-01 | infections | 25078.18 | 26744.08 | 27974.99 | 28080.41 | 29265.72 | 31747.59 | Relax Interventions 50% | Afghanistan | AFG | 2022-01-02 | v8 | TRUE
https://raw.githubusercontent.com/mrc-ide/global-lmic-reports/master/AFG/projections.csv | 2021-06-01 | deaths | 19.58 | 25.78 | 28.89 | 28.06 | 30.75 | 33.42 | Relax Interventions 50% | Afghanistan | AFG | 2022-01-02 | v8 | TRUE
https://raw.githubusercontent.com/mrc-ide/global-lmic-reports/master/AFG/projections.csv | 2021-06-01 | hospital_demand | 758.31 | 801.23 | 840 | 837.68 | 868.41 | 919.41 | Relax Interventions 50% | Afghanistan | AFG | 2022-01-02 | v8 | TRUE
https://raw.githubusercontent.com/mrc-ide/global-lmic-reports/master/AFG/projections.csv | 2021-06-01 | ICU_demand | 293.05 | 299.38 | 302.28 | 301.6 | 304.28 | 307.45 | Relax Interventions 50% | Afghanistan | AFG | 2022-01-02 | v8 | TRUE
https://raw.githubusercontent.com/mrc-ide/global-lmic-reports/master/AFG/projections.csv | 2021-06-01 | hospital_incidence | 109.69 | 116.25 | 121.28 | 121.67 | 126.59 | 135.23 | Relax Interventions 50% | Afghanistan | AFG | 2022-01-02 | v8 | TRUE
https://raw.githubusercontent.com/mrc-ide/global-lmic-reports/master/AFG/projections.csv | 2021-06-01 | ICU_incidence | 34.36 | 36.41 | 37.98 | 38.1 | 39.65 | 42.35 | Relax Interventions 50% | Afghanistan | AFG | 2022-01-02 | v8 | TRUE
https://raw.githubusercontent.com/mrc-ide/global-lmic-reports/master/AFG/projections.csv | 2021-06-01 | prevalence | 134776.52 | 143579.59 | 149845.68 | 150173.71 | 156165.98 | 168128.91 | Relax Interventions 50% | Afghanistan | AFG | 2022-01-02 | v8 | TRUE
https://raw.githubusercontent.com/mrc-ide/global-lmic-reports/master/AFG/projections.csv | 2021-06-01 | cumulative_infections | 1561568.32 | 1634024.58 | 1667542.74 | 1673725.37 | 1706309.67 | 1829768.59 | Relax Interventions 50% | Afghanistan | AFG | 2022-01-02 | v8 | TRUE
https://raw.githubusercontent.com/mrc-ide/global-lmic-reports/master/AFG/projections.csv | 2021-06-01 | cumulative_deaths | 2704.94 | 2826.13 | 2902.69 | 2911.48 | 2975.94 | 3236.46 | Relax Interventions 50% | Afghanistan | AFG | 2022-01-02 | v8 | TRUE
https://raw.githubusercontent.com/mrc-ide/global-lmic-reports/master/AFG/projections.csv | 2021-06-01 | Rt | 1.55 | 1.57 | 1.59 | 1.59 | 1.6 | 1.64 | Relax Interventions 50% | Afghanistan | AFG | 2022-01-02 | v8 | TRUE
https://raw.githubusercontent.com/mrc-ide/global-lmic-reports/master/AFG/projections.csv | 2021-06-01 | Reff | 1.45 | 1.47 | 1.48 | 1.48 | 1.5 | 1.53 | Relax Interventions 50% | Afghanistan | AFG | 2022-01-02 | v8 | TRUE
https://raw.githubusercontent.com/mrc-ide/global-lmic-reports/master/AFG/projections.csv | 2021-06-01 | infections | 24702.35 | 27032.71 | 27659.28 | 27738.93 | 28811.41 | 31544.6 | Surged Additional 50% Reduction | Afghanistan | AFG | 2022-01-02 | v8 | TRUE
https://raw.githubusercontent.com/mrc-ide/global-lmic-reports/master/AFG/projections.csv | 2021-06-01 | deaths | 14.92 | 16.25 | 16.67 | 16.69 | 17.19 | 18.05 | Surged Additional 50% Reduction | Afghanistan | AFG | 2022-01-02 | v8 | TRUE
https://raw.githubusercontent.com/mrc-ide/global-lmic-reports/master/AFG/projections.csv | 2021-06-01 | hospital_demand | 744.3 | 809.61 | 832.82 | 832.12 | 858.91 | 899.38 | Surged Additional 50% Reduction | Afghanistan | AFG | 2022-01-02 | v8 | TRUE
https://raw.githubusercontent.com/mrc-ide/global-lmic-reports/master/AFG/projections.csv | 2021-06-01 | ICU_demand | 292.4 | 319.87 | 326.36 | 327.23 | 337.54 | 353.94 | Surged Additional 50% Reduction | Afghanistan | AFG | 2022-01-02 | v8 | TRUE
https://raw.githubusercontent.com/mrc-ide/global-lmic-reports/master/AFG/projections.csv | 2021-06-01 | hospital_incidence | 106.89 | 117.56 | 120.84 | 120.53 | 124.3 | 131.62 | Surged Additional 50% Reduction | Afghanistan | AFG | 2022-01-02 | v8 | TRUE
https://raw.githubusercontent.com/mrc-ide/global-lmic-reports/master/AFG/projections.csv | 2021-06-01 | ICU_incidence | 33.48 | 36.82 | 37.84 | 37.75 | 38.93 | 41.22 | Surged Additional 50% Reduction | Afghanistan | AFG | 2022-01-02 | v8 | TRUE
https://raw.githubusercontent.com/mrc-ide/global-lmic-reports/master/AFG/projections.csv | 2021-06-01 | prevalence | 132043.82 | 144979.29 | 148174.28 | 148647.56 | 152916.2 | 165976.68 | Surged Additional 50% Reduction | Afghanistan | AFG | 2022-01-02 | v8 | TRUE
https://raw.githubusercontent.com/mrc-ide/global-lmic-reports/master/AFG/projections.csv | 2021-06-01 | cumulative_infections | 1581232.15 | 1623855.8 | 1658868.2 | 1659989.15 | 1692233.84 | 1753069.2 | Surged Additional 50% Reduction | Afghanistan | AFG | 2022-01-02 | v8 | TRUE
https://raw.githubusercontent.com/mrc-ide/global-lmic-reports/master/AFG/projections.csv | 2021-06-01 | cumulative_deaths | 2689.6 | 2780.85 | 2838.87 | 2845.83 | 2915.42 | 3022.62 | Surged Additional 50% Reduction | Afghanistan | AFG | 2022-01-02 | v8 | TRUE
https://raw.githubusercontent.com/mrc-ide/global-lmic-reports/master/AFG/projections.csv | 2021-06-01 | Rt | 1.55 | 1.57 | 1.58 | 1.59 | 1.6 | 1.63 | Surged Additional 50% Reduction | Afghanistan | AFG | 2022-01-02 | v8 | TRUE
https://raw.githubusercontent.com/mrc-ide/global-lmic-reports/master/AFG/projections.csv | 2021-06-01 | Reff | 1.44 | 1.47 | 1.48 | 1.48 | 1.5 | 1.52 | Surged Additional 50% Reduction | Afghanistan | AFG | 2022-01-02 | v8 | TRUE
https://raw.githubusercontent.com/mrc-ide/global-lmic-reports/master/AFG/projections.csv | 2021-06-01 | infections | 24702.35 | 27032.71 | 27659.28 | 27738.93 | 28811.41 | 31544.6 | Surged Maintain Status Quo | Afghanistan | AFG | 2022-01-02 | v8 | TRUE
https://raw.githubusercontent.com/mrc-ide/global-lmic-reports/master/AFG/projections.csv | 2021-06-01 | deaths | 14.92 | 16.25 | 16.67 | 16.69 | 17.19 | 18.05 | Surged Maintain Status Quo | Afghanistan | AFG | 2022-01-02 | v8 | TRUE
https://raw.githubusercontent.com/mrc-ide/global-lmic-reports/master/AFG/projections.csv | 2021-06-01 | hospital_demand | 744.3 | 809.61 | 832.82 | 832.12 | 858.91 | 899.38 | Surged Maintain Status Quo | Afghanistan | AFG | 2022-01-02 | v8 | TRUE
https://raw.githubusercontent.com/mrc-ide/global-lmic-reports/master/AFG/projections.csv | 2021-06-01 | ICU_demand | 292.4 | 319.87 | 326.36 | 327.23 | 337.54 | 353.94 | Surged Maintain Status Quo | Afghanistan | AFG | 2022-01-02 | v8 | TRUE
https://raw.githubusercontent.com/mrc-ide/global-lmic-reports/master/AFG/projections.csv | 2021-06-01 | hospital_incidence | 106.89 | 117.56 | 120.84 | 120.53 | 124.3 | 131.62 | Surged Maintain Status Quo | Afghanistan | AFG | 2022-01-02 | v8 | TRUE
https://raw.githubusercontent.com/mrc-ide/global-lmic-reports/master/AFG/projections.csv | 2021-06-01 | ICU_incidence | 33.48 | 36.82 | 37.84 | 37.75 | 38.93 | 41.22 | Surged Maintain Status Quo | Afghanistan | AFG | 2022-01-02 | v8 | TRUE
https://raw.githubusercontent.com/mrc-ide/global-lmic-reports/master/AFG/projections.csv | 2021-06-01 | prevalence | 132043.82 | 144979.29 | 148174.28 | 148647.56 | 152916.2 | 165976.68 | Surged Maintain Status Quo | Afghanistan | AFG | 2022-01-02 | v8 | TRUE
https://raw.githubusercontent.com/mrc-ide/global-lmic-reports/master/AFG/projections.csv | 2021-06-01 | cumulative_infections | 1581232.15 | 1623855.8 | 1658868.2 | 1659989.15 | 1692233.84 | 1753069.2 | Surged Maintain Status Quo | Afghanistan | AFG | 2022-01-02 | v8 | TRUE
https://raw.githubusercontent.com/mrc-ide/global-lmic-reports/master/AFG/projections.csv | 2021-06-01 | cumulative_deaths | 2689.6 | 2780.85 | 2838.87 | 2845.83 | 2915.42 | 3022.62 | Surged Maintain Status Quo | Afghanistan | AFG | 2022-01-02 | v8 | TRUE
https://raw.githubusercontent.com/mrc-ide/global-lmic-reports/master/AFG/projections.csv | 2021-06-01 | Rt | 1.55 | 1.57 | 1.58 | 1.59 | 1.6 | 1.63 | Surged Maintain Status Quo | Afghanistan | AFG | 2022-01-02 | v8 | TRUE
https://raw.githubusercontent.com/mrc-ide/global-lmic-reports/master/AFG/projections.csv | 2021-06-01 | Reff | 1.44 | 1.47 | 1.48 | 1.48 | 1.5 | 1.52 | Surged Maintain Status Quo | Afghanistan | AFG | 2022-01-02 | v8 | TRUE
https://raw.githubusercontent.com/mrc-ide/global-lmic-reports/master/AFG/projections.csv | 2021-06-01 | infections | 24702.35 | 27032.71 | 27659.28 | 27738.93 | 28811.41 | 31544.6 | Surged Optimistic | Afghanistan | AFG | 2022-01-02 | v8 | TRUE
https://raw.githubusercontent.com/mrc-ide/global-lmic-reports/master/AFG/projections.csv | 2021-06-01 | deaths | 14.92 | 16.25 | 16.67 | 16.69 | 17.19 | 18.05 | Surged Optimistic | Afghanistan | AFG | 2022-01-02 | v8 | TRUE
https://raw.githubusercontent.com/mrc-ide/global-lmic-reports/master/AFG/projections.csv | 2021-06-01 | hospital_demand | 744.3 | 809.61 | 832.82 | 832.12 | 858.91 | 899.38 | Surged Optimistic | Afghanistan | AFG | 2022-01-02 | v8 | TRUE
https://raw.githubusercontent.com/mrc-ide/global-lmic-reports/master/AFG/projections.csv | 2021-06-01 | ICU_demand | 292.4 | 319.87 | 326.36 | 327.23 | 337.54 | 353.94 | Surged Optimistic | Afghanistan | AFG | 2022-01-02 | v8 | TRUE
https://raw.githubusercontent.com/mrc-ide/global-lmic-reports/master/AFG/projections.csv | 2021-06-01 | hospital_incidence | 106.89 | 117.56 | 120.84 | 120.53 | 124.3 | 131.62 | Surged Optimistic | Afghanistan | AFG | 2022-01-02 | v8 | TRUE
https://raw.githubusercontent.com/mrc-ide/global-lmic-reports/master/AFG/projections.csv | 2021-06-01 | ICU_incidence | 33.48 | 36.82 | 37.84 | 37.75 | 38.93 | 41.22 | Surged Optimistic | Afghanistan | AFG | 2022-01-02 | v8 | TRUE
https://raw.githubusercontent.com/mrc-ide/global-lmic-reports/master/AFG/projections.csv | 2021-06-01 | prevalence | 132043.82 | 144979.29 | 148174.28 | 148647.56 | 152916.2 | 165976.68 | Surged Optimistic | Afghanistan | AFG | 2022-01-02 | v8 | TRUE
https://raw.githubusercontent.com/mrc-ide/global-lmic-reports/master/AFG/projections.csv | 2021-06-01 | cumulative_infections | 1581232.15 | 1623855.8 | 1658868.2 | 1659989.15 | 1692233.84 | 1753069.2 | Surged Optimistic | Afghanistan | AFG | 2022-01-02 | v8 | TRUE
https://raw.githubusercontent.com/mrc-ide/global-lmic-reports/master/AFG/projections.csv | 2021-06-01 | cumulative_deaths | 2689.6 | 2780.85 | 2838.87 | 2845.83 | 2915.42 | 3022.62 | Surged Optimistic | Afghanistan | AFG | 2022-01-02 | v8 | TRUE
https://raw.githubusercontent.com/mrc-ide/global-lmic-reports/master/AFG/projections.csv | 2021-06-01 | Rt | 1.55 | 1.57 | 1.58 | 1.59 | 1.6 | 1.63 | Surged Optimistic | Afghanistan | AFG | 2022-01-02 | v8 | TRUE
https://raw.githubusercontent.com/mrc-ide/global-lmic-reports/master/AFG/projections.csv | 2021-06-01 | Reff | 1.44 | 1.47 | 1.48 | 1.48 | 1.5 | 1.52 | Surged Optimistic | Afghanistan | AFG | 2022-01-02 | v8 | TRUE
https://raw.githubusercontent.com/mrc-ide/global-lmic-reports/master/AFG/projections.csv | 2021-06-01 | infections | 24702.35 | 27032.71 | 27659.28 | 27738.93 | 28811.41 | 31544.6 | Surged Pessimistic | Afghanistan | AFG | 2022-01-02 | v8 | TRUE
https://raw.githubusercontent.com/mrc-ide/global-lmic-reports/master/AFG/projections.csv | 2021-06-01 | deaths | 14.92 | 16.25 | 16.67 | 16.69 | 17.19 | 18.05 | Surged Pessimistic | Afghanistan | AFG | 2022-01-02 | v8 | TRUE
https://raw.githubusercontent.com/mrc-ide/global-lmic-reports/master/AFG/projections.csv | 2021-06-01 | hospital_demand | 744.3 | 809.61 | 832.82 | 832.12 | 858.91 | 899.38 | Surged Pessimistic | Afghanistan | AFG | 2022-01-02 | v8 | TRUE
https://raw.githubusercontent.com/mrc-ide/global-lmic-reports/master/AFG/projections.csv | 2021-06-01 | ICU_demand | 292.4 | 319.87 | 326.36 | 327.23 | 337.54 | 353.94 | Surged Pessimistic | Afghanistan | AFG | 2022-01-02 | v8 | TRUE
https://raw.githubusercontent.com/mrc-ide/global-lmic-reports/master/AFG/projections.csv | 2021-06-01 | hospital_incidence | 106.89 | 117.56 | 120.84 | 120.53 | 124.3 | 131.62 | Surged Pessimistic | Afghanistan | AFG | 2022-01-02 | v8 | TRUE
https://raw.githubusercontent.com/mrc-ide/global-lmic-reports/master/AFG/projections.csv | 2021-06-01 | ICU_incidence | 33.48 | 36.82 | 37.84 | 37.75 | 38.93 | 41.22 | Surged Pessimistic | Afghanistan | AFG | 2022-01-02 | v8 | TRUE
https://raw.githubusercontent.com/mrc-ide/global-lmic-reports/master/AFG/projections.csv | 2021-06-01 | prevalence | 132043.82 | 144979.29 | 148174.28 | 148647.56 | 152916.2 | 165976.68 | Surged Pessimistic | Afghanistan | AFG | 2022-01-02 | v8 | TRUE
https://raw.githubusercontent.com/mrc-ide/global-lmic-reports/master/AFG/projections.csv | 2021-06-01 | cumulative_infections | 1581232.15 | 1623855.8 | 1658868.2 | 1659989.15 | 1692233.84 | 1753069.2 | Surged Pessimistic | Afghanistan | AFG | 2022-01-02 | v8 | TRUE
https://raw.githubusercontent.com/mrc-ide/global-lmic-reports/master/AFG/projections.csv | 2021-06-01 | cumulative_deaths | 2689.6 | 2780.85 | 2838.87 | 2845.83 | 2915.42 | 3022.62 | Surged Pessimistic | Afghanistan | AFG | 2022-01-02 | v8 | TRUE
https://raw.githubusercontent.com/mrc-ide/global-lmic-reports/master/AFG/projections.csv | 2021-06-01 | Rt | 1.55 | 1.57 | 1.58 | 1.59 | 1.6 | 1.63 | Surged Pessimistic | Afghanistan | AFG | 2022-01-02 | v8 | TRUE
https://raw.githubusercontent.com/mrc-ide/global-lmic-reports/master/AFG/projections.csv | 2021-06-01 | Reff | 1.44 | 1.47 | 1.48 | 1.48 | 1.5 | 1.52 | Surged Pessimistic | Afghanistan | AFG | 2022-01-02 | v8 | TRUE
https://raw.githubusercontent.com/mrc-ide/global-lmic-reports/master/AFG/projections.csv | 2021-06-01 | infections | 24702.35 | 27032.71 | 27659.28 | 27738.93 | 28811.41 | 31544.6 | Surged Relax Interventions 50% | Afghanistan | AFG | 2022-01-02 | v8 | TRUE
https://raw.githubusercontent.com/mrc-ide/global-lmic-reports/master/AFG/projections.csv | 2021-06-01 | deaths | 14.92 | 16.25 | 16.67 | 16.69 | 17.19 | 18.05 | Surged Relax Interventions 50% | Afghanistan | AFG | 2022-01-02 | v8 | TRUE
https://raw.githubusercontent.com/mrc-ide/global-lmic-reports/master/AFG/projections.csv | 2021-06-01 | hospital_demand | 744.3 | 809.61 | 832.82 | 832.12 | 858.91 | 899.38 | Surged Relax Interventions 50% | Afghanistan | AFG | 2022-01-02 | v8 | TRUE
https://raw.githubusercontent.com/mrc-ide/global-lmic-reports/master/AFG/projections.csv | 2021-06-01 | ICU_demand | 292.4 | 319.87 | 326.36 | 327.23 | 337.54 | 353.94 | Surged Relax Interventions 50% | Afghanistan | AFG | 2022-01-02 | v8 | TRUE
https://raw.githubusercontent.com/mrc-ide/global-lmic-reports/master/AFG/projections.csv | 2021-06-01 | hospital_incidence | 106.89 | 117.56 | 120.84 | 120.53 | 124.3 | 131.62 | Surged Relax Interventions 50% | Afghanistan | AFG | 2022-01-02 | v8 | TRUE
https://raw.githubusercontent.com/mrc-ide/global-lmic-reports/master/AFG/projections.csv | 2021-06-01 | ICU_incidence | 33.48 | 36.82 | 37.84 | 37.75 | 38.93 | 41.22 | Surged Relax Interventions 50% | Afghanistan | AFG | 2022-01-02 | v8 | TRUE
https://raw.githubusercontent.com/mrc-ide/global-lmic-reports/master/AFG/projections.csv | 2021-06-01 | prevalence | 132043.82 | 144979.29 | 148174.28 | 148647.56 | 152916.2 | 165976.68 | Surged Relax Interventions 50% | Afghanistan | AFG | 2022-01-02 | v8 | TRUE
https://raw.githubusercontent.com/mrc-ide/global-lmic-reports/master/AFG/projections.csv | 2021-06-01 | cumulative_infections | 1581232.15 | 1623855.8 | 1658868.2 | 1659989.15 | 1692233.84 | 1753069.2 | Surged Relax Interventions 50% | Afghanistan | AFG | 2022-01-02 | v8 | TRUE
https://raw.githubusercontent.com/mrc-ide/global-lmic-reports/master/AFG/projections.csv | 2021-06-01 | cumulative_deaths | 2689.6 | 2780.85 | 2838.87 | 2845.83 | 2915.42 | 3022.62 | Surged Relax Interventions 50% | Afghanistan | AFG | 2022-01-02 | v8 | TRUE
https://raw.githubusercontent.com/mrc-ide/global-lmic-reports/master/AFG/projections.csv | 2021-06-01 | Rt | 1.55 | 1.57 | 1.58 | 1.59 | 1.6 | 1.63 | Surged Relax Interventions 50% | Afghanistan | AFG | 2022-01-02 | v8 | TRUE
https://raw.githubusercontent.com/mrc-ide/global-lmic-reports/master/AFG/projections.csv | 2021-06-01 | Reff | 1.44 | 1.47 | 1.48 | 1.48 | 1.5 | 1.52 | Surged Relax Interventions 50% | Afghanistan | AFG | 2022-01-02 | v8 | TRUE
https://raw.githubusercontent.com/mrc-ide/global-lmic-reports/master/AFG/projections.csv | 2021-06-02 | infections | 26408.59 | 28183.31 | 29471.35 | 29583.06 | 30815.82 | 33527.06 | Additional 50% Reduction | Afghanistan | AFG | 2022-01-02 | v8 | TRUE
https://raw.githubusercontent.com/mrc-ide/global-lmic-reports/master/AFG/projections.csv | 2021-06-02 | deaths | 24.97 | 29.23 | 31.38 | 31.09 | 33.17 | 35.93 | Additional 50% Reduction | Afghanistan | AFG | 2022-01-02 | v8 | TRUE
https://raw.githubusercontent.com/mrc-ide/global-lmic-reports/master/AFG/projections.csv | 2021-06-02 | hospital_demand | 796.78 | 842.14 | 881.33 | 880.34 | 912.81 | 964.1 | Additional 50% Reduction | Afghanistan | AFG | 2022-01-02 | v8 | TRUE
https://raw.githubusercontent.com/mrc-ide/global-lmic-reports/master/AFG/projections.csv | 2021-06-02 | ICU_demand | 298.74 | 302.79 | 305.1 | 304.93 | 307.14 | 310.52 | Additional 50% Reduction | Afghanistan | AFG | 2022-01-02 | v8 | TRUE
https://raw.githubusercontent.com/mrc-ide/global-lmic-reports/master/AFG/projections.csv | 2021-06-02 | hospital_incidence | 116.03 | 123.1 | 128.39 | 128.85 | 134.05 | 143.47 | Additional 50% Reduction | Afghanistan | AFG | 2022-01-02 | v8 | TRUE
https://raw.githubusercontent.com/mrc-ide/global-lmic-reports/master/AFG/projections.csv | 2021-06-02 | ICU_incidence | 36.35 | 38.56 | 40.22 | 40.36 | 41.99 | 44.94 | Additional 50% Reduction | Afghanistan | AFG | 2022-01-02 | v8 | TRUE
https://raw.githubusercontent.com/mrc-ide/global-lmic-reports/master/AFG/projections.csv | 2021-06-02 | prevalence | 143325.47 | 152811.8 | 159480.81 | 159833.54 | 166208.85 | 179426.68 | Additional 50% Reduction | Afghanistan | AFG | 2022-01-02 | v8 | TRUE
https://raw.githubusercontent.com/mrc-ide/global-lmic-reports/master/AFG/projections.csv | 2021-06-02 | cumulative_infections | 1588410.75 | 1662763.69 | 1696552.3 | 1703308.42 | 1736093.29 | 1862483.12 | Additional 50% Reduction | Afghanistan | AFG | 2022-01-02 | v8 | TRUE
https://raw.githubusercontent.com/mrc-ide/global-lmic-reports/master/AFG/projections.csv | 2021-06-02 | cumulative_deaths | 2730.36 | 2857.58 | 2934.81 | 2942.58 | 3007.75 | 3270.39 | Additional 50% Reduction | Afghanistan | AFG | 2022-01-02 | v8 | TRUE
https://raw.githubusercontent.com/mrc-ide/global-lmic-reports/master/AFG/projections.csv | 2021-06-02 | Rt | 1.53 | 1.55 | 1.56 | 1.56 | 1.57 | 1.59 | Additional 50% Reduction | Afghanistan | AFG | 2022-01-02 | v8 | TRUE
https://raw.githubusercontent.com/mrc-ide/global-lmic-reports/master/AFG/projections.csv | 2021-06-02 | Reff | 1.42 | 1.45 | 1.45 | 1.45 | 1.46 | 1.48 | Additional 50% Reduction | Afghanistan | AFG | 2022-01-02 | v8 | TRUE
https://raw.githubusercontent.com/mrc-ide/global-lmic-reports/master/AFG/projections.csv | 2021-06-02 | infections | 26408.59 | 28183.31 | 29471.35 | 29583.06 | 30815.82 | 33527.06 | Maintain Status Quo | Afghanistan | AFG | 2022-01-02 | v8 | TRUE
https://raw.githubusercontent.com/mrc-ide/global-lmic-reports/master/AFG/projections.csv | 2021-06-02 | deaths | 24.97 | 29.23 | 31.38 | 31.09 | 33.17 | 35.93 | Maintain Status Quo | Afghanistan | AFG | 2022-01-02 | v8 | TRUE
https://raw.githubusercontent.com/mrc-ide/global-lmic-reports/master/AFG/projections.csv | 2021-06-02 | hospital_demand | 796.78 | 842.14 | 881.33 | 880.34 | 912.81 | 964.1 | Maintain Status Quo | Afghanistan | AFG | 2022-01-02 | v8 | TRUE
https://raw.githubusercontent.com/mrc-ide/global-lmic-reports/master/AFG/projections.csv | 2021-06-02 | ICU_demand | 298.74 | 302.79 | 305.1 | 304.93 | 307.14 | 310.52 | Maintain Status Quo | Afghanistan | AFG | 2022-01-02 | v8 | TRUE
https://raw.githubusercontent.com/mrc-ide/global-lmic-reports/master/AFG/projections.csv | 2021-06-02 | hospital_incidence | 116.03 | 123.1 | 128.39 | 128.85 | 134.05 | 143.47 | Maintain Status Quo | Afghanistan | AFG | 2022-01-02 | v8 | TRUE
https://raw.githubusercontent.com/mrc-ide/global-lmic-reports/master/AFG/projections.csv | 2021-06-02 | ICU_incidence | 36.35 | 38.56 | 40.22 | 40.36 | 41.99 | 44.94 | Maintain Status Quo | Afghanistan | AFG | 2022-01-02 | v8 | TRUE
https://raw.githubusercontent.com/mrc-ide/global-lmic-reports/master/AFG/projections.csv | 2021-06-02 | prevalence | 143325.47 | 152811.8 | 159480.81 | 159833.54 | 166208.85 | 179426.68 | Maintain Status Quo | Afghanistan | AFG | 2022-01-02 | v8 | TRUE
https://raw.githubusercontent.com/mrc-ide/global-lmic-reports/master/AFG/projections.csv | 2021-06-02 | cumulative_infections | 1588410.75 | 1662763.69 | 1696552.3 | 1703308.42 | 1736093.29 | 1862483.12 | Maintain Status Quo | Afghanistan | AFG | 2022-01-02 | v8 | TRUE
https://raw.githubusercontent.com/mrc-ide/global-lmic-reports/master/AFG/projections.csv | 2021-06-02 | cumulative_deaths | 2730.36 | 2857.58 | 2934.81 | 2942.58 | 3007.75 | 3270.39 | Maintain Status Quo | Afghanistan | AFG | 2022-01-02 | v8 | TRUE
https://raw.githubusercontent.com/mrc-ide/global-lmic-reports/master/AFG/projections.csv | 2021-06-02 | Rt | 1.53 | 1.55 | 1.56 | 1.56 | 1.57 | 1.59 | Maintain Status Quo | Afghanistan | AFG | 2022-01-02 | v8 | TRUE
https://raw.githubusercontent.com/mrc-ide/global-lmic-reports/master/AFG/projections.csv | 2021-06-02 | Reff | 1.42 | 1.45 | 1.45 | 1.45 | 1.46 | 1.48 | Maintain Status Quo | Afghanistan | AFG | 2022-01-02 | v8 | TRUE
https://raw.githubusercontent.com/mrc-ide/global-lmic-reports/master/AFG/projections.csv | 2021-06-02 | infections | 26408.59 | 28183.31 | 29471.35 | 29583.06 | 30815.82 | 33527.06 | Optimistic | Afghanistan | AFG | 2022-01-02 | v8 | TRUE
https://raw.githubusercontent.com/mrc-ide/global-lmic-reports/master/AFG/projections.csv | 2021-06-02 | deaths | 24.97 | 29.23 | 31.38 | 31.09 | 33.17 | 35.93 | Optimistic | Afghanistan | AFG | 2022-01-02 | v8 | TRUE
https://raw.githubusercontent.com/mrc-ide/global-lmic-reports/master/AFG/projections.csv | 2021-06-02 | hospital_demand | 796.78 | 842.14 | 881.33 | 880.34 | 912.81 | 964.1 | Optimistic | Afghanistan | AFG | 2022-01-02 | v8 | TRUE
https://raw.githubusercontent.com/mrc-ide/global-lmic-reports/master/AFG/projections.csv | 2021-06-02 | ICU_demand | 298.74 | 302.79 | 305.1 | 304.93 | 307.14 | 310.52 | Optimistic | Afghanistan | AFG | 2022-01-02 | v8 | TRUE
https://raw.githubusercontent.com/mrc-ide/global-lmic-reports/master/AFG/projections.csv | 2021-06-02 | hospital_incidence | 116.03 | 123.1 | 128.39 | 128.85 | 134.05 | 143.47 | Optimistic | Afghanistan | AFG | 2022-01-02 | v8 | TRUE
https://raw.githubusercontent.com/mrc-ide/global-lmic-reports/master/AFG/projections.csv | 2021-06-02 | ICU_incidence | 36.35 | 38.56 | 40.22 | 40.36 | 41.99 | 44.94 | Optimistic | Afghanistan | AFG | 2022-01-02 | v8 | TRUE
https://raw.githubusercontent.com/mrc-ide/global-lmic-reports/master/AFG/projections.csv | 2021-06-02 | prevalence | 143325.47 | 152811.8 | 159480.81 | 159833.54 | 166208.85 | 179426.68 | Optimistic | Afghanistan | AFG | 2022-01-02 | v8 | TRUE
https://raw.githubusercontent.com/mrc-ide/global-lmic-reports/master/AFG/projections.csv | 2021-06-02 | cumulative_infections | 1588410.75 | 1662763.69 | 1696552.3 | 1703308.42 | 1736093.29 | 1862483.12 | Optimistic | Afghanistan | AFG | 2022-01-02 | v8 | TRUE
https://raw.githubusercontent.com/mrc-ide/global-lmic-reports/master/AFG/projections.csv | 2021-06-02 | cumulative_deaths | 2730.36 | 2857.58 | 2934.81 | 2942.58 | 3007.75 | 3270.39 | Optimistic | Afghanistan | AFG | 2022-01-02 | v8 | TRUE
https://raw.githubusercontent.com/mrc-ide/global-lmic-reports/master/AFG/projections.csv | 2021-06-02 | Rt | 1.53 | 1.55 | 1.56 | 1.56 | 1.57 | 1.59 | Optimistic | Afghanistan | AFG | 2022-01-02 | v8 | TRUE
https://raw.githubusercontent.com/mrc-ide/global-lmic-reports/master/AFG/projections.csv | 2021-06-02 | Reff | 1.42 | 1.45 | 1.45 | 1.45 | 1.46 | 1.48 | Optimistic | Afghanistan | AFG | 2022-01-02 | v8 | TRUE
https://raw.githubusercontent.com/mrc-ide/global-lmic-reports/master/AFG/projections.csv | 2021-06-02 | infections | 26408.59 | 28183.31 | 29471.35 | 29583.06 | 30815.82 | 33527.06 | Pessimistic | Afghanistan | AFG | 2022-01-02 | v8 | TRUE
https://raw.githubusercontent.com/mrc-ide/global-lmic-reports/master/AFG/projections.csv | 2021-06-02 | deaths | 24.97 | 29.23 | 31.38 | 31.09 | 33.17 | 35.93 | Pessimistic | Afghanistan | AFG | 2022-01-02 | v8 | TRUE
https://raw.githubusercontent.com/mrc-ide/global-lmic-reports/master/AFG/projections.csv | 2021-06-02 | hospital_demand | 796.78 | 842.14 | 881.33 | 880.34 | 912.81 | 964.1 | Pessimistic | Afghanistan | AFG | 2022-01-02 | v8 | TRUE
https://raw.githubusercontent.com/mrc-ide/global-lmic-reports/master/AFG/projections.csv | 2021-06-02 | ICU_demand | 298.74 | 302.79 | 305.1 | 304.93 | 307.14 | 310.52 | Pessimistic | Afghanistan | AFG | 2022-01-02 | v8 | TRUE
https://raw.githubusercontent.com/mrc-ide/global-lmic-reports/master/AFG/projections.csv | 2021-06-02 | hospital_incidence | 116.03 | 123.1 | 128.39 | 128.85 | 134.05 | 143.47 | Pessimistic | Afghanistan | AFG | 2022-01-02 | v8 | TRUE
https://raw.githubusercontent.com/mrc-ide/global-lmic-reports/master/AFG/projections.csv | 2021-06-02 | ICU_incidence | 36.35 | 38.56 | 40.22 | 40.36 | 41.99 | 44.94 | Pessimistic | Afghanistan | AFG | 2022-01-02 | v8 | TRUE
https://raw.githubusercontent.com/mrc-ide/global-lmic-reports/master/AFG/projections.csv | 2021-06-02 | prevalence | 143325.47 | 152811.8 | 159480.81 | 159833.54 | 166208.85 | 179426.68 | Pessimistic | Afghanistan | AFG | 2022-01-02 | v8 | TRUE
https://raw.githubusercontent.com/mrc-ide/global-lmic-reports/master/AFG/projections.csv | 2021-06-02 | cumulative_infections | 1588410.75 | 1662763.69 | 1696552.3 | 1703308.42 | 1736093.29 | 1862483.12 | Pessimistic | Afghanistan | AFG | 2022-01-02 | v8 | TRUE
https://raw.githubusercontent.com/mrc-ide/global-lmic-reports/master/AFG/projections.csv | 2021-06-02 | cumulative_deaths | 2730.36 | 2857.58 | 2934.81 | 2942.58 | 3007.75 | 3270.39 | Pessimistic | Afghanistan | AFG | 2022-01-02 | v8 | TRUE
https://raw.githubusercontent.com/mrc-ide/global-lmic-reports/master/AFG/projections.csv | 2021-06-02 | Rt | 1.53 | 1.55 | 1.56 | 1.56 | 1.57 | 1.59 | Pessimistic | Afghanistan | AFG | 2022-01-02 | v8 | TRUE
https://raw.githubusercontent.com/mrc-ide/global-lmic-reports/master/AFG/projections.csv | 2021-06-02 | Reff | 1.42 | 1.45 | 1.45 | 1.45 | 1.46 | 1.48 | Pessimistic | Afghanistan | AFG | 2022-01-02 | v8 | TRUE
https://raw.githubusercontent.com/mrc-ide/global-lmic-reports/master/AFG/projections.csv | 2021-06-02 | infections | 26408.59 | 28183.31 | 29471.35 | 29583.06 | 30815.82 | 33527.06 | Relax Interventions 50% | Afghanistan | AFG | 2022-01-02 | v8 | TRUE
https://raw.githubusercontent.com/mrc-ide/global-lmic-reports/master/AFG/projections.csv | 2021-06-02 | deaths | 24.97 | 29.23 | 31.38 | 31.09 | 33.17 | 35.93 | Relax Interventions 50% | Afghanistan | AFG | 2022-01-02 | v8 | TRUE
https://raw.githubusercontent.com/mrc-ide/global-lmic-reports/master/AFG/projections.csv | 2021-06-02 | hospital_demand | 796.78 | 842.14 | 881.33 | 880.34 | 912.81 | 964.1 | Relax Interventions 50% | Afghanistan | AFG | 2022-01-02 | v8 | TRUE
https://raw.githubusercontent.com/mrc-ide/global-lmic-reports/master/AFG/projections.csv | 2021-06-02 | ICU_demand | 298.74 | 302.79 | 305.1 | 304.93 | 307.14 | 310.52 | Relax Interventions 50% | Afghanistan | AFG | 2022-01-02 | v8 | TRUE
https://raw.githubusercontent.com/mrc-ide/global-lmic-reports/master/AFG/projections.csv | 2021-06-02 | hospital_incidence | 116.03 | 123.1 | 128.39 | 128.85 | 134.05 | 143.47 | Relax Interventions 50% | Afghanistan | AFG | 2022-01-02 | v8 | TRUE
https://raw.githubusercontent.com/mrc-ide/global-lmic-reports/master/AFG/projections.csv | 2021-06-02 | ICU_incidence | 36.35 | 38.56 | 40.22 | 40.36 | 41.99 | 44.94 | Relax Interventions 50% | Afghanistan | AFG | 2022-01-02 | v8 | TRUE
https://raw.githubusercontent.com/mrc-ide/global-lmic-reports/master/AFG/projections.csv | 2021-06-02 | prevalence | 143325.47 | 152811.8 | 159480.81 | 159833.54 | 166208.85 | 179426.68 | Relax Interventions 50% | Afghanistan | AFG | 2022-01-02 | v8 | TRUE
https://raw.githubusercontent.com/mrc-ide/global-lmic-reports/master/AFG/projections.csv | 2021-06-02 | cumulative_infections | 1588410.75 | 1662763.69 | 1696552.3 | 1703308.42 | 1736093.29 | 1862483.12 | Relax Interventions 50% | Afghanistan | AFG | 2022-01-02 | v8 | TRUE
https://raw.githubusercontent.com/mrc-ide/global-lmic-reports/master/AFG/projections.csv | 2021-06-02 | cumulative_deaths | 2730.36 | 2857.58 | 2934.81 | 2942.58 | 3007.75 | 3270.39 | Relax Interventions 50% | Afghanistan | AFG | 2022-01-02 | v8 | TRUE
https://raw.githubusercontent.com/mrc-ide/global-lmic-reports/master/AFG/projections.csv | 2021-06-02 | Rt | 1.53 | 1.55 | 1.56 | 1.56 | 1.57 | 1.59 | Relax Interventions 50% | Afghanistan | AFG | 2022-01-02 | v8 | TRUE
https://raw.githubusercontent.com/mrc-ide/global-lmic-reports/master/AFG/projections.csv | 2021-06-02 | Reff | 1.42 | 1.45 | 1.45 | 1.45 | 1.46 | 1.48 | Relax Interventions 50% | Afghanistan | AFG | 2022-01-02 | v8 | TRUE
https://raw.githubusercontent.com/mrc-ide/global-lmic-reports/master/AFG/projections.csv | 2021-06-02 | infections | 25932.73 | 28477.41 | 29137.48 | 29231.62 | 30343.59 | 33272.49 | Surged Additional 50% Reduction | Afghanistan | AFG | 2022-01-02 | v8 | TRUE
https://raw.githubusercontent.com/mrc-ide/global-lmic-reports/master/AFG/projections.csv | 2021-06-02 | deaths | 15.58 | 17.01 | 17.39 | 17.42 | 17.96 | 18.84 | Surged Additional 50% Reduction | Afghanistan | AFG | 2022-01-02 | v8 | TRUE
https://raw.githubusercontent.com/mrc-ide/global-lmic-reports/master/AFG/projections.csv | 2021-06-02 | hospital_demand | 781.75 | 850.76 | 877 | 874.65 | 902.09 | 946.71 | Surged Additional 50% Reduction | Afghanistan | AFG | 2022-01-02 | v8 | TRUE
https://raw.githubusercontent.com/mrc-ide/global-lmic-reports/master/AFG/projections.csv | 2021-06-02 | ICU_demand | 306.69 | 335.77 | 343.32 | 343.37 | 353.61 | 371.58 | Surged Additional 50% Reduction | Afghanistan | AFG | 2022-01-02 | v8 | TRUE
https://raw.githubusercontent.com/mrc-ide/global-lmic-reports/master/AFG/projections.csv | 2021-06-02 | hospital_incidence | 113.27 | 124.3 | 127.92 | 127.62 | 131.27 | 139.89 | Surged Additional 50% Reduction | Afghanistan | AFG | 2022-01-02 | v8 | TRUE
https://raw.githubusercontent.com/mrc-ide/global-lmic-reports/master/AFG/projections.csv | 2021-06-02 | ICU_incidence | 35.48 | 38.94 | 40.07 | 39.98 | 41.12 | 43.82 | Surged Additional 50% Reduction | Afghanistan | AFG | 2022-01-02 | v8 | TRUE
https://raw.githubusercontent.com/mrc-ide/global-lmic-reports/master/AFG/projections.csv | 2021-06-02 | prevalence | 140446.29 | 154529.73 | 157504.14 | 158166.14 | 162993.6 | 177882.26 | Surged Additional 50% Reduction | Afghanistan | AFG | 2022-01-02 | v8 | TRUE
https://raw.githubusercontent.com/mrc-ide/global-lmic-reports/master/AFG/projections.csv | 2021-06-02 | cumulative_infections | 1608509.67 | 1652734.12 | 1688271.1 | 1689220.78 | 1722289.2 | 1785035.72 | Surged Additional 50% Reduction | Afghanistan | AFG | 2022-01-02 | v8 | TRUE
https://raw.githubusercontent.com/mrc-ide/global-lmic-reports/master/AFG/projections.csv | 2021-06-02 | cumulative_deaths | 2706.7 | 2798.52 | 2855.99 | 2863.25 | 2932.88 | 3040.22 | Surged Additional 50% Reduction | Afghanistan | AFG | 2022-01-02 | v8 | TRUE
https://raw.githubusercontent.com/mrc-ide/global-lmic-reports/master/AFG/projections.csv | 2021-06-02 | Rt | 1.53 | 1.54 | 1.55 | 1.56 | 1.57 | 1.59 | Surged Additional 50% Reduction | Afghanistan | AFG | 2022-01-02 | v8 | TRUE
https://raw.githubusercontent.com/mrc-ide/global-lmic-reports/master/AFG/projections.csv | 2021-06-02 | Reff | 1.43 | 1.44 | 1.45 | 1.45 | 1.46 | 1.48 | Surged Additional 50% Reduction | Afghanistan | AFG | 2022-01-02 | v8 | TRUE
https://raw.githubusercontent.com/mrc-ide/global-lmic-reports/master/AFG/projections.csv | 2021-06-02 | infections | 25932.73 | 28477.41 | 29137.48 | 29231.62 | 30343.59 | 33272.49 | Surged Maintain Status Quo | Afghanistan | AFG | 2022-01-02 | v8 | TRUE
https://raw.githubusercontent.com/mrc-ide/global-lmic-reports/master/AFG/projections.csv | 2021-06-02 | deaths | 15.58 | 17.01 | 17.39 | 17.42 | 17.96 | 18.84 | Surged Maintain Status Quo | Afghanistan | AFG | 2022-01-02 | v8 | TRUE
https://raw.githubusercontent.com/mrc-ide/global-lmic-reports/master/AFG/projections.csv | 2021-06-02 | hospital_demand | 781.75 | 850.76 | 877 | 874.65 | 902.09 | 946.71 | Surged Maintain Status Quo | Afghanistan | AFG | 2022-01-02 | v8 | TRUE
https://raw.githubusercontent.com/mrc-ide/global-lmic-reports/master/AFG/projections.csv | 2021-06-02 | ICU_demand | 306.69 | 335.77 | 343.32 | 343.37 | 353.61 | 371.58 | Surged Maintain Status Quo | Afghanistan | AFG | 2022-01-02 | v8 | TRUE
https://raw.githubusercontent.com/mrc-ide/global-lmic-reports/master/AFG/projections.csv | 2021-06-02 | hospital_incidence | 113.27 | 124.3 | 127.92 | 127.62 | 131.27 | 139.89 | Surged Maintain Status Quo | Afghanistan | AFG | 2022-01-02 | v8 | TRUE
https://raw.githubusercontent.com/mrc-ide/global-lmic-reports/master/AFG/projections.csv | 2021-06-02 | ICU_incidence | 35.48 | 38.94 | 40.07 | 39.98 | 41.12 | 43.82 | Surged Maintain Status Quo | Afghanistan | AFG | 2022-01-02 | v8 | TRUE
https://raw.githubusercontent.com/mrc-ide/global-lmic-reports/master/AFG/projections.csv | 2021-06-02 | prevalence | 140446.29 | 154529.73 | 157504.14 | 158166.14 | 162993.6 | 177882.26 | Surged Maintain Status Quo | Afghanistan | AFG | 2022-01-02 | v8 | TRUE
https://raw.githubusercontent.com/mrc-ide/global-lmic-reports/master/AFG/projections.csv | 2021-06-02 | cumulative_infections | 1608509.67 | 1652734.12 | 1688271.1 | 1689220.78 | 1722289.2 | 1785035.72 | Surged Maintain Status Quo | Afghanistan | AFG | 2022-01-02 | v8 | TRUE
https://raw.githubusercontent.com/mrc-ide/global-lmic-reports/master/AFG/projections.csv | 2021-06-02 | cumulative_deaths | 2706.7 | 2798.52 | 2855.99 | 2863.25 | 2932.88 | 3040.22 | Surged Maintain Status Quo | Afghanistan | AFG | 2022-01-02 | v8 | TRUE
https://raw.githubusercontent.com/mrc-ide/global-lmic-reports/master/AFG/projections.csv | 2021-06-02 | Rt | 1.53 | 1.54 | 1.55 | 1.56 | 1.57 | 1.59 | Surged Maintain Status Quo | Afghanistan | AFG | 2022-01-02 | v8 | TRUE
https://raw.githubusercontent.com/mrc-ide/global-lmic-reports/master/AFG/projections.csv | 2021-06-02 | Reff | 1.43 | 1.44 | 1.45 | 1.45 | 1.46 | 1.48 | Surged Maintain Status Quo | Afghanistan | AFG | 2022-01-02 | v8 | TRUE
https://raw.githubusercontent.com/mrc-ide/global-lmic-reports/master/AFG/projections.csv | 2021-06-02 | infections | 25932.73 | 28477.41 | 29137.48 | 29231.62 | 30343.59 | 33272.49 | Surged Optimistic | Afghanistan | AFG | 2022-01-02 | v8 | TRUE
https://raw.githubusercontent.com/mrc-ide/global-lmic-reports/master/AFG/projections.csv | 2021-06-02 | deaths | 15.58 | 17.01 | 17.39 | 17.42 | 17.96 | 18.84 | Surged Optimistic | Afghanistan | AFG | 2022-01-02 | v8 | TRUE
https://raw.githubusercontent.com/mrc-ide/global-lmic-reports/master/AFG/projections.csv | 2021-06-02 | hospital_demand | 781.75 | 850.76 | 877 | 874.65 | 902.09 | 946.71 | Surged Optimistic | Afghanistan | AFG | 2022-01-02 | v8 | TRUE
https://raw.githubusercontent.com/mrc-ide/global-lmic-reports/master/AFG/projections.csv | 2021-06-02 | ICU_demand | 306.69 | 335.77 | 343.32 | 343.37 | 353.61 | 371.58 | Surged Optimistic | Afghanistan | AFG | 2022-01-02 | v8 | TRUE
https://raw.githubusercontent.com/mrc-ide/global-lmic-reports/master/AFG/projections.csv | 2021-06-02 | hospital_incidence | 113.27 | 124.3 | 127.92 | 127.62 | 131.27 | 139.89 | Surged Optimistic | Afghanistan | AFG | 2022-01-02 | v8 | TRUE
https://raw.githubusercontent.com/mrc-ide/global-lmic-reports/master/AFG/projections.csv | 2021-06-02 | ICU_incidence | 35.48 | 38.94 | 40.07 | 39.98 | 41.12 | 43.82 | Surged Optimistic | Afghanistan | AFG | 2022-01-02 | v8 | TRUE
https://raw.githubusercontent.com/mrc-ide/global-lmic-reports/master/AFG/projections.csv | 2021-06-02 | prevalence | 140446.29 | 154529.73 | 157504.14 | 158166.14 | 162993.6 | 177882.26 | Surged Optimistic | Afghanistan | AFG | 2022-01-02 | v8 | TRUE
https://raw.githubusercontent.com/mrc-ide/global-lmic-reports/master/AFG/projections.csv | 2021-06-02 | cumulative_infections | 1608509.67 | 1652734.12 | 1688271.1 | 1689220.78 | 1722289.2 | 1785035.72 | Surged Optimistic | Afghanistan | AFG | 2022-01-02 | v8 | TRUE
https://raw.githubusercontent.com/mrc-ide/global-lmic-reports/master/AFG/projections.csv | 2021-06-02 | cumulative_deaths | 2706.7 | 2798.52 | 2855.99 | 2863.25 | 2932.88 | 3040.22 | Surged Optimistic | Afghanistan | AFG | 2022-01-02 | v8 | TRUE
https://raw.githubusercontent.com/mrc-ide/global-lmic-reports/master/AFG/projections.csv | 2021-06-02 | Rt | 1.53 | 1.54 | 1.55 | 1.56 | 1.57 | 1.59 | Surged Optimistic | Afghanistan | AFG | 2022-01-02 | v8 | TRUE
https://raw.githubusercontent.com/mrc-ide/global-lmic-reports/master/AFG/projections.csv | 2021-06-02 | Reff | 1.43 | 1.44 | 1.45 | 1.45 | 1.46 | 1.48 | Surged Optimistic | Afghanistan | AFG | 2022-01-02 | v8 | TRUE
https://raw.githubusercontent.com/mrc-ide/global-lmic-reports/master/AFG/projections.csv | 2021-06-02 | infections | 25932.73 | 28477.41 | 29137.48 | 29231.62 | 30343.59 | 33272.49 | Surged Pessimistic | Afghanistan | AFG | 2022-01-02 | v8 | TRUE
https://raw.githubusercontent.com/mrc-ide/global-lmic-reports/master/AFG/projections.csv | 2021-06-02 | deaths | 15.58 | 17.01 | 17.39 | 17.42 | 17.96 | 18.84 | Surged Pessimistic | Afghanistan | AFG | 2022-01-02 | v8 | TRUE
https://raw.githubusercontent.com/mrc-ide/global-lmic-reports/master/AFG/projections.csv | 2021-06-02 | hospital_demand | 781.75 | 850.76 | 877 | 874.65 | 902.09 | 946.71 | Surged Pessimistic | Afghanistan | AFG | 2022-01-02 | v8 | TRUE
https://raw.githubusercontent.com/mrc-ide/global-lmic-reports/master/AFG/projections.csv | 2021-06-02 | ICU_demand | 306.69 | 335.77 | 343.32 | 343.37 | 353.61 | 371.58 | Surged Pessimistic | Afghanistan | AFG | 2022-01-02 | v8 | TRUE
https://raw.githubusercontent.com/mrc-ide/global-lmic-reports/master/AFG/projections.csv | 2021-06-02 | hospital_incidence | 113.27 | 124.3 | 127.92 | 127.62 | 131.27 | 139.89 | Surged Pessimistic | Afghanistan | AFG | 2022-01-02 | v8 | TRUE
https://raw.githubusercontent.com/mrc-ide/global-lmic-reports/master/AFG/projections.csv | 2021-06-02 | ICU_incidence | 35.48 | 38.94 | 40.07 | 39.98 | 41.12 | 43.82 | Surged Pessimistic | Afghanistan | AFG | 2022-01-02 | v8 | TRUE
https://raw.githubusercontent.com/mrc-ide/global-lmic-reports/master/AFG/projections.csv | 2021-06-02 | prevalence | 140446.29 | 154529.73 | 157504.14 | 158166.14 | 162993.6 | 177882.26 | Surged Pessimistic | Afghanistan | AFG | 2022-01-02 | v8 | TRUE
https://raw.githubusercontent.com/mrc-ide/global-lmic-reports/master/AFG/projections.csv | 2021-06-02 | cumulative_infections | 1608509.67 | 1652734.12 | 1688271.1 | 1689220.78 | 1722289.2 | 1785035.72 | Surged Pessimistic | Afghanistan | AFG | 2022-01-02 | v8 | TRUE
https://raw.githubusercontent.com/mrc-ide/global-lmic-reports/master/AFG/projections.csv | 2021-06-02 | cumulative_deaths | 2706.7 | 2798.52 | 2855.99 | 2863.25 | 2932.88 | 3040.22 | Surged Pessimistic | Afghanistan | AFG | 2022-01-02 | v8 | TRUE
https://raw.githubusercontent.com/mrc-ide/global-lmic-reports/master/AFG/projections.csv | 2021-06-02 | Rt | 1.53 | 1.54 | 1.55 | 1.56 | 1.57 | 1.59 | Surged Pessimistic | Afghanistan | AFG | 2022-01-02 | v8 | TRUE
https://raw.githubusercontent.com/mrc-ide/global-lmic-reports/master/AFG/projections.csv | 2021-06-02 | Reff | 1.43 | 1.44 | 1.45 | 1.45 | 1.46 | 1.48 | Surged Pessimistic | Afghanistan | AFG | 2022-01-02 | v8 | TRUE
https://raw.githubusercontent.com/mrc-ide/global-lmic-reports/master/AFG/projections.csv | 2021-06-02 | infections | 25932.73 | 28477.41 | 29137.48 | 29231.62 | 30343.59 | 33272.49 | Surged Relax Interventions 50% | Afghanistan | AFG | 2022-01-02 | v8 | TRUE
https://raw.githubusercontent.com/mrc-ide/global-lmic-reports/master/AFG/projections.csv | 2021-06-02 | deaths | 15.58 | 17.01 | 17.39 | 17.42 | 17.96 | 18.84 | Surged Relax Interventions 50% | Afghanistan | AFG | 2022-01-02 | v8 | TRUE
https://raw.githubusercontent.com/mrc-ide/global-lmic-reports/master/AFG/projections.csv | 2021-06-02 | hospital_demand | 781.75 | 850.76 | 877 | 874.65 | 902.09 | 946.71 | Surged Relax Interventions 50% | Afghanistan | AFG | 2022-01-02 | v8 | TRUE
https://raw.githubusercontent.com/mrc-ide/global-lmic-reports/master/AFG/projections.csv | 2021-06-02 | ICU_demand | 306.69 | 335.77 | 343.32 | 343.37 | 353.61 | 371.58 | Surged Relax Interventions 50% | Afghanistan | AFG | 2022-01-02 | v8 | TRUE
https://raw.githubusercontent.com/mrc-ide/global-lmic-reports/master/AFG/projections.csv | 2021-06-02 | hospital_incidence | 113.27 | 124.3 | 127.92 | 127.62 | 131.27 | 139.89 | Surged Relax Interventions 50% | Afghanistan | AFG | 2022-01-02 | v8 | TRUE
https://raw.githubusercontent.com/mrc-ide/global-lmic-reports/master/AFG/projections.csv | 2021-06-02 | ICU_incidence | 35.48 | 38.94 | 40.07 | 39.98 | 41.12 | 43.82 | Surged Relax Interventions 50% | Afghanistan | AFG | 2022-01-02 | v8 | TRUE
https://raw.githubusercontent.com/mrc-ide/global-lmic-reports/master/AFG/projections.csv | 2021-06-02 | prevalence | 140446.29 | 154529.73 | 157504.14 | 158166.14 | 162993.6 | 177882.26 | Surged Relax Interventions 50% | Afghanistan | AFG | 2022-01-02 | v8 | TRUE
https://raw.githubusercontent.com/mrc-ide/global-lmic-reports/master/AFG/projections.csv | 2021-06-02 | cumulative_infections | 1608509.67 | 1652734.12 | 1688271.1 | 1689220.78 | 1722289.2 | 1785035.72 | Surged Relax Interventions 50% | Afghanistan | AFG | 2022-01-02 | v8 | TRUE
https://raw.githubusercontent.com/mrc-ide/global-lmic-reports/master/AFG/projections.csv | 2021-06-02 | cumulative_deaths | 2706.7 | 2798.52 | 2855.99 | 2863.25 | 2932.88 | 3040.22 | Surged Relax Interventions 50% | Afghanistan | AFG | 2022-01-02 | v8 | TRUE
https://raw.githubusercontent.com/mrc-ide/global-lmic-reports/master/AFG/projections.csv | 2021-06-02 | Rt | 1.53 | 1.54 | 1.55 | 1.56 | 1.57 | 1.59 | Surged Relax Interventions 50% | Afghanistan | AFG | 2022-01-02 | v8 | TRUE
https://raw.githubusercontent.com/mrc-ide/global-lmic-reports/master/AFG/projections.csv | 2021-06-02 | Reff | 1.43 | 1.44 | 1.45 | 1.45 | 1.46 | 1.48 | Surged Relax Interventions 50% | Afghanistan | AFG | 2022-01-02 | v8 | TRUE
https://raw.githubusercontent.com/mrc-ide/global-lmic-reports/master/AFG/projections.csv | 2021-06-03 | infections | 27526.95 | 29522.19 | 30652.74 | 30806.57 | 32120.5 | 34936.9 | Additional 50% Reduction | Afghanistan | AFG | 2022-01-02 | v8 | TRUE
https://raw.githubusercontent.com/mrc-ide/global-lmic-reports/master/AFG/projections.csv | 2021-06-03 | deaths | 28.86 | 31.89 | 33.71 | 33.73 | 35.58 | 38.51 | Additional 50% Reduction | Afghanistan | AFG | 2022-01-02 | v8 | TRUE
https://raw.githubusercontent.com/mrc-ide/global-lmic-reports/master/AFG/projections.csv | 2021-06-03 | hospital_demand | 838.08 | 886.17 | 926.68 | 926.25 | 960.42 | 1016.42 | Additional 50% Reduction | Afghanistan | AFG | 2022-01-02 | v8 | TRUE
https://raw.githubusercontent.com/mrc-ide/global-lmic-reports/master/AFG/projections.csv | 2021-06-03 | ICU_demand | 302.52 | 305.77 | 307.9 | 307.98 | 310.09 | 313.74 | Additional 50% Reduction | Afghanistan | AFG | 2022-01-02 | v8 | TRUE
https://raw.githubusercontent.com/mrc-ide/global-lmic-reports/master/AFG/projections.csv | 2021-06-03 | hospital_incidence | 122.83 | 130.34 | 136.14 | 136.55 | 142.04 | 152.32 | Additional 50% Reduction | Afghanistan | AFG | 2022-01-02 | v8 | TRUE
https://raw.githubusercontent.com/mrc-ide/global-lmic-reports/master/AFG/projections.csv | 2021-06-03 | ICU_incidence | 38.49 | 40.84 | 42.66 | 42.78 | 44.51 | 47.72 | Additional 50% Reduction | Afghanistan | AFG | 2022-01-02 | v8 | TRUE
https://raw.githubusercontent.com/mrc-ide/global-lmic-reports/master/AFG/projections.csv | 2021-06-03 | prevalence | 151748.48 | 162151.79 | 169190.83 | 169446.6 | 176175.46 | 190670.8 | Additional 50% Reduction | Afghanistan | AFG | 2022-01-02 | v8 | TRUE
https://raw.githubusercontent.com/mrc-ide/global-lmic-reports/master/AFG/projections.csv | 2021-06-03 | cumulative_infections | 1616221.18 | 1692793.32 | 1726878.31 | 1734114.99 | 1768140.81 | 1896339.89 | Additional 50% Reduction | Afghanistan | AFG | 2022-01-02 | v8 | TRUE
https://raw.githubusercontent.com/mrc-ide/global-lmic-reports/master/AFG/projections.csv | 2021-06-03 | cumulative_deaths | 2759.65 | 2890.2 | 2968.29 | 2976.3 | 3042.46 | 3306.85 | Additional 50% Reduction | Afghanistan | AFG | 2022-01-02 | v8 | TRUE
https://raw.githubusercontent.com/mrc-ide/global-lmic-reports/master/AFG/projections.csv | 2021-06-03 | Rt | 1.48 | 1.5 | 1.51 | 1.51 | 1.52 | 1.54 | Additional 50% Reduction | Afghanistan | AFG | 2022-01-02 | v8 | TRUE
https://raw.githubusercontent.com/mrc-ide/global-lmic-reports/master/AFG/projections.csv | 2021-06-03 | Reff | 1.38 | 1.4 | 1.41 | 1.41 | 1.42 | 1.43 | Additional 50% Reduction | Afghanistan | AFG | 2022-01-02 | v8 | TRUE
https://raw.githubusercontent.com/mrc-ide/global-lmic-reports/master/AFG/projections.csv | 2021-06-03 | infections | 27526.95 | 29522.19 | 30652.74 | 30806.57 | 32120.5 | 34936.9 | Maintain Status Quo | Afghanistan | AFG | 2022-01-02 | v8 | TRUE
https://raw.githubusercontent.com/mrc-ide/global-lmic-reports/master/AFG/projections.csv | 2021-06-03 | deaths | 28.86 | 31.89 | 33.71 | 33.73 | 35.58 | 38.51 | Maintain Status Quo | Afghanistan | AFG | 2022-01-02 | v8 | TRUE
https://raw.githubusercontent.com/mrc-ide/global-lmic-reports/master/AFG/projections.csv | 2021-06-03 | hospital_demand | 838.08 | 886.17 | 926.68 | 926.25 | 960.42 | 1016.42 | Maintain Status Quo | Afghanistan | AFG | 2022-01-02 | v8 | TRUE
https://raw.githubusercontent.com/mrc-ide/global-lmic-reports/master/AFG/projections.csv | 2021-06-03 | ICU_demand | 302.52 | 305.77 | 307.9 | 307.98 | 310.09 | 313.74 | Maintain Status Quo | Afghanistan | AFG | 2022-01-02 | v8 | TRUE
https://raw.githubusercontent.com/mrc-ide/global-lmic-reports/master/AFG/projections.csv | 2021-06-03 | hospital_incidence | 122.83 | 130.34 | 136.14 | 136.55 | 142.04 | 152.32 | Maintain Status Quo | Afghanistan | AFG | 2022-01-02 | v8 | TRUE
https://raw.githubusercontent.com/mrc-ide/global-lmic-reports/master/AFG/projections.csv | 2021-06-03 | ICU_incidence | 38.49 | 40.84 | 42.66 | 42.78 | 44.51 | 47.72 | Maintain Status Quo | Afghanistan | AFG | 2022-01-02 | v8 | TRUE
https://raw.githubusercontent.com/mrc-ide/global-lmic-reports/master/AFG/projections.csv | 2021-06-03 | prevalence | 151748.48 | 162151.79 | 169190.83 | 169446.6 | 176175.46 | 190670.8 | Maintain Status Quo | Afghanistan | AFG | 2022-01-02 | v8 | TRUE
https://raw.githubusercontent.com/mrc-ide/global-lmic-reports/master/AFG/projections.csv | 2021-06-03 | cumulative_infections | 1616221.18 | 1692793.32 | 1726878.31 | 1734114.99 | 1768140.81 | 1896339.89 | Maintain Status Quo | Afghanistan | AFG | 2022-01-02 | v8 | TRUE
https://raw.githubusercontent.com/mrc-ide/global-lmic-reports/master/AFG/projections.csv | 2021-06-03 | cumulative_deaths | 2759.65 | 2890.2 | 2968.29 | 2976.3 | 3042.46 | 3306.85 | Maintain Status Quo | Afghanistan | AFG | 2022-01-02 | v8 | TRUE
https://raw.githubusercontent.com/mrc-ide/global-lmic-reports/master/AFG/projections.csv | 2021-06-03 | Rt | 1.48 | 1.5 | 1.51 | 1.51 | 1.52 | 1.54 | Maintain Status Quo | Afghanistan | AFG | 2022-01-02 | v8 | TRUE
https://raw.githubusercontent.com/mrc-ide/global-lmic-reports/master/AFG/projections.csv | 2021-06-03 | Reff | 1.38 | 1.4 | 1.41 | 1.41 | 1.42 | 1.43 | Maintain Status Quo | Afghanistan | AFG | 2022-01-02 | v8 | TRUE
https://raw.githubusercontent.com/mrc-ide/global-lmic-reports/master/AFG/projections.csv | 2021-06-03 | infections | 27526.95 | 29522.19 | 30652.74 | 30806.57 | 32120.5 | 34936.9 | Optimistic | Afghanistan | AFG | 2022-01-02 | v8 | TRUE
https://raw.githubusercontent.com/mrc-ide/global-lmic-reports/master/AFG/projections.csv | 2021-06-03 | deaths | 28.86 | 31.89 | 33.71 | 33.73 | 35.58 | 38.51 | Optimistic | Afghanistan | AFG | 2022-01-02 | v8 | TRUE
https://raw.githubusercontent.com/mrc-ide/global-lmic-reports/master/AFG/projections.csv | 2021-06-03 | hospital_demand | 838.08 | 886.17 | 926.68 | 926.25 | 960.42 | 1016.42 | Optimistic | Afghanistan | AFG | 2022-01-02 | v8 | TRUE
https://raw.githubusercontent.com/mrc-ide/global-lmic-reports/master/AFG/projections.csv | 2021-06-03 | ICU_demand | 302.52 | 305.77 | 307.9 | 307.98 | 310.09 | 313.74 | Optimistic | Afghanistan | AFG | 2022-01-02 | v8 | TRUE
https://raw.githubusercontent.com/mrc-ide/global-lmic-reports/master/AFG/projections.csv | 2021-06-03 | hospital_incidence | 122.83 | 130.34 | 136.14 | 136.55 | 142.04 | 152.32 | Optimistic | Afghanistan | AFG | 2022-01-02 | v8 | TRUE
https://raw.githubusercontent.com/mrc-ide/global-lmic-reports/master/AFG/projections.csv | 2021-06-03 | ICU_incidence | 38.49 | 40.84 | 42.66 | 42.78 | 44.51 | 47.72 | Optimistic | Afghanistan | AFG | 2022-01-02 | v8 | TRUE
https://raw.githubusercontent.com/mrc-ide/global-lmic-reports/master/AFG/projections.csv | 2021-06-03 | prevalence | 151748.48 | 162151.79 | 169190.83 | 169446.6 | 176175.46 | 190670.8 | Optimistic | Afghanistan | AFG | 2022-01-02 | v8 | TRUE
https://raw.githubusercontent.com/mrc-ide/global-lmic-reports/master/AFG/projections.csv | 2021-06-03 | cumulative_infections | 1616221.18 | 1692793.32 | 1726878.31 | 1734114.99 | 1768140.81 | 1896339.89 | Optimistic | Afghanistan | AFG | 2022-01-02 | v8 | TRUE
https://raw.githubusercontent.com/mrc-ide/global-lmic-reports/master/AFG/projections.csv | 2021-06-03 | cumulative_deaths | 2759.65 | 2890.2 | 2968.29 | 2976.3 | 3042.46 | 3306.85 | Optimistic | Afghanistan | AFG | 2022-01-02 | v8 | TRUE
https://raw.githubusercontent.com/mrc-ide/global-lmic-reports/master/AFG/projections.csv | 2021-06-03 | Rt | 1.48 | 1.5 | 1.51 | 1.51 | 1.52 | 1.54 | Optimistic | Afghanistan | AFG | 2022-01-02 | v8 | TRUE
https://raw.githubusercontent.com/mrc-ide/global-lmic-reports/master/AFG/projections.csv | 2021-06-03 | Reff | 1.38 | 1.4 | 1.41 | 1.41 | 1.42 | 1.43 | Optimistic | Afghanistan | AFG | 2022-01-02 | v8 | TRUE
https://raw.githubusercontent.com/mrc-ide/global-lmic-reports/master/AFG/projections.csv | 2021-06-03 | infections | 27526.95 | 29522.19 | 30652.74 | 30806.57 | 32120.5 | 34936.9 | Pessimistic | Afghanistan | AFG | 2022-01-02 | v8 | TRUE
https://raw.githubusercontent.com/mrc-ide/global-lmic-reports/master/AFG/projections.csv | 2021-06-03 | deaths | 28.86 | 31.89 | 33.71 | 33.73 | 35.58 | 38.51 | Pessimistic | Afghanistan | AFG | 2022-01-02 | v8 | TRUE
https://raw.githubusercontent.com/mrc-ide/global-lmic-reports/master/AFG/projections.csv | 2021-06-03 | hospital_demand | 838.08 | 886.17 | 926.68 | 926.25 | 960.42 | 1016.42 | Pessimistic | Afghanistan | AFG | 2022-01-02 | v8 | TRUE
https://raw.githubusercontent.com/mrc-ide/global-lmic-reports/master/AFG/projections.csv | 2021-06-03 | ICU_demand | 302.52 | 305.77 | 307.9 | 307.98 | 310.09 | 313.74 | Pessimistic | Afghanistan | AFG | 2022-01-02 | v8 | TRUE
https://raw.githubusercontent.com/mrc-ide/global-lmic-reports/master/AFG/projections.csv | 2021-06-03 | hospital_incidence | 122.83 | 130.34 | 136.14 | 136.55 | 142.04 | 152.32 | Pessimistic | Afghanistan | AFG | 2022-01-02 | v8 | TRUE
https://raw.githubusercontent.com/mrc-ide/global-lmic-reports/master/AFG/projections.csv | 2021-06-03 | ICU_incidence | 38.49 | 40.84 | 42.66 | 42.78 | 44.51 | 47.72 | Pessimistic | Afghanistan | AFG | 2022-01-02 | v8 | TRUE
https://raw.githubusercontent.com/mrc-ide/global-lmic-reports/master/AFG/projections.csv | 2021-06-03 | prevalence | 151748.48 | 162151.79 | 169190.83 | 169446.6 | 176175.46 | 190670.8 | Pessimistic | Afghanistan | AFG | 2022-01-02 | v8 | TRUE
https://raw.githubusercontent.com/mrc-ide/global-lmic-reports/master/AFG/projections.csv | 2021-06-03 | cumulative_infections | 1616221.18 | 1692793.32 | 1726878.31 | 1734114.99 | 1768140.81 | 1896339.89 | Pessimistic | Afghanistan | AFG | 2022-01-02 | v8 | TRUE
https://raw.githubusercontent.com/mrc-ide/global-lmic-reports/master/AFG/projections.csv | 2021-06-03 | cumulative_deaths | 2759.65 | 2890.2 | 2968.29 | 2976.3 | 3042.46 | 3306.85 | Pessimistic | Afghanistan | AFG | 2022-01-02 | v8 | TRUE
https://raw.githubusercontent.com/mrc-ide/global-lmic-reports/master/AFG/projections.csv | 2021-06-03 | Rt | 1.48 | 1.5 | 1.51 | 1.51 | 1.52 | 1.54 | Pessimistic | Afghanistan | AFG | 2022-01-02 | v8 | TRUE
https://raw.githubusercontent.com/mrc-ide/global-lmic-reports/master/AFG/projections.csv | 2021-06-03 | Reff | 1.38 | 1.4 | 1.41 | 1.41 | 1.42 | 1.43 | Pessimistic | Afghanistan | AFG | 2022-01-02 | v8 | TRUE
https://raw.githubusercontent.com/mrc-ide/global-lmic-reports/master/AFG/projections.csv | 2021-06-03 | infections | 27526.95 | 29522.19 | 30652.74 | 30806.57 | 32120.5 | 34936.9 | Relax Interventions 50% | Afghanistan | AFG | 2022-01-02 | v8 | TRUE
https://raw.githubusercontent.com/mrc-ide/global-lmic-reports/master/AFG/projections.csv | 2021-06-03 | deaths | 28.86 | 31.89 | 33.71 | 33.73 | 35.58 | 38.51 | Relax Interventions 50% | Afghanistan | AFG | 2022-01-02 | v8 | TRUE
https://raw.githubusercontent.com/mrc-ide/global-lmic-reports/master/AFG/projections.csv | 2021-06-03 | hospital_demand | 838.08 | 886.17 | 926.68 | 926.25 | 960.42 | 1016.42 | Relax Interventions 50% | Afghanistan | AFG | 2022-01-02 | v8 | TRUE
https://raw.githubusercontent.com/mrc-ide/global-lmic-reports/master/AFG/projections.csv | 2021-06-03 | ICU_demand | 302.52 | 305.77 | 307.9 | 307.98 | 310.09 | 313.74 | Relax Interventions 50% | Afghanistan | AFG | 2022-01-02 | v8 | TRUE
https://raw.githubusercontent.com/mrc-ide/global-lmic-reports/master/AFG/projections.csv | 2021-06-03 | hospital_incidence | 122.83 | 130.34 | 136.14 | 136.55 | 142.04 | 152.32 | Relax Interventions 50% | Afghanistan | AFG | 2022-01-02 | v8 | TRUE
https://raw.githubusercontent.com/mrc-ide/global-lmic-reports/master/AFG/projections.csv | 2021-06-03 | ICU_incidence | 38.49 | 40.84 | 42.66 | 42.78 | 44.51 | 47.72 | Relax Interventions 50% | Afghanistan | AFG | 2022-01-02 | v8 | TRUE
https://raw.githubusercontent.com/mrc-ide/global-lmic-reports/master/AFG/projections.csv | 2021-06-03 | prevalence | 151748.48 | 162151.79 | 169190.83 | 169446.6 | 176175.46 | 190670.8 | Relax Interventions 50% | Afghanistan | AFG | 2022-01-02 | v8 | TRUE
https://raw.githubusercontent.com/mrc-ide/global-lmic-reports/master/AFG/projections.csv | 2021-06-03 | cumulative_infections | 1616221.18 | 1692793.32 | 1726878.31 | 1734114.99 | 1768140.81 | 1896339.89 | Relax Interventions 50% | Afghanistan | AFG | 2022-01-02 | v8 | TRUE
https://raw.githubusercontent.com/mrc-ide/global-lmic-reports/master/AFG/projections.csv | 2021-06-03 | cumulative_deaths | 2759.65 | 2890.2 | 2968.29 | 2976.3 | 3042.46 | 3306.85 | Relax Interventions 50% | Afghanistan | AFG | 2022-01-02 | v8 | TRUE
https://raw.githubusercontent.com/mrc-ide/global-lmic-reports/master/AFG/projections.csv | 2021-06-03 | Rt | 1.48 | 1.5 | 1.51 | 1.51 | 1.52 | 1.54 | Relax Interventions 50% | Afghanistan | AFG | 2022-01-02 | v8 | TRUE
https://raw.githubusercontent.com/mrc-ide/global-lmic-reports/master/AFG/projections.csv | 2021-06-03 | Reff | 1.38 | 1.4 | 1.41 | 1.41 | 1.42 | 1.43 | Relax Interventions 50% | Afghanistan | AFG | 2022-01-02 | v8 | TRUE
https://raw.githubusercontent.com/mrc-ide/global-lmic-reports/master/AFG/projections.csv | 2021-06-03 | infections | 26831.02 | 29674.53 | 30384.24 | 30469.35 | 31535.74 | 34743.99 | Surged Additional 50% Reduction | Afghanistan | AFG | 2022-01-02 | v8 | TRUE
https://raw.githubusercontent.com/mrc-ide/global-lmic-reports/master/AFG/projections.csv | 2021-06-03 | deaths | 16.28 | 17.8 | 18.17 | 18.21 | 18.79 | 19.69 | Surged Additional 50% Reduction | Afghanistan | AFG | 2022-01-02 | v8 | TRUE
https://raw.githubusercontent.com/mrc-ide/global-lmic-reports/master/AFG/projections.csv | 2021-06-03 | hospital_demand | 821.93 | 895.47 | 923.42 | 920.59 | 950.67 | 998.26 | Surged Additional 50% Reduction | Afghanistan | AFG | 2022-01-02 | v8 | TRUE
https://raw.githubusercontent.com/mrc-ide/global-lmic-reports/master/AFG/projections.csv | 2021-06-03 | ICU_demand | 322.04 | 352.59 | 361.47 | 360.78 | 371.15 | 390.85 | Surged Additional 50% Reduction | Afghanistan | AFG | 2022-01-02 | v8 | TRUE
https://raw.githubusercontent.com/mrc-ide/global-lmic-reports/master/AFG/projections.csv | 2021-06-03 | hospital_incidence | 120.13 | 131.84 | 135.33 | 135.22 | 138.84 | 148.98 | Surged Additional 50% Reduction | Afghanistan | AFG | 2022-01-02 | v8 | TRUE
https://raw.githubusercontent.com/mrc-ide/global-lmic-reports/master/AFG/projections.csv | 2021-06-03 | ICU_incidence | 37.64 | 41.31 | 42.4 | 42.37 | 43.5 | 46.68 | Surged Additional 50% Reduction | Afghanistan | AFG | 2022-01-02 | v8 | TRUE
https://raw.githubusercontent.com/mrc-ide/global-lmic-reports/master/AFG/projections.csv | 2021-06-03 | prevalence | 148649.71 | 164064.88 | 167020.66 | 167672.39 | 172896.02 | 189355.42 | Surged Additional 50% Reduction | Afghanistan | AFG | 2022-01-02 | v8 | TRUE
https://raw.githubusercontent.com/mrc-ide/global-lmic-reports/master/AFG/projections.csv | 2021-06-03 | cumulative_infections | 1636434.64 | 1682721.48 | 1720025.67 | 1719690.13 | 1753026.74 | 1818894.41 | Surged Additional 50% Reduction | Afghanistan | AFG | 2022-01-02 | v8 | TRUE
https://raw.githubusercontent.com/mrc-ide/global-lmic-reports/master/AFG/projections.csv | 2021-06-03 | cumulative_deaths | 2724.61 | 2816.99 | 2874.83 | 2881.47 | 2951.13 | 3058.63 | Surged Additional 50% Reduction | Afghanistan | AFG | 2022-01-02 | v8 | TRUE
https://raw.githubusercontent.com/mrc-ide/global-lmic-reports/master/AFG/projections.csv | 2021-06-03 | Rt | 1.47 | 1.5 | 1.51 | 1.51 | 1.52 | 1.55 | Surged Additional 50% Reduction | Afghanistan | AFG | 2022-01-02 | v8 | TRUE
https://raw.githubusercontent.com/mrc-ide/global-lmic-reports/master/AFG/projections.csv | 2021-06-03 | Reff | 1.37 | 1.4 | 1.41 | 1.41 | 1.42 | 1.44 | Surged Additional 50% Reduction | Afghanistan | AFG | 2022-01-02 | v8 | TRUE
https://raw.githubusercontent.com/mrc-ide/global-lmic-reports/master/AFG/projections.csv | 2021-06-03 | infections | 26831.02 | 29674.53 | 30384.24 | 30469.35 | 31535.74 | 34743.99 | Surged Maintain Status Quo | Afghanistan | AFG | 2022-01-02 | v8 | TRUE
https://raw.githubusercontent.com/mrc-ide/global-lmic-reports/master/AFG/projections.csv | 2021-06-03 | deaths | 16.28 | 17.8 | 18.17 | 18.21 | 18.79 | 19.69 | Surged Maintain Status Quo | Afghanistan | AFG | 2022-01-02 | v8 | TRUE
https://raw.githubusercontent.com/mrc-ide/global-lmic-reports/master/AFG/projections.csv | 2021-06-03 | hospital_demand | 821.93 | 895.47 | 923.42 | 920.59 | 950.67 | 998.26 | Surged Maintain Status Quo | Afghanistan | AFG | 2022-01-02 | v8 | TRUE
https://raw.githubusercontent.com/mrc-ide/global-lmic-reports/master/AFG/projections.csv | 2021-06-03 | ICU_demand | 322.04 | 352.59 | 361.47 | 360.78 | 371.15 | 390.85 | Surged Maintain Status Quo | Afghanistan | AFG | 2022-01-02 | v8 | TRUE
https://raw.githubusercontent.com/mrc-ide/global-lmic-reports/master/AFG/projections.csv | 2021-06-03 | hospital_incidence | 120.13 | 131.84 | 135.33 | 135.22 | 138.84 | 148.98 | Surged Maintain Status Quo | Afghanistan | AFG | 2022-01-02 | v8 | TRUE
https://raw.githubusercontent.com/mrc-ide/global-lmic-reports/master/AFG/projections.csv | 2021-06-03 | ICU_incidence | 37.64 | 41.31 | 42.4 | 42.37 | 43.5 | 46.68 | Surged Maintain Status Quo | Afghanistan | AFG | 2022-01-02 | v8 | TRUE
https://raw.githubusercontent.com/mrc-ide/global-lmic-reports/master/AFG/projections.csv | 2021-06-03 | prevalence | 148649.71 | 164064.88 | 167020.66 | 167672.39 | 172896.02 | 189355.42 | Surged Maintain Status Quo | Afghanistan | AFG | 2022-01-02 | v8 | TRUE
https://raw.githubusercontent.com/mrc-ide/global-lmic-reports/master/AFG/projections.csv | 2021-06-03 | cumulative_infections | 1636434.64 | 1682721.48 | 1720025.67 | 1719690.13 | 1753026.74 | 1818894.41 | Surged Maintain Status Quo | Afghanistan | AFG | 2022-01-02 | v8 | TRUE
https://raw.githubusercontent.com/mrc-ide/global-lmic-reports/master/AFG/projections.csv | 2021-06-03 | cumulative_deaths | 2724.61 | 2816.99 | 2874.83 | 2881.47 | 2951.13 | 3058.63 | Surged Maintain Status Quo | Afghanistan | AFG | 2022-01-02 | v8 | TRUE
https://raw.githubusercontent.com/mrc-ide/global-lmic-reports/master/AFG/projections.csv | 2021-06-03 | Rt | 1.47 | 1.5 | 1.51 | 1.51 | 1.52 | 1.55 | Surged Maintain Status Quo | Afghanistan | AFG | 2022-01-02 | v8 | TRUE
https://raw.githubusercontent.com/mrc-ide/global-lmic-reports/master/AFG/projections.csv | 2021-06-03 | Reff | 1.37 | 1.4 | 1.41 | 1.41 | 1.42 | 1.44 | Surged Maintain Status Quo | Afghanistan | AFG | 2022-01-02 | v8 | TRUE
https://raw.githubusercontent.com/mrc-ide/global-lmic-reports/master/AFG/projections.csv | 2021-06-03 | infections | 26831.02 | 29674.53 | 30384.24 | 30469.35 | 31535.74 | 34743.99 | Surged Optimistic | Afghanistan | AFG | 2022-01-02 | v8 | TRUE
https://raw.githubusercontent.com/mrc-ide/global-lmic-reports/master/AFG/projections.csv | 2021-06-03 | deaths | 16.28 | 17.8 | 18.17 | 18.21 | 18.79 | 19.69 | Surged Optimistic | Afghanistan | AFG | 2022-01-02 | v8 | TRUE
https://raw.githubusercontent.com/mrc-ide/global-lmic-reports/master/AFG/projections.csv | 2021-06-03 | hospital_demand | 821.93 | 895.47 | 923.42 | 920.59 | 950.67 | 998.26 | Surged Optimistic | Afghanistan | AFG | 2022-01-02 | v8 | TRUE
https://raw.githubusercontent.com/mrc-ide/global-lmic-reports/master/AFG/projections.csv | 2021-06-03 | ICU_demand | 322.04 | 352.59 | 361.47 | 360.78 | 371.15 | 390.85 | Surged Optimistic | Afghanistan | AFG | 2022-01-02 | v8 | TRUE
https://raw.githubusercontent.com/mrc-ide/global-lmic-reports/master/AFG/projections.csv | 2021-06-03 | hospital_incidence | 120.13 | 131.84 | 135.33 | 135.22 | 138.84 | 148.98 | Surged Optimistic | Afghanistan | AFG | 2022-01-02 | v8 | TRUE
https://raw.githubusercontent.com/mrc-ide/global-lmic-reports/master/AFG/projections.csv | 2021-06-03 | ICU_incidence | 37.64 | 41.31 | 42.4 | 42.37 | 43.5 | 46.68 | Surged Optimistic | Afghanistan | AFG | 2022-01-02 | v8 | TRUE
https://raw.githubusercontent.com/mrc-ide/global-lmic-reports/master/AFG/projections.csv | 2021-06-03 | prevalence | 148649.71 | 164064.88 | 167020.66 | 167672.39 | 172896.02 | 189355.42 | Surged Optimistic | Afghanistan | AFG | 2022-01-02 | v8 | TRUE
https://raw.githubusercontent.com/mrc-ide/global-lmic-reports/master/AFG/projections.csv | 2021-06-03 | cumulative_infections | 1636434.64 | 1682721.48 | 1720025.67 | 1719690.13 | 1753026.74 | 1818894.41 | Surged Optimistic | Afghanistan | AFG | 2022-01-02 | v8 | TRUE
https://raw.githubusercontent.com/mrc-ide/global-lmic-reports/master/AFG/projections.csv | 2021-06-03 | cumulative_deaths | 2724.61 | 2816.99 | 2874.83 | 2881.47 | 2951.13 | 3058.63 | Surged Optimistic | Afghanistan | AFG | 2022-01-02 | v8 | TRUE
https://raw.githubusercontent.com/mrc-ide/global-lmic-reports/master/AFG/projections.csv | 2021-06-03 | Rt | 1.47 | 1.5 | 1.51 | 1.51 | 1.52 | 1.55 | Surged Optimistic | Afghanistan | AFG | 2022-01-02 | v8 | TRUE
https://raw.githubusercontent.com/mrc-ide/global-lmic-reports/master/AFG/projections.csv | 2021-06-03 | Reff | 1.37 | 1.4 | 1.41 | 1.41 | 1.42 | 1.44 | Surged Optimistic | Afghanistan | AFG | 2022-01-02 | v8 | TRUE
https://raw.githubusercontent.com/mrc-ide/global-lmic-reports/master/AFG/projections.csv | 2021-06-03 | infections | 26831.02 | 29674.53 | 30384.24 | 30469.35 | 31535.74 | 34743.99 | Surged Pessimistic | Afghanistan | AFG | 2022-01-02 | v8 | TRUE
https://raw.githubusercontent.com/mrc-ide/global-lmic-reports/master/AFG/projections.csv | 2021-06-03 | deaths | 16.28 | 17.8 | 18.17 | 18.21 | 18.79 | 19.69 | Surged Pessimistic | Afghanistan | AFG | 2022-01-02 | v8 | TRUE
https://raw.githubusercontent.com/mrc-ide/global-lmic-reports/master/AFG/projections.csv | 2021-06-03 | hospital_demand | 821.93 | 895.47 | 923.42 | 920.59 | 950.67 | 998.26 | Surged Pessimistic | Afghanistan | AFG | 2022-01-02 | v8 | TRUE
https://raw.githubusercontent.com/mrc-ide/global-lmic-reports/master/AFG/projections.csv | 2021-06-03 | ICU_demand | 322.04 | 352.59 | 361.47 | 360.78 | 371.15 | 390.85 | Surged Pessimistic | Afghanistan | AFG | 2022-01-02 | v8 | TRUE
https://raw.githubusercontent.com/mrc-ide/global-lmic-reports/master/AFG/projections.csv | 2021-06-03 | hospital_incidence | 120.13 | 131.84 | 135.33 | 135.22 | 138.84 | 148.98 | Surged Pessimistic | Afghanistan | AFG | 2022-01-02 | v8 | TRUE
https://raw.githubusercontent.com/mrc-ide/global-lmic-reports/master/AFG/projections.csv | 2021-06-03 | ICU_incidence | 37.64 | 41.31 | 42.4 | 42.37 | 43.5 | 46.68 | Surged Pessimistic | Afghanistan | AFG | 2022-01-02 | v8 | TRUE
https://raw.githubusercontent.com/mrc-ide/global-lmic-reports/master/AFG/projections.csv | 2021-06-03 | prevalence | 148649.71 | 164064.88 | 167020.66 | 167672.39 | 172896.02 | 189355.42 | Surged Pessimistic | Afghanistan | AFG | 2022-01-02 | v8 | TRUE
https://raw.githubusercontent.com/mrc-ide/global-lmic-reports/master/AFG/projections.csv | 2021-06-03 | cumulative_infections | 1636434.64 | 1682721.48 | 1720025.67 | 1719690.13 | 1753026.74 | 1818894.41 | Surged Pessimistic | Afghanistan | AFG | 2022-01-02 | v8 | TRUE
https://raw.githubusercontent.com/mrc-ide/global-lmic-reports/master/AFG/projections.csv | 2021-06-03 | cumulative_deaths | 2724.61 | 2816.99 | 2874.83 | 2881.47 | 2951.13 | 3058.63 | Surged Pessimistic | Afghanistan | AFG | 2022-01-02 | v8 | TRUE
https://raw.githubusercontent.com/mrc-ide/global-lmic-reports/master/AFG/projections.csv | 2021-06-03 | Rt | 1.47 | 1.5 | 1.51 | 1.51 | 1.52 | 1.55 | Surged Pessimistic | Afghanistan | AFG | 2022-01-02 | v8 | TRUE
https://raw.githubusercontent.com/mrc-ide/global-lmic-reports/master/AFG/projections.csv | 2021-06-03 | Reff | 1.37 | 1.4 | 1.41 | 1.41 | 1.42 | 1.44 | Surged Pessimistic | Afghanistan | AFG | 2022-01-02 | v8 | TRUE
https://raw.githubusercontent.com/mrc-ide/global-lmic-reports/master/AFG/projections.csv | 2021-06-03 | infections | 26831.02 | 29674.53 | 30384.24 | 30469.35 | 31535.74 | 34743.99 | Surged Relax Interventions 50% | Afghanistan | AFG | 2022-01-02 | v8 | TRUE
https://raw.githubusercontent.com/mrc-ide/global-lmic-reports/master/AFG/projections.csv | 2021-06-03 | deaths | 16.28 | 17.8 | 18.17 | 18.21 | 18.79 | 19.69 | Surged Relax Interventions 50% | Afghanistan | AFG | 2022-01-02 | v8 | TRUE
https://raw.githubusercontent.com/mrc-ide/global-lmic-reports/master/AFG/projections.csv | 2021-06-03 | hospital_demand | 821.93 | 895.47 | 923.42 | 920.59 | 950.67 | 998.26 | Surged Relax Interventions 50% | Afghanistan | AFG | 2022-01-02 | v8 | TRUE
https://raw.githubusercontent.com/mrc-ide/global-lmic-reports/master/AFG/projections.csv | 2021-06-03 | ICU_demand | 322.04 | 352.59 | 361.47 | 360.78 | 371.15 | 390.85 | Surged Relax Interventions 50% | Afghanistan | AFG | 2022-01-02 | v8 | TRUE
https://raw.githubusercontent.com/mrc-ide/global-lmic-reports/master/AFG/projections.csv | 2021-06-03 | hospital_incidence | 120.13 | 131.84 | 135.33 | 135.22 | 138.84 | 148.98 | Surged Relax Interventions 50% | Afghanistan | AFG | 2022-01-02 | v8 | TRUE
https://raw.githubusercontent.com/mrc-ide/global-lmic-reports/master/AFG/projections.csv | 2021-06-03 | ICU_incidence | 37.64 | 41.31 | 42.4 | 42.37 | 43.5 | 46.68 | Surged Relax Interventions 50% | Afghanistan | AFG | 2022-01-02 | v8 | TRUE
https://raw.githubusercontent.com/mrc-ide/global-lmic-reports/master/AFG/projections.csv | 2021-06-03 | prevalence | 148649.71 | 164064.88 | 167020.66 | 167672.39 | 172896.02 | 189355.42 | Surged Relax Interventions 50% | Afghanistan | AFG | 2022-01-02 | v8 | TRUE
https://raw.githubusercontent.com/mrc-ide/global-lmic-reports/master/AFG/projections.csv | 2021-06-03 | cumulative_infections | 1636434.64 | 1682721.48 | 1720025.67 | 1719690.13 | 1753026.74 | 1818894.41 | Surged Relax Interventions 50% | Afghanistan | AFG | 2022-01-02 | v8 | TRUE
https://raw.githubusercontent.com/mrc-ide/global-lmic-reports/master/AFG/projections.csv | 2021-06-03 | cumulative_deaths | 2724.61 | 2816.99 | 2874.83 | 2881.47 | 2951.13 | 3058.63 | Surged Relax Interventions 50% | Afghanistan | AFG | 2022-01-02 | v8 | TRUE
https://raw.githubusercontent.com/mrc-ide/global-lmic-reports/master/AFG/projections.csv | 2021-06-03 | Rt | 1.47 | 1.5 | 1.51 | 1.51 | 1.52 | 1.55 | Surged Relax Interventions 50% | Afghanistan | AFG | 2022-01-02 | v8 | TRUE
https://raw.githubusercontent.com/mrc-ide/global-lmic-reports/master/AFG/projections.csv | 2021-06-03 | Reff | 1.37 | 1.4 | 1.41 | 1.41 | 1.42 | 1.44 | Surged Relax Interventions 50% | Afghanistan | AFG | 2022-01-02 | v8 | TRUE
https://raw.githubusercontent.com/mrc-ide/global-lmic-reports/master/AFG/projections.csv | 2021-06-04 | infections | 28281.73 | 30341.93 | 31733.63 | 31746.41 | 32962.87 | 35603.99 | Additional 50% Reduction | Afghanistan | AFG | 2022-01-02 | v8 | TRUE
https://raw.githubusercontent.com/mrc-ide/global-lmic-reports/master/AFG/projections.csv | 2021-06-04 | deaths | 31.73 | 34.32 | 36.13 | 36.26 | 38.08 | 41.28 | Additional 50% Reduction | Afghanistan | AFG | 2022-01-02 | v8 | TRUE
https://raw.githubusercontent.com/mrc-ide/global-lmic-reports/master/AFG/projections.csv | 2021-06-04 | hospital_demand | 882.35 | 933.6 | 975.69 | 975.61 | 1011.47 | 1073.86 | Additional 50% Reduction | Afghanistan | AFG | 2022-01-02 | v8 | TRUE
https://raw.githubusercontent.com/mrc-ide/global-lmic-reports/master/AFG/projections.csv | 2021-06-04 | ICU_demand | 305.59 | 308.62 | 310.9 | 311.05 | 313.21 | 317.18 | Additional 50% Reduction | Afghanistan | AFG | 2022-01-02 | v8 | TRUE
https://raw.githubusercontent.com/mrc-ide/global-lmic-reports/master/AFG/projections.csv | 2021-06-04 | hospital_incidence | 130.11 | 138.29 | 144.39 | 144.76 | 150.57 | 161.76 | Additional 50% Reduction | Afghanistan | AFG | 2022-01-02 | v8 | TRUE
https://raw.githubusercontent.com/mrc-ide/global-lmic-reports/master/AFG/projections.csv | 2021-06-04 | ICU_incidence | 40.78 | 43.34 | 45.25 | 45.37 | 47.19 | 50.69 | Additional 50% Reduction | Afghanistan | AFG | 2022-01-02 | v8 | TRUE
https://raw.githubusercontent.com/mrc-ide/global-lmic-reports/master/AFG/projections.csv | 2021-06-04 | prevalence | 159928.66 | 171171.81 | 178381.65 | 178658.38 | 185667.36 | 201442.02 | Additional 50% Reduction | Afghanistan | AFG | 2022-01-02 | v8 | TRUE
https://raw.githubusercontent.com/mrc-ide/global-lmic-reports/master/AFG/projections.csv | 2021-06-04 | cumulative_infections | 1644552.15 | 1723915.09 | 1757298.33 | 1765861.4 | 1802151.12 | 1930882.72 | Additional 50% Reduction | Afghanistan | AFG | 2022-01-02 | v8 | TRUE
https://raw.githubusercontent.com/mrc-ide/global-lmic-reports/master/AFG/projections.csv | 2021-06-04 | cumulative_deaths | 2791.83 | 2924.08 | 3004.16 | 3012.57 | 3081.32 | 3346.05 | Additional 50% Reduction | Afghanistan | AFG | 2022-01-02 | v8 | TRUE
https://raw.githubusercontent.com/mrc-ide/global-lmic-reports/master/AFG/projections.csv | 2021-06-04 | Rt | 1.35 | 1.37 | 1.39 | 1.38 | 1.4 | 1.42 | Additional 50% Reduction | Afghanistan | AFG | 2022-01-02 | v8 | TRUE
https://raw.githubusercontent.com/mrc-ide/global-lmic-reports/master/AFG/projections.csv | 2021-06-04 | Reff | 1.26 | 1.28 | 1.29 | 1.29 | 1.3 | 1.32 | Additional 50% Reduction | Afghanistan | AFG | 2022-01-02 | v8 | TRUE
https://raw.githubusercontent.com/mrc-ide/global-lmic-reports/master/AFG/projections.csv | 2021-06-04 | infections | 28281.73 | 30341.93 | 31733.63 | 31746.41 | 32962.87 | 35603.99 | Maintain Status Quo | Afghanistan | AFG | 2022-01-02 | v8 | TRUE
https://raw.githubusercontent.com/mrc-ide/global-lmic-reports/master/AFG/projections.csv | 2021-06-04 | deaths | 31.73 | 34.32 | 36.13 | 36.26 | 38.08 | 41.28 | Maintain Status Quo | Afghanistan | AFG | 2022-01-02 | v8 | TRUE
https://raw.githubusercontent.com/mrc-ide/global-lmic-reports/master/AFG/projections.csv | 2021-06-04 | hospital_demand | 882.35 | 933.6 | 975.69 | 975.61 | 1011.47 | 1073.86 | Maintain Status Quo | Afghanistan | AFG | 2022-01-02 | v8 | TRUE
https://raw.githubusercontent.com/mrc-ide/global-lmic-reports/master/AFG/projections.csv | 2021-06-04 | ICU_demand | 305.59 | 308.62 | 310.9 | 311.05 | 313.21 | 317.18 | Maintain Status Quo | Afghanistan | AFG | 2022-01-02 | v8 | TRUE
https://raw.githubusercontent.com/mrc-ide/global-lmic-reports/master/AFG/projections.csv | 2021-06-04 | hospital_incidence | 130.11 | 138.29 | 144.39 | 144.76 | 150.57 | 161.76 | Maintain Status Quo | Afghanistan | AFG | 2022-01-02 | v8 | TRUE
https://raw.githubusercontent.com/mrc-ide/global-lmic-reports/master/AFG/projections.csv | 2021-06-04 | ICU_incidence | 40.78 | 43.34 | 45.25 | 45.37 | 47.19 | 50.69 | Maintain Status Quo | Afghanistan | AFG | 2022-01-02 | v8 | TRUE
https://raw.githubusercontent.com/mrc-ide/global-lmic-reports/master/AFG/projections.csv | 2021-06-04 | prevalence | 159928.66 | 171171.81 | 178381.65 | 178658.38 | 185667.36 | 201442.02 | Maintain Status Quo | Afghanistan | AFG | 2022-01-02 | v8 | TRUE
https://raw.githubusercontent.com/mrc-ide/global-lmic-reports/master/AFG/projections.csv | 2021-06-04 | cumulative_infections | 1644552.15 | 1723915.09 | 1757298.33 | 1765861.4 | 1802151.12 | 1930882.72 | Maintain Status Quo | Afghanistan | AFG | 2022-01-02 | v8 | TRUE
https://raw.githubusercontent.com/mrc-ide/global-lmic-reports/master/AFG/projections.csv | 2021-06-04 | cumulative_deaths | 2791.83 | 2924.08 | 3004.16 | 3012.57 | 3081.32 | 3346.05 | Maintain Status Quo | Afghanistan | AFG | 2022-01-02 | v8 | TRUE
https://raw.githubusercontent.com/mrc-ide/global-lmic-reports/master/AFG/projections.csv | 2021-06-04 | Rt | 1.35 | 1.37 | 1.39 | 1.38 | 1.4 | 1.42 | Maintain Status Quo | Afghanistan | AFG | 2022-01-02 | v8 | TRUE
https://raw.githubusercontent.com/mrc-ide/global-lmic-reports/master/AFG/projections.csv | 2021-06-04 | Reff | 1.26 | 1.28 | 1.29 | 1.29 | 1.3 | 1.32 | Maintain Status Quo | Afghanistan | AFG | 2022-01-02 | v8 | TRUE
https://raw.githubusercontent.com/mrc-ide/global-lmic-reports/master/AFG/projections.csv | 2021-06-04 | infections | 28281.73 | 30341.93 | 31733.63 | 31746.41 | 32962.87 | 35603.99 | Optimistic | Afghanistan | AFG | 2022-01-02 | v8 | TRUE
https://raw.githubusercontent.com/mrc-ide/global-lmic-reports/master/AFG/projections.csv | 2021-06-04 | deaths | 31.73 | 34.32 | 36.13 | 36.26 | 38.08 | 41.28 | Optimistic | Afghanistan | AFG | 2022-01-02 | v8 | TRUE
https://raw.githubusercontent.com/mrc-ide/global-lmic-reports/master/AFG/projections.csv | 2021-06-04 | hospital_demand | 882.35 | 933.6 | 975.69 | 975.61 | 1011.47 | 1073.86 | Optimistic | Afghanistan | AFG | 2022-01-02 | v8 | TRUE
https://raw.githubusercontent.com/mrc-ide/global-lmic-reports/master/AFG/projections.csv | 2021-06-04 | ICU_demand | 305.59 | 308.62 | 310.9 | 311.05 | 313.21 | 317.18 | Optimistic | Afghanistan | AFG | 2022-01-02 | v8 | TRUE
https://raw.githubusercontent.com/mrc-ide/global-lmic-reports/master/AFG/projections.csv | 2021-06-04 | hospital_incidence | 130.11 | 138.29 | 144.39 | 144.76 | 150.57 | 161.76 | Optimistic | Afghanistan | AFG | 2022-01-02 | v8 | TRUE
https://raw.githubusercontent.com/mrc-ide/global-lmic-reports/master/AFG/projections.csv | 2021-06-04 | ICU_incidence | 40.78 | 43.34 | 45.25 | 45.37 | 47.19 | 50.69 | Optimistic | Afghanistan | AFG | 2022-01-02 | v8 | TRUE
https://raw.githubusercontent.com/mrc-ide/global-lmic-reports/master/AFG/projections.csv | 2021-06-04 | prevalence | 159928.66 | 171171.81 | 178381.65 | 178658.38 | 185667.36 | 201442.02 | Optimistic | Afghanistan | AFG | 2022-01-02 | v8 | TRUE
https://raw.githubusercontent.com/mrc-ide/global-lmic-reports/master/AFG/projections.csv | 2021-06-04 | cumulative_infections | 1644552.15 | 1723915.09 | 1757298.33 | 1765861.4 | 1802151.12 | 1930882.72 | Optimistic | Afghanistan | AFG | 2022-01-02 | v8 | TRUE
https://raw.githubusercontent.com/mrc-ide/global-lmic-reports/master/AFG/projections.csv | 2021-06-04 | cumulative_deaths | 2791.83 | 2924.08 | 3004.16 | 3012.57 | 3081.32 | 3346.05 | Optimistic | Afghanistan | AFG | 2022-01-02 | v8 | TRUE
https://raw.githubusercontent.com/mrc-ide/global-lmic-reports/master/AFG/projections.csv | 2021-06-04 | Rt | 1.35 | 1.37 | 1.39 | 1.38 | 1.4 | 1.42 | Optimistic | Afghanistan | AFG | 2022-01-02 | v8 | TRUE
https://raw.githubusercontent.com/mrc-ide/global-lmic-reports/master/AFG/projections.csv | 2021-06-04 | Reff | 1.26 | 1.28 | 1.29 | 1.29 | 1.3 | 1.32 | Optimistic | Afghanistan | AFG | 2022-01-02 | v8 | TRUE
https://raw.githubusercontent.com/mrc-ide/global-lmic-reports/master/AFG/projections.csv | 2021-06-04 | infections | 28281.73 | 30341.93 | 31733.63 | 31746.41 | 32962.87 | 35603.99 | Pessimistic | Afghanistan | AFG | 2022-01-02 | v8 | TRUE
https://raw.githubusercontent.com/mrc-ide/global-lmic-reports/master/AFG/projections.csv | 2021-06-04 | deaths | 31.73 | 34.32 | 36.13 | 36.26 | 38.08 | 41.28 | Pessimistic | Afghanistan | AFG | 2022-01-02 | v8 | TRUE
https://raw.githubusercontent.com/mrc-ide/global-lmic-reports/master/AFG/projections.csv | 2021-06-04 | hospital_demand | 882.35 | 933.6 | 975.69 | 975.61 | 1011.47 | 1073.86 | Pessimistic | Afghanistan | AFG | 2022-01-02 | v8 | TRUE
https://raw.githubusercontent.com/mrc-ide/global-lmic-reports/master/AFG/projections.csv | 2021-06-04 | ICU_demand | 305.59 | 308.62 | 310.9 | 311.05 | 313.21 | 317.18 | Pessimistic | Afghanistan | AFG | 2022-01-02 | v8 | TRUE
https://raw.githubusercontent.com/mrc-ide/global-lmic-reports/master/AFG/projections.csv | 2021-06-04 | hospital_incidence | 130.11 | 138.29 | 144.39 | 144.76 | 150.57 | 161.76 | Pessimistic | Afghanistan | AFG | 2022-01-02 | v8 | TRUE
https://raw.githubusercontent.com/mrc-ide/global-lmic-reports/master/AFG/projections.csv | 2021-06-04 | ICU_incidence | 40.78 | 43.34 | 45.25 | 45.37 | 47.19 | 50.69 | Pessimistic | Afghanistan | AFG | 2022-01-02 | v8 | TRUE
https://raw.githubusercontent.com/mrc-ide/global-lmic-reports/master/AFG/projections.csv | 2021-06-04 | prevalence | 159928.66 | 171171.81 | 178381.65 | 178658.38 | 185667.36 | 201442.02 | Pessimistic | Afghanistan | AFG | 2022-01-02 | v8 | TRUE
https://raw.githubusercontent.com/mrc-ide/global-lmic-reports/master/AFG/projections.csv | 2021-06-04 | cumulative_infections | 1644552.15 | 1723915.09 | 1757298.33 | 1765861.4 | 1802151.12 | 1930882.72 | Pessimistic | Afghanistan | AFG | 2022-01-02 | v8 | TRUE
https://raw.githubusercontent.com/mrc-ide/global-lmic-reports/master/AFG/projections.csv | 2021-06-04 | cumulative_deaths | 2791.83 | 2924.08 | 3004.16 | 3012.57 | 3081.32 | 3346.05 | Pessimistic | Afghanistan | AFG | 2022-01-02 | v8 | TRUE
https://raw.githubusercontent.com/mrc-ide/global-lmic-reports/master/AFG/projections.csv | 2021-06-04 | Rt | 1.35 | 1.37 | 1.39 | 1.38 | 1.4 | 1.42 | Pessimistic | Afghanistan | AFG | 2022-01-02 | v8 | TRUE
https://raw.githubusercontent.com/mrc-ide/global-lmic-reports/master/AFG/projections.csv | 2021-06-04 | Reff | 1.26 | 1.28 | 1.29 | 1.29 | 1.3 | 1.32 | Pessimistic | Afghanistan | AFG | 2022-01-02 | v8 | TRUE
https://raw.githubusercontent.com/mrc-ide/global-lmic-reports/master/AFG/projections.csv | 2021-06-04 | infections | 28281.73 | 30341.93 | 31733.63 | 31746.41 | 32962.87 | 35603.99 | Relax Interventions 50% | Afghanistan | AFG | 2022-01-02 | v8 | TRUE
https://raw.githubusercontent.com/mrc-ide/global-lmic-reports/master/AFG/projections.csv | 2021-06-04 | deaths | 31.73 | 34.32 | 36.13 | 36.26 | 38.08 | 41.28 | Relax Interventions 50% | Afghanistan | AFG | 2022-01-02 | v8 | TRUE
https://raw.githubusercontent.com/mrc-ide/global-lmic-reports/master/AFG/projections.csv | 2021-06-04 | hospital_demand | 882.35 | 933.6 | 975.69 | 975.61 | 1011.47 | 1073.86 | Relax Interventions 50% | Afghanistan | AFG | 2022-01-02 | v8 | TRUE
https://raw.githubusercontent.com/mrc-ide/global-lmic-reports/master/AFG/projections.csv | 2021-06-04 | ICU_demand | 305.59 | 308.62 | 310.9 | 311.05 | 313.21 | 317.18 | Relax Interventions 50% | Afghanistan | AFG | 2022-01-02 | v8 | TRUE
https://raw.githubusercontent.com/mrc-ide/global-lmic-reports/master/AFG/projections.csv | 2021-06-04 | hospital_incidence | 130.11 | 138.29 | 144.39 | 144.76 | 150.57 | 161.76 | Relax Interventions 50% | Afghanistan | AFG | 2022-01-02 | v8 | TRUE
https://raw.githubusercontent.com/mrc-ide/global-lmic-reports/master/AFG/projections.csv | 2021-06-04 | ICU_incidence | 40.78 | 43.34 | 45.25 | 45.37 | 47.19 | 50.69 | Relax Interventions 50% | Afghanistan | AFG | 2022-01-02 | v8 | TRUE
https://raw.githubusercontent.com/mrc-ide/global-lmic-reports/master/AFG/projections.csv | 2021-06-04 | prevalence | 159928.66 | 171171.81 | 178381.65 | 178658.38 | 185667.36 | 201442.02 | Relax Interventions 50% | Afghanistan | AFG | 2022-01-02 | v8 | TRUE
https://raw.githubusercontent.com/mrc-ide/global-lmic-reports/master/AFG/projections.csv | 2021-06-04 | cumulative_infections | 1644552.15 | 1723915.09 | 1757298.33 | 1765861.4 | 1802151.12 | 1930882.72 | Relax Interventions 50% | Afghanistan | AFG | 2022-01-02 | v8 | TRUE
https://raw.githubusercontent.com/mrc-ide/global-lmic-reports/master/AFG/projections.csv | 2021-06-04 | cumulative_deaths | 2791.83 | 2924.08 | 3004.16 | 3012.57 | 3081.32 | 3346.05 | Relax Interventions 50% | Afghanistan | AFG | 2022-01-02 | v8 | TRUE
https://raw.githubusercontent.com/mrc-ide/global-lmic-reports/master/AFG/projections.csv | 2021-06-04 | Rt | 1.35 | 1.37 | 1.39 | 1.38 | 1.4 | 1.42 | Relax Interventions 50% | Afghanistan | AFG | 2022-01-02 | v8 | TRUE
https://raw.githubusercontent.com/mrc-ide/global-lmic-reports/master/AFG/projections.csv | 2021-06-04 | Reff | 1.26 | 1.28 | 1.29 | 1.29 | 1.3 | 1.32 | Relax Interventions 50% | Afghanistan | AFG | 2022-01-02 | v8 | TRUE
https://raw.githubusercontent.com/mrc-ide/global-lmic-reports/master/AFG/projections.csv | 2021-06-04 | infections | 27792.1 | 30459.99 | 31359.67 | 31446.12 | 32484.86 | 35304.19 | Surged Additional 50% Reduction | Afghanistan | AFG | 2022-01-02 | v8 | TRUE
https://raw.githubusercontent.com/mrc-ide/global-lmic-reports/master/AFG/projections.csv | 2021-06-04 | deaths | 17.04 | 18.62 | 19.08 | 19.07 | 19.66 | 20.63 | Surged Additional 50% Reduction | Afghanistan | AFG | 2022-01-02 | v8 | TRUE
https://raw.githubusercontent.com/mrc-ide/global-lmic-reports/master/AFG/projections.csv | 2021-06-04 | hospital_demand | 863.75 | 944.01 | 972.9 | 970.12 | 1003.07 | 1054.85 | Surged Additional 50% Reduction | Afghanistan | AFG | 2022-01-02 | v8 | TRUE
https://raw.githubusercontent.com/mrc-ide/global-lmic-reports/master/AFG/projections.csv | 2021-06-04 | ICU_demand | 338.52 | 370.83 | 380.4 | 379.54 | 390.33 | 412.09 | Surged Additional 50% Reduction | Afghanistan | AFG | 2022-01-02 | v8 | TRUE
https://raw.githubusercontent.com/mrc-ide/global-lmic-reports/master/AFG/projections.csv | 2021-06-04 | hospital_incidence | 127.44 | 139.93 | 143.22 | 143.32 | 147.4 | 158.82 | Surged Additional 50% Reduction | Afghanistan | AFG | 2022-01-02 | v8 | TRUE
https://raw.githubusercontent.com/mrc-ide/global-lmic-reports/master/AFG/projections.csv | 2021-06-04 | ICU_incidence | 39.94 | 43.85 | 44.89 | 44.92 | 46.2 | 49.77 | Surged Additional 50% Reduction | Afghanistan | AFG | 2022-01-02 | v8 | TRUE
https://raw.githubusercontent.com/mrc-ide/global-lmic-reports/master/AFG/projections.csv | 2021-06-04 | prevalence | 156254.12 | 172895.84 | 176269.63 | 176835.43 | 182347.76 | 199727 | Surged Additional 50% Reduction | Afghanistan | AFG | 2022-01-02 | v8 | TRUE
https://raw.githubusercontent.com/mrc-ide/global-lmic-reports/master/AFG/projections.csv | 2021-06-04 | cumulative_infections | 1665296.98 | 1713500.92 | 1752129.52 | 1751136.25 | 1784288.88 | 1853902.49 | Surged Additional 50% Reduction | Afghanistan | AFG | 2022-01-02 | v8 | TRUE
https://raw.githubusercontent.com/mrc-ide/global-lmic-reports/master/AFG/projections.csv | 2021-06-04 | cumulative_deaths | 2743.38 | 2836.33 | 2894.53 | 2900.54 | 2970.23 | 3077.89 | Surged Additional 50% Reduction | Afghanistan | AFG | 2022-01-02 | v8 | TRUE
https://raw.githubusercontent.com/mrc-ide/global-lmic-reports/master/AFG/projections.csv | 2021-06-04 | Rt | 1.35 | 1.37 | 1.39 | 1.38 | 1.4 | 1.42 | Surged Additional 50% Reduction | Afghanistan | AFG | 2022-01-02 | v8 | TRUE
https://raw.githubusercontent.com/mrc-ide/global-lmic-reports/master/AFG/projections.csv | 2021-06-04 | Reff | 1.25 | 1.28 | 1.29 | 1.29 | 1.3 | 1.32 | Surged Additional 50% Reduction | Afghanistan | AFG | 2022-01-02 | v8 | TRUE
https://raw.githubusercontent.com/mrc-ide/global-lmic-reports/master/AFG/projections.csv | 2021-06-04 | infections | 27792.1 | 30459.99 | 31359.67 | 31446.12 | 32484.86 | 35304.19 | Surged Maintain Status Quo | Afghanistan | AFG | 2022-01-02 | v8 | TRUE
https://raw.githubusercontent.com/mrc-ide/global-lmic-reports/master/AFG/projections.csv | 2021-06-04 | deaths | 17.04 | 18.62 | 19.08 | 19.07 | 19.66 | 20.63 | Surged Maintain Status Quo | Afghanistan | AFG | 2022-01-02 | v8 | TRUE
https://raw.githubusercontent.com/mrc-ide/global-lmic-reports/master/AFG/projections.csv | 2021-06-04 | hospital_demand | 863.75 | 944.01 | 972.9 | 970.12 | 1003.07 | 1054.85 | Surged Maintain Status Quo | Afghanistan | AFG | 2022-01-02 | v8 | TRUE
https://raw.githubusercontent.com/mrc-ide/global-lmic-reports/master/AFG/projections.csv | 2021-06-04 | ICU_demand | 338.52 | 370.83 | 380.4 | 379.54 | 390.33 | 412.09 | Surged Maintain Status Quo | Afghanistan | AFG | 2022-01-02 | v8 | TRUE
https://raw.githubusercontent.com/mrc-ide/global-lmic-reports/master/AFG/projections.csv | 2021-06-04 | hospital_incidence | 127.44 | 139.93 | 143.22 | 143.32 | 147.4 | 158.82 | Surged Maintain Status Quo | Afghanistan | AFG | 2022-01-02 | v8 | TRUE
https://raw.githubusercontent.com/mrc-ide/global-lmic-reports/master/AFG/projections.csv | 2021-06-04 | ICU_incidence | 39.94 | 43.85 | 44.89 | 44.92 | 46.2 | 49.77 | Surged Maintain Status Quo | Afghanistan | AFG | 2022-01-02 | v8 | TRUE
https://raw.githubusercontent.com/mrc-ide/global-lmic-reports/master/AFG/projections.csv | 2021-06-04 | prevalence | 156254.12 | 172895.84 | 176269.63 | 176835.43 | 182347.76 | 199727 | Surged Maintain Status Quo | Afghanistan | AFG | 2022-01-02 | v8 | TRUE
https://raw.githubusercontent.com/mrc-ide/global-lmic-reports/master/AFG/projections.csv | 2021-06-04 | cumulative_infections | 1665296.98 | 1713500.92 | 1752129.52 | 1751136.25 | 1784288.88 | 1853902.49 | Surged Maintain Status Quo | Afghanistan | AFG | 2022-01-02 | v8 | TRUE
https://raw.githubusercontent.com/mrc-ide/global-lmic-reports/master/AFG/projections.csv | 2021-06-04 | cumulative_deaths | 2743.38 | 2836.33 | 2894.53 | 2900.54 | 2970.23 | 3077.89 | Surged Maintain Status Quo | Afghanistan | AFG | 2022-01-02 | v8 | TRUE
https://raw.githubusercontent.com/mrc-ide/global-lmic-reports/master/AFG/projections.csv | 2021-06-04 | Rt | 1.35 | 1.37 | 1.39 | 1.38 | 1.4 | 1.42 | Surged Maintain Status Quo | Afghanistan | AFG | 2022-01-02 | v8 | TRUE
https://raw.githubusercontent.com/mrc-ide/global-lmic-reports/master/AFG/projections.csv | 2021-06-04 | Reff | 1.25 | 1.28 | 1.29 | 1.29 | 1.3 | 1.32 | Surged Maintain Status Quo | Afghanistan | AFG | 2022-01-02 | v8 | TRUE
https://raw.githubusercontent.com/mrc-ide/global-lmic-reports/master/AFG/projections.csv | 2021-06-04 | infections | 27792.1 | 30459.99 | 31359.67 | 31446.12 | 32484.86 | 35304.19 | Surged Optimistic | Afghanistan | AFG | 2022-01-02 | v8 | TRUE
https://raw.githubusercontent.com/mrc-ide/global-lmic-reports/master/AFG/projections.csv | 2021-06-04 | deaths | 17.04 | 18.62 | 19.08 | 19.07 | 19.66 | 20.63 | Surged Optimistic | Afghanistan | AFG | 2022-01-02 | v8 | TRUE
https://raw.githubusercontent.com/mrc-ide/global-lmic-reports/master/AFG/projections.csv | 2021-06-04 | hospital_demand | 863.75 | 944.01 | 972.9 | 970.12 | 1003.07 | 1054.85 | Surged Optimistic | Afghanistan | AFG | 2022-01-02 | v8 | TRUE
https://raw.githubusercontent.com/mrc-ide/global-lmic-reports/master/AFG/projections.csv | 2021-06-04 | ICU_demand | 338.52 | 370.83 | 380.4 | 379.54 | 390.33 | 412.09 | Surged Optimistic | Afghanistan | AFG | 2022-01-02 | v8 | TRUE
https://raw.githubusercontent.com/mrc-ide/global-lmic-reports/master/AFG/projections.csv | 2021-06-04 | hospital_incidence | 127.44 | 139.93 | 143.22 | 143.32 | 147.4 | 158.82 | Surged Optimistic | Afghanistan | AFG | 2022-01-02 | v8 | TRUE
https://raw.githubusercontent.com/mrc-ide/global-lmic-reports/master/AFG/projections.csv | 2021-06-04 | ICU_incidence | 39.94 | 43.85 | 44.89 | 44.92 | 46.2 | 49.77 | Surged Optimistic | Afghanistan | AFG | 2022-01-02 | v8 | TRUE
https://raw.githubusercontent.com/mrc-ide/global-lmic-reports/master/AFG/projections.csv | 2021-06-04 | prevalence | 156254.12 | 172895.84 | 176269.63 | 176835.43 | 182347.76 | 199727 | Surged Optimistic | Afghanistan | AFG | 2022-01-02 | v8 | TRUE
https://raw.githubusercontent.com/mrc-ide/global-lmic-reports/master/AFG/projections.csv | 2021-06-04 | cumulative_infections | 1665296.98 | 1713500.92 | 1752129.52 | 1751136.25 | 1784288.88 | 1853902.49 | Surged Optimistic | Afghanistan | AFG | 2022-01-02 | v8 | TRUE
https://raw.githubusercontent.com/mrc-ide/global-lmic-reports/master/AFG/projections.csv | 2021-06-04 | cumulative_deaths | 2743.38 | 2836.33 | 2894.53 | 2900.54 | 2970.23 | 3077.89 | Surged Optimistic | Afghanistan | AFG | 2022-01-02 | v8 | TRUE
https://raw.githubusercontent.com/mrc-ide/global-lmic-reports/master/AFG/projections.csv | 2021-06-04 | Rt | 1.35 | 1.37 | 1.39 | 1.38 | 1.4 | 1.42 | Surged Optimistic | Afghanistan | AFG | 2022-01-02 | v8 | TRUE
https://raw.githubusercontent.com/mrc-ide/global-lmic-reports/master/AFG/projections.csv | 2021-06-04 | Reff | 1.25 | 1.28 | 1.29 | 1.29 | 1.3 | 1.32 | Surged Optimistic | Afghanistan | AFG | 2022-01-02 | v8 | TRUE
https://raw.githubusercontent.com/mrc-ide/global-lmic-reports/master/AFG/projections.csv | 2021-06-04 | infections | 27792.1 | 30459.99 | 31359.67 | 31446.12 | 32484.86 | 35304.19 | Surged Pessimistic | Afghanistan | AFG | 2022-01-02 | v8 | TRUE
https://raw.githubusercontent.com/mrc-ide/global-lmic-reports/master/AFG/projections.csv | 2021-06-04 | deaths | 17.04 | 18.62 | 19.08 | 19.07 | 19.66 | 20.63 | Surged Pessimistic | Afghanistan | AFG | 2022-01-02 | v8 | TRUE
https://raw.githubusercontent.com/mrc-ide/global-lmic-reports/master/AFG/projections.csv | 2021-06-04 | hospital_demand | 863.75 | 944.01 | 972.9 | 970.12 | 1003.07 | 1054.85 | Surged Pessimistic | Afghanistan | AFG | 2022-01-02 | v8 | TRUE
https://raw.githubusercontent.com/mrc-ide/global-lmic-reports/master/AFG/projections.csv | 2021-06-04 | ICU_demand | 338.52 | 370.83 | 380.4 | 379.54 | 390.33 | 412.09 | Surged Pessimistic | Afghanistan | AFG | 2022-01-02 | v8 | TRUE
https://raw.githubusercontent.com/mrc-ide/global-lmic-reports/master/AFG/projections.csv | 2021-06-04 | hospital_incidence | 127.44 | 139.93 | 143.22 | 143.32 | 147.4 | 158.82 | Surged Pessimistic | Afghanistan | AFG | 2022-01-02 | v8 | TRUE
https://raw.githubusercontent.com/mrc-ide/global-lmic-reports/master/AFG/projections.csv | 2021-06-04 | ICU_incidence | 39.94 | 43.85 | 44.89 | 44.92 | 46.2 | 49.77 | Surged Pessimistic | Afghanistan | AFG | 2022-01-02 | v8 | TRUE
https://raw.githubusercontent.com/mrc-ide/global-lmic-reports/master/AFG/projections.csv | 2021-06-04 | prevalence | 156254.12 | 172895.84 | 176269.63 | 176835.43 | 182347.76 | 199727 | Surged Pessimistic | Afghanistan | AFG | 2022-01-02 | v8 | TRUE
https://raw.githubusercontent.com/mrc-ide/global-lmic-reports/master/AFG/projections.csv | 2021-06-04 | cumulative_infections | 1665296.98 | 1713500.92 | 1752129.52 | 1751136.25 | 1784288.88 | 1853902.49 | Surged Pessimistic | Afghanistan | AFG | 2022-01-02 | v8 | TRUE
https://raw.githubusercontent.com/mrc-ide/global-lmic-reports/master/AFG/projections.csv | 2021-06-04 | cumulative_deaths | 2743.38 | 2836.33 | 2894.53 | 2900.54 | 2970.23 | 3077.89 | Surged Pessimistic | Afghanistan | AFG | 2022-01-02 | v8 | TRUE
https://raw.githubusercontent.com/mrc-ide/global-lmic-reports/master/AFG/projections.csv | 2021-06-04 | Rt | 1.35 | 1.37 | 1.39 | 1.38 | 1.4 | 1.42 | Surged Pessimistic | Afghanistan | AFG | 2022-01-02 | v8 | TRUE
https://raw.githubusercontent.com/mrc-ide/global-lmic-reports/master/AFG/projections.csv | 2021-06-04 | Reff | 1.25 | 1.28 | 1.29 | 1.29 | 1.3 | 1.32 | Surged Pessimistic | Afghanistan | AFG | 2022-01-02 | v8 | TRUE
https://raw.githubusercontent.com/mrc-ide/global-lmic-reports/master/AFG/projections.csv | 2021-06-04 | infections | 27792.1 | 30459.99 | 31359.67 | 31446.12 | 32484.86 | 35304.19 | Surged Relax Interventions 50% | Afghanistan | AFG | 2022-01-02 | v8 | TRUE
https://raw.githubusercontent.com/mrc-ide/global-lmic-reports/master/AFG/projections.csv | 2021-06-04 | deaths | 17.04 | 18.62 | 19.08 | 19.07 | 19.66 | 20.63 | Surged Relax Interventions 50% | Afghanistan | AFG | 2022-01-02 | v8 | TRUE
https://raw.githubusercontent.com/mrc-ide/global-lmic-reports/master/AFG/projections.csv | 2021-06-04 | hospital_demand | 863.75 | 944.01 | 972.9 | 970.12 | 1003.07 | 1054.85 | Surged Relax Interventions 50% | Afghanistan | AFG | 2022-01-02 | v8 | TRUE
https://raw.githubusercontent.com/mrc-ide/global-lmic-reports/master/AFG/projections.csv | 2021-06-04 | ICU_demand | 338.52 | 370.83 | 380.4 | 379.54 | 390.33 | 412.09 | Surged Relax Interventions 50% | Afghanistan | AFG | 2022-01-02 | v8 | TRUE
https://raw.githubusercontent.com/mrc-ide/global-lmic-reports/master/AFG/projections.csv | 2021-06-04 | hospital_incidence | 127.44 | 139.93 | 143.22 | 143.32 | 147.4 | 158.82 | Surged Relax Interventions 50% | Afghanistan | AFG | 2022-01-02 | v8 | TRUE
https://raw.githubusercontent.com/mrc-ide/global-lmic-reports/master/AFG/projections.csv | 2021-06-04 | ICU_incidence | 39.94 | 43.85 | 44.89 | 44.92 | 46.2 | 49.77 | Surged Relax Interventions 50% | Afghanistan | AFG | 2022-01-02 | v8 | TRUE
https://raw.githubusercontent.com/mrc-ide/global-lmic-reports/master/AFG/projections.csv | 2021-06-04 | prevalence | 156254.12 | 172895.84 | 176269.63 | 176835.43 | 182347.76 | 199727 | Surged Relax Interventions 50% | Afghanistan | AFG | 2022-01-02 | v8 | TRUE
https://raw.githubusercontent.com/mrc-ide/global-lmic-reports/master/AFG/projections.csv | 2021-06-04 | cumulative_infections | 1665296.98 | 1713500.92 | 1752129.52 | 1751136.25 | 1784288.88 | 1853902.49 | Surged Relax Interventions 50% | Afghanistan | AFG | 2022-01-02 | v8 | TRUE
https://raw.githubusercontent.com/mrc-ide/global-lmic-reports/master/AFG/projections.csv | 2021-06-04 | cumulative_deaths | 2743.38 | 2836.33 | 2894.53 | 2900.54 | 2970.23 | 3077.89 | Surged Relax Interventions 50% | Afghanistan | AFG | 2022-01-02 | v8 | TRUE
https://raw.githubusercontent.com/mrc-ide/global-lmic-reports/master/AFG/projections.csv | 2021-06-04 | Rt | 1.35 | 1.37 | 1.39 | 1.38 | 1.4 | 1.42 | Surged Relax Interventions 50% | Afghanistan | AFG | 2022-01-02 | v8 | TRUE
https://raw.githubusercontent.com/mrc-ide/global-lmic-reports/master/AFG/projections.csv | 2021-06-04 | Reff | 1.25 | 1.28 | 1.29 | 1.29 | 1.3 | 1.32 | Surged Relax Interventions 50% | Afghanistan | AFG | 2022-01-02 | v8 | TRUE
https://raw.githubusercontent.com/mrc-ide/global-lmic-reports/master/AFG/projections.csv | 2021-06-05 | infections | 27683.42 | 29591.12 | 30754.91 | 30820.07 | 31821.37 | 34644.01 | Additional 50% Reduction | Afghanistan | AFG | 2022-01-02 | v8 | TRUE
https://raw.githubusercontent.com/mrc-ide/global-lmic-reports/master/AFG/projections.csv | 2021-06-05 | deaths | 34.19 | 36.77 | 38.72 | 38.87 | 40.76 | 44.27 | Additional 50% Reduction | Afghanistan | AFG | 2022-01-02 | v8 | TRUE
https://raw.githubusercontent.com/mrc-ide/global-lmic-reports/master/AFG/projections.csv | 2021-06-05 | hospital_demand | 929.63 | 984.52 | 1028.42 | 1028.5 | 1066.79 | 1135.64 | Additional 50% Reduction | Afghanistan | AFG | 2022-01-02 | v8 | TRUE
https://raw.githubusercontent.com/mrc-ide/global-lmic-reports/master/AFG/projections.csv | 2021-06-05 | ICU_demand | 308.52 | 311.7 | 314.1 | 314.25 | 316.52 | 320.86 | Additional 50% Reduction | Afghanistan | AFG | 2022-01-02 | v8 | TRUE
https://raw.githubusercontent.com/mrc-ide/global-lmic-reports/master/AFG/projections.csv | 2021-06-05 | hospital_incidence | 137.71 | 146.64 | 153.04 | 153.36 | 159.48 | 171.66 | Additional 50% Reduction | Afghanistan | AFG | 2022-01-02 | v8 | TRUE
https://raw.githubusercontent.com/mrc-ide/global-lmic-reports/master/AFG/projections.csv | 2021-06-05 | ICU_incidence | 43.17 | 45.97 | 47.97 | 48.07 | 49.99 | 53.8 | Additional 50% Reduction | Afghanistan | AFG | 2022-01-02 | v8 | TRUE
https://raw.githubusercontent.com/mrc-ide/global-lmic-reports/master/AFG/projections.csv | 2021-06-05 | prevalence | 166414.33 | 177743.11 | 185387.91 | 185576.81 | 192826.88 | 209467.62 | Additional 50% Reduction | Afghanistan | AFG | 2022-01-02 | v8 | TRUE
https://raw.githubusercontent.com/mrc-ide/global-lmic-reports/master/AFG/projections.csv | 2021-06-05 | cumulative_infections | 1672752.18 | 1754280.54 | 1787459.72 | 1796681.47 | 1836238.48 | 1964395.47 | Additional 50% Reduction | Afghanistan | AFG | 2022-01-02 | v8 | TRUE
https://raw.githubusercontent.com/mrc-ide/global-lmic-reports/master/AFG/projections.csv | 2021-06-05 | cumulative_deaths | 2826.54 | 2960.58 | 3042.54 | 3051.44 | 3121.65 | 3388.21 | Additional 50% Reduction | Afghanistan | AFG | 2022-01-02 | v8 | TRUE
https://raw.githubusercontent.com/mrc-ide/global-lmic-reports/master/AFG/projections.csv | 2021-06-05 | Rt | 1.33 | 1.35 | 1.37 | 1.37 | 1.38 | 1.4 | Additional 50% Reduction | Afghanistan | AFG | 2022-01-02 | v8 | TRUE
https://raw.githubusercontent.com/mrc-ide/global-lmic-reports/master/AFG/projections.csv | 2021-06-05 | Reff | 1.24 | 1.26 | 1.27 | 1.27 | 1.28 | 1.31 | Additional 50% Reduction | Afghanistan | AFG | 2022-01-02 | v8 | TRUE
https://raw.githubusercontent.com/mrc-ide/global-lmic-reports/master/AFG/projections.csv | 2021-06-05 | infections | 27683.42 | 29591.12 | 30754.91 | 30820.07 | 31821.37 | 34644.01 | Maintain Status Quo | Afghanistan | AFG | 2022-01-02 | v8 | TRUE
https://raw.githubusercontent.com/mrc-ide/global-lmic-reports/master/AFG/projections.csv | 2021-06-05 | deaths | 34.19 | 36.77 | 38.72 | 38.87 | 40.76 | 44.27 | Maintain Status Quo | Afghanistan | AFG | 2022-01-02 | v8 | TRUE
https://raw.githubusercontent.com/mrc-ide/global-lmic-reports/master/AFG/projections.csv | 2021-06-05 | hospital_demand | 929.63 | 984.52 | 1028.42 | 1028.5 | 1066.79 | 1135.64 | Maintain Status Quo | Afghanistan | AFG | 2022-01-02 | v8 | TRUE
https://raw.githubusercontent.com/mrc-ide/global-lmic-reports/master/AFG/projections.csv | 2021-06-05 | ICU_demand | 308.52 | 311.7 | 314.1 | 314.25 | 316.52 | 320.86 | Maintain Status Quo | Afghanistan | AFG | 2022-01-02 | v8 | TRUE
https://raw.githubusercontent.com/mrc-ide/global-lmic-reports/master/AFG/projections.csv | 2021-06-05 | hospital_incidence | 137.71 | 146.64 | 153.04 | 153.36 | 159.48 | 171.66 | Maintain Status Quo | Afghanistan | AFG | 2022-01-02 | v8 | TRUE
https://raw.githubusercontent.com/mrc-ide/global-lmic-reports/master/AFG/projections.csv | 2021-06-05 | ICU_incidence | 43.17 | 45.97 | 47.97 | 48.07 | 49.99 | 53.8 | Maintain Status Quo | Afghanistan | AFG | 2022-01-02 | v8 | TRUE
https://raw.githubusercontent.com/mrc-ide/global-lmic-reports/master/AFG/projections.csv | 2021-06-05 | prevalence | 166414.33 | 177743.11 | 185387.91 | 185576.81 | 192826.88 | 209467.62 | Maintain Status Quo | Afghanistan | AFG | 2022-01-02 | v8 | TRUE
https://raw.githubusercontent.com/mrc-ide/global-lmic-reports/master/AFG/projections.csv | 2021-06-05 | cumulative_infections | 1672752.18 | 1754280.54 | 1787459.72 | 1796681.47 | 1836238.48 | 1964395.47 | Maintain Status Quo | Afghanistan | AFG | 2022-01-02 | v8 | TRUE
https://raw.githubusercontent.com/mrc-ide/global-lmic-reports/master/AFG/projections.csv | 2021-06-05 | cumulative_deaths | 2826.54 | 2960.58 | 3042.54 | 3051.44 | 3121.65 | 3388.21 | Maintain Status Quo | Afghanistan | AFG | 2022-01-02 | v8 | TRUE
https://raw.githubusercontent.com/mrc-ide/global-lmic-reports/master/AFG/projections.csv | 2021-06-05 | Rt | 1.33 | 1.35 | 1.37 | 1.37 | 1.38 | 1.4 | Maintain Status Quo | Afghanistan | AFG | 2022-01-02 | v8 | TRUE
https://raw.githubusercontent.com/mrc-ide/global-lmic-reports/master/AFG/projections.csv | 2021-06-05 | Reff | 1.24 | 1.26 | 1.27 | 1.27 | 1.28 | 1.31 | Maintain Status Quo | Afghanistan | AFG | 2022-01-02 | v8 | TRUE
https://raw.githubusercontent.com/mrc-ide/global-lmic-reports/master/AFG/projections.csv | 2021-06-05 | infections | 27683.42 | 29591.12 | 30754.91 | 30820.07 | 31821.37 | 34644.01 | Optimistic | Afghanistan | AFG | 2022-01-02 | v8 | TRUE
https://raw.githubusercontent.com/mrc-ide/global-lmic-reports/master/AFG/projections.csv | 2021-06-05 | deaths | 34.19 | 36.77 | 38.72 | 38.87 | 40.76 | 44.27 | Optimistic | Afghanistan | AFG | 2022-01-02 | v8 | TRUE
https://raw.githubusercontent.com/mrc-ide/global-lmic-reports/master/AFG/projections.csv | 2021-06-05 | hospital_demand | 929.63 | 984.52 | 1028.42 | 1028.5 | 1066.79 | 1135.64 | Optimistic | Afghanistan | AFG | 2022-01-02 | v8 | TRUE
https://raw.githubusercontent.com/mrc-ide/global-lmic-reports/master/AFG/projections.csv | 2021-06-05 | ICU_demand | 308.52 | 311.7 | 314.1 | 314.25 | 316.52 | 320.86 | Optimistic | Afghanistan | AFG | 2022-01-02 | v8 | TRUE
https://raw.githubusercontent.com/mrc-ide/global-lmic-reports/master/AFG/projections.csv | 2021-06-05 | hospital_incidence | 137.71 | 146.64 | 153.04 | 153.36 | 159.48 | 171.66 | Optimistic | Afghanistan | AFG | 2022-01-02 | v8 | TRUE
https://raw.githubusercontent.com/mrc-ide/global-lmic-reports/master/AFG/projections.csv | 2021-06-05 | ICU_incidence | 43.17 | 45.97 | 47.97 | 48.07 | 49.99 | 53.8 | Optimistic | Afghanistan | AFG | 2022-01-02 | v8 | TRUE
https://raw.githubusercontent.com/mrc-ide/global-lmic-reports/master/AFG/projections.csv | 2021-06-05 | prevalence | 166414.33 | 177743.11 | 185387.91 | 185576.81 | 192826.88 | 209467.62 | Optimistic | Afghanistan | AFG | 2022-01-02 | v8 | TRUE
https://raw.githubusercontent.com/mrc-ide/global-lmic-reports/master/AFG/projections.csv | 2021-06-05 | cumulative_infections | 1672752.18 | 1754280.54 | 1787459.72 | 1796681.47 | 1836238.48 | 1964395.47 | Optimistic | Afghanistan | AFG | 2022-01-02 | v8 | TRUE
https://raw.githubusercontent.com/mrc-ide/global-lmic-reports/master/AFG/projections.csv | 2021-06-05 | cumulative_deaths | 2826.54 | 2960.58 | 3042.54 | 3051.44 | 3121.65 | 3388.21 | Optimistic | Afghanistan | AFG | 2022-01-02 | v8 | TRUE
https://raw.githubusercontent.com/mrc-ide/global-lmic-reports/master/AFG/projections.csv | 2021-06-05 | Rt | 1.33 | 1.35 | 1.37 | 1.37 | 1.38 | 1.4 | Optimistic | Afghanistan | AFG | 2022-01-02 | v8 | TRUE
https://raw.githubusercontent.com/mrc-ide/global-lmic-reports/master/AFG/projections.csv | 2021-06-05 | Reff | 1.24 | 1.26 | 1.27 | 1.27 | 1.28 | 1.31 | Optimistic | Afghanistan | AFG | 2022-01-02 | v8 | TRUE
https://raw.githubusercontent.com/mrc-ide/global-lmic-reports/master/AFG/projections.csv | 2021-06-05 | infections | 27683.42 | 29591.12 | 30754.91 | 30820.07 | 31821.37 | 34644.01 | Pessimistic | Afghanistan | AFG | 2022-01-02 | v8 | TRUE
https://raw.githubusercontent.com/mrc-ide/global-lmic-reports/master/AFG/projections.csv | 2021-06-05 | deaths | 34.19 | 36.77 | 38.72 | 38.87 | 40.76 | 44.27 | Pessimistic | Afghanistan | AFG | 2022-01-02 | v8 | TRUE
https://raw.githubusercontent.com/mrc-ide/global-lmic-reports/master/AFG/projections.csv | 2021-06-05 | hospital_demand | 929.63 | 984.52 | 1028.42 | 1028.5 | 1066.79 | 1135.64 | Pessimistic | Afghanistan | AFG | 2022-01-02 | v8 | TRUE
https://raw.githubusercontent.com/mrc-ide/global-lmic-reports/master/AFG/projections.csv | 2021-06-05 | ICU_demand | 308.52 | 311.7 | 314.1 | 314.25 | 316.52 | 320.86 | Pessimistic | Afghanistan | AFG | 2022-01-02 | v8 | TRUE
https://raw.githubusercontent.com/mrc-ide/global-lmic-reports/master/AFG/projections.csv | 2021-06-05 | hospital_incidence | 137.71 | 146.64 | 153.04 | 153.36 | 159.48 | 171.66 | Pessimistic | Afghanistan | AFG | 2022-01-02 | v8 | TRUE
https://raw.githubusercontent.com/mrc-ide/global-lmic-reports/master/AFG/projections.csv | 2021-06-05 | ICU_incidence | 43.17 | 45.97 | 47.97 | 48.07 | 49.99 | 53.8 | Pessimistic | Afghanistan | AFG | 2022-01-02 | v8 | TRUE
https://raw.githubusercontent.com/mrc-ide/global-lmic-reports/master/AFG/projections.csv | 2021-06-05 | prevalence | 166414.33 | 177743.11 | 185387.91 | 185576.81 | 192826.88 | 209467.62 | Pessimistic | Afghanistan | AFG | 2022-01-02 | v8 | TRUE
https://raw.githubusercontent.com/mrc-ide/global-lmic-reports/master/AFG/projections.csv | 2021-06-05 | cumulative_infections | 1672752.18 | 1754280.54 | 1787459.72 | 1796681.47 | 1836238.48 | 1964395.47 | Pessimistic | Afghanistan | AFG | 2022-01-02 | v8 | TRUE
https://raw.githubusercontent.com/mrc-ide/global-lmic-reports/master/AFG/projections.csv | 2021-06-05 | cumulative_deaths | 2826.54 | 2960.58 | 3042.54 | 3051.44 | 3121.65 | 3388.21 | Pessimistic | Afghanistan | AFG | 2022-01-02 | v8 | TRUE
https://raw.githubusercontent.com/mrc-ide/global-lmic-reports/master/AFG/projections.csv | 2021-06-05 | Rt | 1.33 | 1.35 | 1.37 | 1.37 | 1.38 | 1.4 | Pessimistic | Afghanistan | AFG | 2022-01-02 | v8 | TRUE
https://raw.githubusercontent.com/mrc-ide/global-lmic-reports/master/AFG/projections.csv | 2021-06-05 | Reff | 1.24 | 1.26 | 1.27 | 1.27 | 1.28 | 1.31 | Pessimistic | Afghanistan | AFG | 2022-01-02 | v8 | TRUE
https://raw.githubusercontent.com/mrc-ide/global-lmic-reports/master/AFG/projections.csv | 2021-06-05 | infections | 27683.42 | 29591.12 | 30754.91 | 30820.07 | 31821.37 | 34644.01 | Relax Interventions 50% | Afghanistan | AFG | 2022-01-02 | v8 | TRUE
https://raw.githubusercontent.com/mrc-ide/global-lmic-reports/master/AFG/projections.csv | 2021-06-05 | deaths | 34.19 | 36.77 | 38.72 | 38.87 | 40.76 | 44.27 | Relax Interventions 50% | Afghanistan | AFG | 2022-01-02 | v8 | TRUE
https://raw.githubusercontent.com/mrc-ide/global-lmic-reports/master/AFG/projections.csv | 2021-06-05 | hospital_demand | 929.63 | 984.52 | 1028.42 | 1028.5 | 1066.79 | 1135.64 | Relax Interventions 50% | Afghanistan | AFG | 2022-01-02 | v8 | TRUE
https://raw.githubusercontent.com/mrc-ide/global-lmic-reports/master/AFG/projections.csv | 2021-06-05 | ICU_demand | 308.52 | 311.7 | 314.1 | 314.25 | 316.52 | 320.86 | Relax Interventions 50% | Afghanistan | AFG | 2022-01-02 | v8 | TRUE
https://raw.githubusercontent.com/mrc-ide/global-lmic-reports/master/AFG/projections.csv | 2021-06-05 | hospital_incidence | 137.71 | 146.64 | 153.04 | 153.36 | 159.48 | 171.66 | Relax Interventions 50% | Afghanistan | AFG | 2022-01-02 | v8 | TRUE
https://raw.githubusercontent.com/mrc-ide/global-lmic-reports/master/AFG/projections.csv | 2021-06-05 | ICU_incidence | 43.17 | 45.97 | 47.97 | 48.07 | 49.99 | 53.8 | Relax Interventions 50% | Afghanistan | AFG | 2022-01-02 | v8 | TRUE
https://raw.githubusercontent.com/mrc-ide/global-lmic-reports/master/AFG/projections.csv | 2021-06-05 | prevalence | 166414.33 | 177743.11 | 185387.91 | 185576.81 | 192826.88 | 209467.62 | Relax Interventions 50% | Afghanistan | AFG | 2022-01-02 | v8 | TRUE
https://raw.githubusercontent.com/mrc-ide/global-lmic-reports/master/AFG/projections.csv | 2021-06-05 | cumulative_infections | 1672752.18 | 1754280.54 | 1787459.72 | 1796681.47 | 1836238.48 | 1964395.47 | Relax Interventions 50% | Afghanistan | AFG | 2022-01-02 | v8 | TRUE
https://raw.githubusercontent.com/mrc-ide/global-lmic-reports/master/AFG/projections.csv | 2021-06-05 | cumulative_deaths | 2826.54 | 2960.58 | 3042.54 | 3051.44 | 3121.65 | 3388.21 | Relax Interventions 50% | Afghanistan | AFG | 2022-01-02 | v8 | TRUE
https://raw.githubusercontent.com/mrc-ide/global-lmic-reports/master/AFG/projections.csv | 2021-06-05 | Rt | 1.33 | 1.35 | 1.37 | 1.37 | 1.38 | 1.4 | Relax Interventions 50% | Afghanistan | AFG | 2022-01-02 | v8 | TRUE
https://raw.githubusercontent.com/mrc-ide/global-lmic-reports/master/AFG/projections.csv | 2021-06-05 | Reff | 1.24 | 1.26 | 1.27 | 1.27 | 1.28 | 1.31 | Relax Interventions 50% | Afghanistan | AFG | 2022-01-02 | v8 | TRUE
https://raw.githubusercontent.com/mrc-ide/global-lmic-reports/master/AFG/projections.csv | 2021-06-05 | infections | 27340.64 | 29518.67 | 30341.15 | 30487.54 | 31391.76 | 33880.15 | Surged Additional 50% Reduction | Afghanistan | AFG | 2022-01-02 | v8 | TRUE
https://raw.githubusercontent.com/mrc-ide/global-lmic-reports/master/AFG/projections.csv | 2021-06-05 | deaths | 17.86 | 19.51 | 20.04 | 20 | 20.59 | 21.66 | Surged Additional 50% Reduction | Afghanistan | AFG | 2022-01-02 | v8 | TRUE
https://raw.githubusercontent.com/mrc-ide/global-lmic-reports/master/AFG/projections.csv | 2021-06-05 | hospital_demand | 908.88 | 997.46 | 1024.88 | 1023.34 | 1056.41 | 1116.08 | Surged Additional 50% Reduction | Afghanistan | AFG | 2022-01-02 | v8 | TRUE
https://raw.githubusercontent.com/mrc-ide/global-lmic-reports/master/AFG/projections.csv | 2021-06-05 | ICU_demand | 356.17 | 390.5 | 400.21 | 399.7 | 412.46 | 435.08 | Surged Additional 50% Reduction | Afghanistan | AFG | 2022-01-02 | v8 | TRUE
https://raw.githubusercontent.com/mrc-ide/global-lmic-reports/master/AFG/projections.csv | 2021-06-05 | hospital_incidence | 134.83 | 148.08 | 151.37 | 151.8 | 156.15 | 169.11 | Surged Additional 50% Reduction | Afghanistan | AFG | 2022-01-02 | v8 | TRUE
https://raw.githubusercontent.com/mrc-ide/global-lmic-reports/master/AFG/projections.csv | 2021-06-05 | ICU_incidence | 42.26 | 46.42 | 47.45 | 47.58 | 48.95 | 53 | Surged Additional 50% Reduction | Afghanistan | AFG | 2022-01-02 | v8 | TRUE
https://raw.githubusercontent.com/mrc-ide/global-lmic-reports/master/AFG/projections.csv | 2021-06-05 | prevalence | 162595.28 | 179479.36 | 183434.97 | 183692.32 | 189113.81 | 206889.83 | Surged Additional 50% Reduction | Afghanistan | AFG | 2022-01-02 | v8 | TRUE
https://raw.githubusercontent.com/mrc-ide/global-lmic-reports/master/AFG/projections.csv | 2021-06-05 | cumulative_infections | 1693438.88 | 1743676.7 | 1782516.61 | 1781623.79 | 1814581.07 | 1886984.57 | Surged Additional 50% Reduction | Afghanistan | AFG | 2022-01-02 | v8 | TRUE
https://raw.githubusercontent.com/mrc-ide/global-lmic-reports/master/AFG/projections.csv | 2021-06-05 | cumulative_deaths | 2763.09 | 2856.6 | 2915.15 | 2920.54 | 2990.25 | 3098.06 | Surged Additional 50% Reduction | Afghanistan | AFG | 2022-01-02 | v8 | TRUE
https://raw.githubusercontent.com/mrc-ide/global-lmic-reports/master/AFG/projections.csv | 2021-06-05 | Rt | 1.33 | 1.35 | 1.37 | 1.37 | 1.38 | 1.4 | Surged Additional 50% Reduction | Afghanistan | AFG | 2022-01-02 | v8 | TRUE
https://raw.githubusercontent.com/mrc-ide/global-lmic-reports/master/AFG/projections.csv | 2021-06-05 | Reff | 1.23 | 1.26 | 1.28 | 1.27 | 1.29 | 1.31 | Surged Additional 50% Reduction | Afghanistan | AFG | 2022-01-02 | v8 | TRUE
https://raw.githubusercontent.com/mrc-ide/global-lmic-reports/master/AFG/projections.csv | 2021-06-05 | infections | 27340.64 | 29518.67 | 30341.15 | 30487.54 | 31391.76 | 33880.15 | Surged Maintain Status Quo | Afghanistan | AFG | 2022-01-02 | v8 | TRUE
https://raw.githubusercontent.com/mrc-ide/global-lmic-reports/master/AFG/projections.csv | 2021-06-05 | deaths | 17.86 | 19.51 | 20.04 | 20 | 20.59 | 21.66 | Surged Maintain Status Quo | Afghanistan | AFG | 2022-01-02 | v8 | TRUE
https://raw.githubusercontent.com/mrc-ide/global-lmic-reports/master/AFG/projections.csv | 2021-06-05 | hospital_demand | 908.88 | 997.46 | 1024.88 | 1023.34 | 1056.41 | 1116.08 | Surged Maintain Status Quo | Afghanistan | AFG | 2022-01-02 | v8 | TRUE
https://raw.githubusercontent.com/mrc-ide/global-lmic-reports/master/AFG/projections.csv | 2021-06-05 | ICU_demand | 356.17 | 390.5 | 400.21 | 399.7 | 412.46 | 435.08 | Surged Maintain Status Quo | Afghanistan | AFG | 2022-01-02 | v8 | TRUE
https://raw.githubusercontent.com/mrc-ide/global-lmic-reports/master/AFG/projections.csv | 2021-06-05 | hospital_incidence | 134.83 | 148.08 | 151.37 | 151.8 | 156.15 | 169.11 | Surged Maintain Status Quo | Afghanistan | AFG | 2022-01-02 | v8 | TRUE
https://raw.githubusercontent.com/mrc-ide/global-lmic-reports/master/AFG/projections.csv | 2021-06-05 | ICU_incidence | 42.26 | 46.42 | 47.45 | 47.58 | 48.95 | 53 | Surged Maintain Status Quo | Afghanistan | AFG | 2022-01-02 | v8 | TRUE
https://raw.githubusercontent.com/mrc-ide/global-lmic-reports/master/AFG/projections.csv | 2021-06-05 | prevalence | 162595.28 | 179479.36 | 183434.97 | 183692.32 | 189113.81 | 206889.83 | Surged Maintain Status Quo | Afghanistan | AFG | 2022-01-02 | v8 | TRUE
https://raw.githubusercontent.com/mrc-ide/global-lmic-reports/master/AFG/projections.csv | 2021-06-05 | cumulative_infections | 1693438.88 | 1743676.7 | 1782516.61 | 1781623.79 | 1814581.07 | 1886984.57 | Surged Maintain Status Quo | Afghanistan | AFG | 2022-01-02 | v8 | TRUE
https://raw.githubusercontent.com/mrc-ide/global-lmic-reports/master/AFG/projections.csv | 2021-06-05 | cumulative_deaths | 2763.09 | 2856.6 | 2915.15 | 2920.54 | 2990.25 | 3098.06 | Surged Maintain Status Quo | Afghanistan | AFG | 2022-01-02 | v8 | TRUE
https://raw.githubusercontent.com/mrc-ide/global-lmic-reports/master/AFG/projections.csv | 2021-06-05 | Rt | 1.33 | 1.35 | 1.37 | 1.37 | 1.38 | 1.4 | Surged Maintain Status Quo | Afghanistan | AFG | 2022-01-02 | v8 | TRUE
https://raw.githubusercontent.com/mrc-ide/global-lmic-reports/master/AFG/projections.csv | 2021-06-05 | Reff | 1.23 | 1.26 | 1.28 | 1.27 | 1.29 | 1.31 | Surged Maintain Status Quo | Afghanistan | AFG | 2022-01-02 | v8 | TRUE
https://raw.githubusercontent.com/mrc-ide/global-lmic-reports/master/AFG/projections.csv | 2021-06-05 | infections | 27340.64 | 29518.67 | 30341.15 | 30487.54 | 31391.76 | 33880.15 | Surged Optimistic | Afghanistan | AFG | 2022-01-02 | v8 | TRUE
https://raw.githubusercontent.com/mrc-ide/global-lmic-reports/master/AFG/projections.csv | 2021-06-05 | deaths | 17.86 | 19.51 | 20.04 | 20 | 20.59 | 21.66 | Surged Optimistic | Afghanistan | AFG | 2022-01-02 | v8 | TRUE
https://raw.githubusercontent.com/mrc-ide/global-lmic-reports/master/AFG/projections.csv | 2021-06-05 | hospital_demand | 908.88 | 997.46 | 1024.88 | 1023.34 | 1056.41 | 1116.08 | Surged Optimistic | Afghanistan | AFG | 2022-01-02 | v8 | TRUE
https://raw.githubusercontent.com/mrc-ide/global-lmic-reports/master/AFG/projections.csv | 2021-06-05 | ICU_demand | 356.17 | 390.5 | 400.21 | 399.7 | 412.46 | 435.08 | Surged Optimistic | Afghanistan | AFG | 2022-01-02 | v8 | TRUE
https://raw.githubusercontent.com/mrc-ide/global-lmic-reports/master/AFG/projections.csv | 2021-06-05 | hospital_incidence | 134.83 | 148.08 | 151.37 | 151.8 | 156.15 | 169.11 | Surged Optimistic | Afghanistan | AFG | 2022-01-02 | v8 | TRUE
https://raw.githubusercontent.com/mrc-ide/global-lmic-reports/master/AFG/projections.csv | 2021-06-05 | ICU_incidence | 42.26 | 46.42 | 47.45 | 47.58 | 48.95 | 53 | Surged Optimistic | Afghanistan | AFG | 2022-01-02 | v8 | TRUE
https://raw.githubusercontent.com/mrc-ide/global-lmic-reports/master/AFG/projections.csv | 2021-06-05 | prevalence | 162595.28 | 179479.36 | 183434.97 | 183692.32 | 189113.81 | 206889.83 | Surged Optimistic | Afghanistan | AFG | 2022-01-02 | v8 | TRUE
https://raw.githubusercontent.com/mrc-ide/global-lmic-reports/master/AFG/projections.csv | 2021-06-05 | cumulative_infections | 1693438.88 | 1743676.7 | 1782516.61 | 1781623.79 | 1814581.07 | 1886984.57 | Surged Optimistic | Afghanistan | AFG | 2022-01-02 | v8 | TRUE
https://raw.githubusercontent.com/mrc-ide/global-lmic-reports/master/AFG/projections.csv | 2021-06-05 | cumulative_deaths | 2763.09 | 2856.6 | 2915.15 | 2920.54 | 2990.25 | 3098.06 | Surged Optimistic | Afghanistan | AFG | 2022-01-02 | v8 | TRUE
https://raw.githubusercontent.com/mrc-ide/global-lmic-reports/master/AFG/projections.csv | 2021-06-05 | Rt | 1.33 | 1.35 | 1.37 | 1.37 | 1.38 | 1.4 | Surged Optimistic | Afghanistan | AFG | 2022-01-02 | v8 | TRUE
https://raw.githubusercontent.com/mrc-ide/global-lmic-reports/master/AFG/projections.csv | 2021-06-05 | Reff | 1.23 | 1.26 | 1.28 | 1.27 | 1.29 | 1.31 | Surged Optimistic | Afghanistan | AFG | 2022-01-02 | v8 | TRUE
https://raw.githubusercontent.com/mrc-ide/global-lmic-reports/master/AFG/projections.csv | 2021-06-05 | infections | 27340.64 | 29518.67 | 30341.15 | 30487.54 | 31391.76 | 33880.15 | Surged Pessimistic | Afghanistan | AFG | 2022-01-02 | v8 | TRUE
https://raw.githubusercontent.com/mrc-ide/global-lmic-reports/master/AFG/projections.csv | 2021-06-05 | deaths | 17.86 | 19.51 | 20.04 | 20 | 20.59 | 21.66 | Surged Pessimistic | Afghanistan | AFG | 2022-01-02 | v8 | TRUE
https://raw.githubusercontent.com/mrc-ide/global-lmic-reports/master/AFG/projections.csv | 2021-06-05 | hospital_demand | 908.88 | 997.46 | 1024.88 | 1023.34 | 1056.41 | 1116.08 | Surged Pessimistic | Afghanistan | AFG | 2022-01-02 | v8 | TRUE
https://raw.githubusercontent.com/mrc-ide/global-lmic-reports/master/AFG/projections.csv | 2021-06-05 | ICU_demand | 356.17 | 390.5 | 400.21 | 399.7 | 412.46 | 435.08 | Surged Pessimistic | Afghanistan | AFG | 2022-01-02 | v8 | TRUE
https://raw.githubusercontent.com/mrc-ide/global-lmic-reports/master/AFG/projections.csv | 2021-06-05 | hospital_incidence | 134.83 | 148.08 | 151.37 | 151.8 | 156.15 | 169.11 | Surged Pessimistic | Afghanistan | AFG | 2022-01-02 | v8 | TRUE
https://raw.githubusercontent.com/mrc-ide/global-lmic-reports/master/AFG/projections.csv | 2021-06-05 | ICU_incidence | 42.26 | 46.42 | 47.45 | 47.58 | 48.95 | 53 | Surged Pessimistic | Afghanistan | AFG | 2022-01-02 | v8 | TRUE
https://raw.githubusercontent.com/mrc-ide/global-lmic-reports/master/AFG/projections.csv | 2021-06-05 | prevalence | 162595.28 | 179479.36 | 183434.97 | 183692.32 | 189113.81 | 206889.83 | Surged Pessimistic | Afghanistan | AFG | 2022-01-02 | v8 | TRUE
https://raw.githubusercontent.com/mrc-ide/global-lmic-reports/master/AFG/projections.csv | 2021-06-05 | cumulative_infections | 1693438.88 | 1743676.7 | 1782516.61 | 1781623.79 | 1814581.07 | 1886984.57 | Surged Pessimistic | Afghanistan | AFG | 2022-01-02 | v8 | TRUE
https://raw.githubusercontent.com/mrc-ide/global-lmic-reports/master/AFG/projections.csv | 2021-06-05 | cumulative_deaths | 2763.09 | 2856.6 | 2915.15 | 2920.54 | 2990.25 | 3098.06 | Surged Pessimistic | Afghanistan | AFG | 2022-01-02 | v8 | TRUE
https://raw.githubusercontent.com/mrc-ide/global-lmic-reports/master/AFG/projections.csv | 2021-06-05 | Rt | 1.33 | 1.35 | 1.37 | 1.37 | 1.38 | 1.4 | Surged Pessimistic | Afghanistan | AFG | 2022-01-02 | v8 | TRUE
https://raw.githubusercontent.com/mrc-ide/global-lmic-reports/master/AFG/projections.csv | 2021-06-05 | Reff | 1.23 | 1.26 | 1.28 | 1.27 | 1.29 | 1.31 | Surged Pessimistic | Afghanistan | AFG | 2022-01-02 | v8 | TRUE
https://raw.githubusercontent.com/mrc-ide/global-lmic-reports/master/AFG/projections.csv | 2021-06-05 | infections | 27340.64 | 29518.67 | 30341.15 | 30487.54 | 31391.76 | 33880.15 | Surged Relax Interventions 50% | Afghanistan | AFG | 2022-01-02 | v8 | TRUE
https://raw.githubusercontent.com/mrc-ide/global-lmic-reports/master/AFG/projections.csv | 2021-06-05 | deaths | 17.86 | 19.51 | 20.04 | 20 | 20.59 | 21.66 | Surged Relax Interventions 50% | Afghanistan | AFG | 2022-01-02 | v8 | TRUE
https://raw.githubusercontent.com/mrc-ide/global-lmic-reports/master/AFG/projections.csv | 2021-06-05 | hospital_demand | 908.88 | 997.46 | 1024.88 | 1023.34 | 1056.41 | 1116.08 | Surged Relax Interventions 50% | Afghanistan | AFG | 2022-01-02 | v8 | TRUE
https://raw.githubusercontent.com/mrc-ide/global-lmic-reports/master/AFG/projections.csv | 2021-06-05 | ICU_demand | 356.17 | 390.5 | 400.21 | 399.7 | 412.46 | 435.08 | Surged Relax Interventions 50% | Afghanistan | AFG | 2022-01-02 | v8 | TRUE
https://raw.githubusercontent.com/mrc-ide/global-lmic-reports/master/AFG/projections.csv | 2021-06-05 | hospital_incidence | 134.83 | 148.08 | 151.37 | 151.8 | 156.15 | 169.11 | Surged Relax Interventions 50% | Afghanistan | AFG | 2022-01-02 | v8 | TRUE
https://raw.githubusercontent.com/mrc-ide/global-lmic-reports/master/AFG/projections.csv | 2021-06-05 | ICU_incidence | 42.26 | 46.42 | 47.45 | 47.58 | 48.95 | 53 | Surged Relax Interventions 50% | Afghanistan | AFG | 2022-01-02 | v8 | TRUE
https://raw.githubusercontent.com/mrc-ide/global-lmic-reports/master/AFG/projections.csv | 2021-06-05 | prevalence | 162595.28 | 179479.36 | 183434.97 | 183692.32 | 189113.81 | 206889.83 | Surged Relax Interventions 50% | Afghanistan | AFG | 2022-01-02 | v8 | TRUE
https://raw.githubusercontent.com/mrc-ide/global-lmic-reports/master/AFG/projections.csv | 2021-06-05 | cumulative_infections | 1693438.88 | 1743676.7 | 1782516.61 | 1781623.79 | 1814581.07 | 1886984.57 | Surged Relax Interventions 50% | Afghanistan | AFG | 2022-01-02 | v8 | TRUE
https://raw.githubusercontent.com/mrc-ide/global-lmic-reports/master/AFG/projections.csv | 2021-06-05 | cumulative_deaths | 2763.09 | 2856.6 | 2915.15 | 2920.54 | 2990.25 | 3098.06 | Surged Relax Interventions 50% | Afghanistan | AFG | 2022-01-02 | v8 | TRUE
https://raw.githubusercontent.com/mrc-ide/global-lmic-reports/master/AFG/projections.csv | 2021-06-05 | Rt | 1.33 | 1.35 | 1.37 | 1.37 | 1.38 | 1.4 | Surged Relax Interventions 50% | Afghanistan | AFG | 2022-01-02 | v8 | TRUE
https://raw.githubusercontent.com/mrc-ide/global-lmic-reports/master/AFG/projections.csv | 2021-06-05 | Reff | 1.23 | 1.26 | 1.28 | 1.27 | 1.29 | 1.31 | Surged Relax Interventions 50% | Afghanistan | AFG | 2022-01-02 | v8 | TRUE
https://raw.githubusercontent.com/mrc-ide/global-lmic-reports/master/AFG/projections.csv | 2021-06-06 | infections | 28865.51 | 30954.27 | 31897.28 | 32064.42 | 33128.62 | 35746.78 | Additional 50% Reduction | Afghanistan | AFG | 2022-01-02 | v8 | TRUE
https://raw.githubusercontent.com/mrc-ide/global-lmic-reports/master/AFG/projections.csv | 2021-06-06 | deaths | 36.68 | 39.4 | 41.46 | 41.61 | 43.6 | 47.44 | Additional 50% Reduction | Afghanistan | AFG | 2022-01-02 | v8 | TRUE
https://raw.githubusercontent.com/mrc-ide/global-lmic-reports/master/AFG/projections.csv | 2021-06-06 | hospital_demand | 979.81 | 1038.81 | 1083.61 | 1084.83 | 1125.6 | 1200.93 | Additional 50% Reduction | Afghanistan | AFG | 2022-01-02 | v8 | TRUE
https://raw.githubusercontent.com/mrc-ide/global-lmic-reports/master/AFG/projections.csv | 2021-06-06 | ICU_demand | 311.49 | 314.92 | 317.44 | 317.58 | 319.98 | 324.7 | Additional 50% Reduction | Afghanistan | AFG | 2022-01-02 | v8 | TRUE
https://raw.githubusercontent.com/mrc-ide/global-lmic-reports/master/AFG/projections.csv | 2021-06-06 | hospital_incidence | 145.41 | 155.13 | 161.82 | 162.05 | 168.5 | 181.77 | Additional 50% Reduction | Afghanistan | AFG | 2022-01-02 | v8 | TRUE
https://raw.githubusercontent.com/mrc-ide/global-lmic-reports/master/AFG/projections.csv | 2021-06-06 | ICU_incidence | 45.59 | 48.64 | 50.73 | 50.81 | 52.82 | 56.98 | Additional 50% Reduction | Afghanistan | AFG | 2022-01-02 | v8 | TRUE
https://raw.githubusercontent.com/mrc-ide/global-lmic-reports/master/AFG/projections.csv | 2021-06-06 | prevalence | 172890.17 | 184481.43 | 192333.62 | 192429.45 | 199906.37 | 217378.75 | Additional 50% Reduction | Afghanistan | AFG | 2022-01-02 | v8 | TRUE
https://raw.githubusercontent.com/mrc-ide/global-lmic-reports/master/AFG/projections.csv | 2021-06-06 | cumulative_infections | 1701983.95 | 1785842.73 | 1820319.88 | 1828745.88 | 1871780.49 | 1999087.08 | Additional 50% Reduction | Afghanistan | AFG | 2022-01-02 | v8 | TRUE
https://raw.githubusercontent.com/mrc-ide/global-lmic-reports/master/AFG/projections.csv | 2021-06-06 | cumulative_deaths | 2863.73 | 3001.81 | 3083.59 | 3093.05 | 3162.54 | 3433.53 | Additional 50% Reduction | Afghanistan | AFG | 2022-01-02 | v8 | TRUE
https://raw.githubusercontent.com/mrc-ide/global-lmic-reports/master/AFG/projections.csv | 2021-06-06 | Rt | 1.38 | 1.4 | 1.41 | 1.41 | 1.42 | 1.46 | Additional 50% Reduction | Afghanistan | AFG | 2022-01-02 | v8 | TRUE
https://raw.githubusercontent.com/mrc-ide/global-lmic-reports/master/AFG/projections.csv | 2021-06-06 | Reff | 1.28 | 1.3 | 1.31 | 1.31 | 1.33 | 1.36 | Additional 50% Reduction | Afghanistan | AFG | 2022-01-02 | v8 | TRUE
https://raw.githubusercontent.com/mrc-ide/global-lmic-reports/master/AFG/projections.csv | 2021-06-06 | infections | 28865.51 | 30954.27 | 31897.28 | 32064.42 | 33128.62 | 35746.78 | Maintain Status Quo | Afghanistan | AFG | 2022-01-02 | v8 | TRUE
https://raw.githubusercontent.com/mrc-ide/global-lmic-reports/master/AFG/projections.csv | 2021-06-06 | deaths | 36.68 | 39.4 | 41.46 | 41.61 | 43.6 | 47.44 | Maintain Status Quo | Afghanistan | AFG | 2022-01-02 | v8 | TRUE
https://raw.githubusercontent.com/mrc-ide/global-lmic-reports/master/AFG/projections.csv | 2021-06-06 | hospital_demand | 979.81 | 1038.81 | 1083.61 | 1084.83 | 1125.6 | 1200.93 | Maintain Status Quo | Afghanistan | AFG | 2022-01-02 | v8 | TRUE
https://raw.githubusercontent.com/mrc-ide/global-lmic-reports/master/AFG/projections.csv | 2021-06-06 | ICU_demand | 311.49 | 314.92 | 317.44 | 317.58 | 319.98 | 324.7 | Maintain Status Quo | Afghanistan | AFG | 2022-01-02 | v8 | TRUE
https://raw.githubusercontent.com/mrc-ide/global-lmic-reports/master/AFG/projections.csv | 2021-06-06 | hospital_incidence | 145.41 | 155.13 | 161.82 | 162.05 | 168.5 | 181.77 | Maintain Status Quo | Afghanistan | AFG | 2022-01-02 | v8 | TRUE
https://raw.githubusercontent.com/mrc-ide/global-lmic-reports/master/AFG/projections.csv | 2021-06-06 | ICU_incidence | 45.59 | 48.64 | 50.73 | 50.81 | 52.82 | 56.98 | Maintain Status Quo | Afghanistan | AFG | 2022-01-02 | v8 | TRUE
https://raw.githubusercontent.com/mrc-ide/global-lmic-reports/master/AFG/projections.csv | 2021-06-06 | prevalence | 172890.17 | 184481.43 | 192333.62 | 192429.45 | 199906.37 | 217378.75 | Maintain Status Quo | Afghanistan | AFG | 2022-01-02 | v8 | TRUE
https://raw.githubusercontent.com/mrc-ide/global-lmic-reports/master/AFG/projections.csv | 2021-06-06 | cumulative_infections | 1701983.95 | 1785842.73 | 1820319.88 | 1828745.88 | 1871780.49 | 1999087.08 | Maintain Status Quo | Afghanistan | AFG | 2022-01-02 | v8 | TRUE
https://raw.githubusercontent.com/mrc-ide/global-lmic-reports/master/AFG/projections.csv | 2021-06-06 | cumulative_deaths | 2863.73 | 3001.81 | 3083.59 | 3093.05 | 3162.54 | 3433.53 | Maintain Status Quo | Afghanistan | AFG | 2022-01-02 | v8 | TRUE
https://raw.githubusercontent.com/mrc-ide/global-lmic-reports/master/AFG/projections.csv | 2021-06-06 | Rt | 1.38 | 1.4 | 1.41 | 1.41 | 1.42 | 1.46 | Maintain Status Quo | Afghanistan | AFG | 2022-01-02 | v8 | TRUE
https://raw.githubusercontent.com/mrc-ide/global-lmic-reports/master/AFG/projections.csv | 2021-06-06 | Reff | 1.28 | 1.3 | 1.31 | 1.31 | 1.33 | 1.36 | Maintain Status Quo | Afghanistan | AFG | 2022-01-02 | v8 | TRUE
https://raw.githubusercontent.com/mrc-ide/global-lmic-reports/master/AFG/projections.csv | 2021-06-06 | infections | 28865.51 | 30954.27 | 31897.28 | 32064.42 | 33128.62 | 35746.78 | Optimistic | Afghanistan | AFG | 2022-01-02 | v8 | TRUE
https://raw.githubusercontent.com/mrc-ide/global-lmic-reports/master/AFG/projections.csv | 2021-06-06 | deaths | 36.68 | 39.4 | 41.46 | 41.61 | 43.6 | 47.44 | Optimistic | Afghanistan | AFG | 2022-01-02 | v8 | TRUE
https://raw.githubusercontent.com/mrc-ide/global-lmic-reports/master/AFG/projections.csv | 2021-06-06 | hospital_demand | 979.81 | 1038.81 | 1083.61 | 1084.83 | 1125.6 | 1200.93 | Optimistic | Afghanistan | AFG | 2022-01-02 | v8 | TRUE
https://raw.githubusercontent.com/mrc-ide/global-lmic-reports/master/AFG/projections.csv | 2021-06-06 | ICU_demand | 311.49 | 314.92 | 317.44 | 317.58 | 319.98 | 324.7 | Optimistic | Afghanistan | AFG | 2022-01-02 | v8 | TRUE
https://raw.githubusercontent.com/mrc-ide/global-lmic-reports/master/AFG/projections.csv | 2021-06-06 | hospital_incidence | 145.41 | 155.13 | 161.82 | 162.05 | 168.5 | 181.77 | Optimistic | Afghanistan | AFG | 2022-01-02 | v8 | TRUE
https://raw.githubusercontent.com/mrc-ide/global-lmic-reports/master/AFG/projections.csv | 2021-06-06 | ICU_incidence | 45.59 | 48.64 | 50.73 | 50.81 | 52.82 | 56.98 | Optimistic | Afghanistan | AFG | 2022-01-02 | v8 | TRUE
https://raw.githubusercontent.com/mrc-ide/global-lmic-reports/master/AFG/projections.csv | 2021-06-06 | prevalence | 172890.17 | 184481.43 | 192333.62 | 192429.45 | 199906.37 | 217378.75 | Optimistic | Afghanistan | AFG | 2022-01-02 | v8 | TRUE
https://raw.githubusercontent.com/mrc-ide/global-lmic-reports/master/AFG/projections.csv | 2021-06-06 | cumulative_infections | 1701983.95 | 1785842.73 | 1820319.88 | 1828745.88 | 1871780.49 | 1999087.08 | Optimistic | Afghanistan | AFG | 2022-01-02 | v8 | TRUE
https://raw.githubusercontent.com/mrc-ide/global-lmic-reports/master/AFG/projections.csv | 2021-06-06 | cumulative_deaths | 2863.73 | 3001.81 | 3083.59 | 3093.05 | 3162.54 | 3433.53 | Optimistic | Afghanistan | AFG | 2022-01-02 | v8 | TRUE
https://raw.githubusercontent.com/mrc-ide/global-lmic-reports/master/AFG/projections.csv | 2021-06-06 | Rt | 1.38 | 1.4 | 1.41 | 1.41 | 1.42 | 1.46 | Optimistic | Afghanistan | AFG | 2022-01-02 | v8 | TRUE
https://raw.githubusercontent.com/mrc-ide/global-lmic-reports/master/AFG/projections.csv | 2021-06-06 | Reff | 1.28 | 1.3 | 1.31 | 1.31 | 1.33 | 1.36 | Optimistic | Afghanistan | AFG | 2022-01-02 | v8 | TRUE
https://raw.githubusercontent.com/mrc-ide/global-lmic-reports/master/AFG/projections.csv | 2021-06-06 | infections | 28865.51 | 30954.27 | 31897.28 | 32064.42 | 33128.62 | 35746.78 | Pessimistic | Afghanistan | AFG | 2022-01-02 | v8 | TRUE
https://raw.githubusercontent.com/mrc-ide/global-lmic-reports/master/AFG/projections.csv | 2021-06-06 | deaths | 36.68 | 39.4 | 41.46 | 41.61 | 43.6 | 47.44 | Pessimistic | Afghanistan | AFG | 2022-01-02 | v8 | TRUE
https://raw.githubusercontent.com/mrc-ide/global-lmic-reports/master/AFG/projections.csv | 2021-06-06 | hospital_demand | 979.81 | 1038.81 | 1083.61 | 1084.83 | 1125.6 | 1200.93 | Pessimistic | Afghanistan | AFG | 2022-01-02 | v8 | TRUE
https://raw.githubusercontent.com/mrc-ide/global-lmic-reports/master/AFG/projections.csv | 2021-06-06 | ICU_demand | 311.49 | 314.92 | 317.44 | 317.58 | 319.98 | 324.7 | Pessimistic | Afghanistan | AFG | 2022-01-02 | v8 | TRUE
https://raw.githubusercontent.com/mrc-ide/global-lmic-reports/master/AFG/projections.csv | 2021-06-06 | hospital_incidence | 145.41 | 155.13 | 161.82 | 162.05 | 168.5 | 181.77 | Pessimistic | Afghanistan | AFG | 2022-01-02 | v8 | TRUE
https://raw.githubusercontent.com/mrc-ide/global-lmic-reports/master/AFG/projections.csv | 2021-06-06 | ICU_incidence | 45.59 | 48.64 | 50.73 | 50.81 | 52.82 | 56.98 | Pessimistic | Afghanistan | AFG | 2022-01-02 | v8 | TRUE
https://raw.githubusercontent.com/mrc-ide/global-lmic-reports/master/AFG/projections.csv | 2021-06-06 | prevalence | 172890.17 | 184481.43 | 192333.62 | 192429.45 | 199906.37 | 217378.75 | Pessimistic | Afghanistan | AFG | 2022-01-02 | v8 | TRUE
https://raw.githubusercontent.com/mrc-ide/global-lmic-reports/master/AFG/projections.csv | 2021-06-06 | cumulative_infections | 1701983.95 | 1785842.73 | 1820319.88 | 1828745.88 | 1871780.49 | 1999087.08 | Pessimistic | Afghanistan | AFG | 2022-01-02 | v8 | TRUE
https://raw.githubusercontent.com/mrc-ide/global-lmic-reports/master/AFG/projections.csv | 2021-06-06 | cumulative_deaths | 2863.73 | 3001.81 | 3083.59 | 3093.05 | 3162.54 | 3433.53 | Pessimistic | Afghanistan | AFG | 2022-01-02 | v8 | TRUE
https://raw.githubusercontent.com/mrc-ide/global-lmic-reports/master/AFG/projections.csv | 2021-06-06 | Rt | 1.38 | 1.4 | 1.41 | 1.41 | 1.42 | 1.46 | Pessimistic | Afghanistan | AFG | 2022-01-02 | v8 | TRUE
https://raw.githubusercontent.com/mrc-ide/global-lmic-reports/master/AFG/projections.csv | 2021-06-06 | Reff | 1.28 | 1.3 | 1.31 | 1.31 | 1.33 | 1.36 | Pessimistic | Afghanistan | AFG | 2022-01-02 | v8 | TRUE
https://raw.githubusercontent.com/mrc-ide/global-lmic-reports/master/AFG/projections.csv | 2021-06-06 | infections | 28865.51 | 30954.27 | 31897.28 | 32064.42 | 33128.62 | 35746.78 | Relax Interventions 50% | Afghanistan | AFG | 2022-01-02 | v8 | TRUE
https://raw.githubusercontent.com/mrc-ide/global-lmic-reports/master/AFG/projections.csv | 2021-06-06 | deaths | 36.68 | 39.4 | 41.46 | 41.61 | 43.6 | 47.44 | Relax Interventions 50% | Afghanistan | AFG | 2022-01-02 | v8 | TRUE
https://raw.githubusercontent.com/mrc-ide/global-lmic-reports/master/AFG/projections.csv | 2021-06-06 | hospital_demand | 979.81 | 1038.81 | 1083.61 | 1084.83 | 1125.6 | 1200.93 | Relax Interventions 50% | Afghanistan | AFG | 2022-01-02 | v8 | TRUE
https://raw.githubusercontent.com/mrc-ide/global-lmic-reports/master/AFG/projections.csv | 2021-06-06 | ICU_demand | 311.49 | 314.92 | 317.44 | 317.58 | 319.98 | 324.7 | Relax Interventions 50% | Afghanistan | AFG | 2022-01-02 | v8 | TRUE
https://raw.githubusercontent.com/mrc-ide/global-lmic-reports/master/AFG/projections.csv | 2021-06-06 | hospital_incidence | 145.41 | 155.13 | 161.82 | 162.05 | 168.5 | 181.77 | Relax Interventions 50% | Afghanistan | AFG | 2022-01-02 | v8 | TRUE
https://raw.githubusercontent.com/mrc-ide/global-lmic-reports/master/AFG/projections.csv | 2021-06-06 | ICU_incidence | 45.59 | 48.64 | 50.73 | 50.81 | 52.82 | 56.98 | Relax Interventions 50% | Afghanistan | AFG | 2022-01-02 | v8 | TRUE
https://raw.githubusercontent.com/mrc-ide/global-lmic-reports/master/AFG/projections.csv | 2021-06-06 | prevalence | 172890.17 | 184481.43 | 192333.62 | 192429.45 | 199906.37 | 217378.75 | Relax Interventions 50% | Afghanistan | AFG | 2022-01-02 | v8 | TRUE
https://raw.githubusercontent.com/mrc-ide/global-lmic-reports/master/AFG/projections.csv | 2021-06-06 | cumulative_infections | 1701983.95 | 1785842.73 | 1820319.88 | 1828745.88 | 1871780.49 | 1999087.08 | Relax Interventions 50% | Afghanistan | AFG | 2022-01-02 | v8 | TRUE
https://raw.githubusercontent.com/mrc-ide/global-lmic-reports/master/AFG/projections.csv | 2021-06-06 | cumulative_deaths | 2863.73 | 3001.81 | 3083.59 | 3093.05 | 3162.54 | 3433.53 | Relax Interventions 50% | Afghanistan | AFG | 2022-01-02 | v8 | TRUE
https://raw.githubusercontent.com/mrc-ide/global-lmic-reports/master/AFG/projections.csv | 2021-06-06 | Rt | 1.38 | 1.4 | 1.41 | 1.41 | 1.42 | 1.46 | Relax Interventions 50% | Afghanistan | AFG | 2022-01-02 | v8 | TRUE
https://raw.githubusercontent.com/mrc-ide/global-lmic-reports/master/AFG/projections.csv | 2021-06-06 | Reff | 1.28 | 1.3 | 1.31 | 1.31 | 1.33 | 1.36 | Relax Interventions 50% | Afghanistan | AFG | 2022-01-02 | v8 | TRUE
https://raw.githubusercontent.com/mrc-ide/global-lmic-reports/master/AFG/projections.csv | 2021-06-06 | infections | 28578.72 | 30717 | 31647.98 | 31744.67 | 32662.22 | 35058.38 | Surged Additional 50% Reduction | Afghanistan | AFG | 2022-01-02 | v8 | TRUE
https://raw.githubusercontent.com/mrc-ide/global-lmic-reports/master/AFG/projections.csv | 2021-06-06 | deaths | 18.74 | 20.48 | 21.05 | 21 | 21.63 | 22.79 | Surged Additional 50% Reduction | Afghanistan | AFG | 2022-01-02 | v8 | TRUE
https://raw.githubusercontent.com/mrc-ide/global-lmic-reports/master/AFG/projections.csv | 2021-06-06 | hospital_demand | 958.47 | 1053.96 | 1080.35 | 1080.15 | 1113.75 | 1181.74 | Surged Additional 50% Reduction | Afghanistan | AFG | 2022-01-02 | v8 | TRUE
https://raw.githubusercontent.com/mrc-ide/global-lmic-reports/master/AFG/projections.csv | 2021-06-06 | ICU_demand | 374.99 | 411.49 | 421.3 | 421.24 | 434.89 | 459.77 | Surged Additional 50% Reduction | Afghanistan | AFG | 2022-01-02 | v8 | TRUE
https://raw.githubusercontent.com/mrc-ide/global-lmic-reports/master/AFG/projections.csv | 2021-06-06 | hospital_incidence | 142.3 | 156.79 | 159.82 | 160.38 | 165.1 | 179.39 | Surged Additional 50% Reduction | Afghanistan | AFG | 2022-01-02 | v8 | TRUE
https://raw.githubusercontent.com/mrc-ide/global-lmic-reports/master/AFG/projections.csv | 2021-06-06 | ICU_incidence | 44.61 | 49.16 | 50.11 | 50.28 | 51.76 | 56.24 | Surged Additional 50% Reduction | Afghanistan | AFG | 2022-01-02 | v8 | TRUE
https://raw.githubusercontent.com/mrc-ide/global-lmic-reports/master/AFG/projections.csv | 2021-06-06 | prevalence | 168801.17 | 185705.66 | 190297.93 | 190512.96 | 195859.24 | 213622.34 | Surged Additional 50% Reduction | Afghanistan | AFG | 2022-01-02 | v8 | TRUE
https://raw.githubusercontent.com/mrc-ide/global-lmic-reports/master/AFG/projections.csv | 2021-06-06 | cumulative_infections | 1722809.93 | 1775595.53 | 1814176.02 | 1813368.46 | 1846176.59 | 1921419.49 | Surged Additional 50% Reduction | Afghanistan | AFG | 2022-01-02 | v8 | TRUE
https://raw.githubusercontent.com/mrc-ide/global-lmic-reports/master/AFG/projections.csv | 2021-06-06 | cumulative_deaths | 2783.83 | 2877.65 | 2936.78 | 2941.54 | 3011.27 | 3119.19 | Surged Additional 50% Reduction | Afghanistan | AFG | 2022-01-02 | v8 | TRUE
https://raw.githubusercontent.com/mrc-ide/global-lmic-reports/master/AFG/projections.csv | 2021-06-06 | Rt | 1.37 | 1.4 | 1.41 | 1.41 | 1.43 | 1.44 | Surged Additional 50% Reduction | Afghanistan | AFG | 2022-01-02 | v8 | TRUE
https://raw.githubusercontent.com/mrc-ide/global-lmic-reports/master/AFG/projections.csv | 2021-06-06 | Reff | 1.27 | 1.3 | 1.31 | 1.31 | 1.33 | 1.34 | Surged Additional 50% Reduction | Afghanistan | AFG | 2022-01-02 | v8 | TRUE
https://raw.githubusercontent.com/mrc-ide/global-lmic-reports/master/AFG/projections.csv | 2021-06-06 | infections | 28578.72 | 30717 | 31647.98 | 31744.67 | 32662.22 | 35058.38 | Surged Maintain Status Quo | Afghanistan | AFG | 2022-01-02 | v8 | TRUE
https://raw.githubusercontent.com/mrc-ide/global-lmic-reports/master/AFG/projections.csv | 2021-06-06 | deaths | 18.74 | 20.48 | 21.05 | 21 | 21.63 | 22.79 | Surged Maintain Status Quo | Afghanistan | AFG | 2022-01-02 | v8 | TRUE
https://raw.githubusercontent.com/mrc-ide/global-lmic-reports/master/AFG/projections.csv | 2021-06-06 | hospital_demand | 958.47 | 1053.96 | 1080.35 | 1080.15 | 1113.75 | 1181.74 | Surged Maintain Status Quo | Afghanistan | AFG | 2022-01-02 | v8 | TRUE
https://raw.githubusercontent.com/mrc-ide/global-lmic-reports/master/AFG/projections.csv | 2021-06-06 | ICU_demand | 374.99 | 411.49 | 421.3 | 421.24 | 434.89 | 459.77 | Surged Maintain Status Quo | Afghanistan | AFG | 2022-01-02 | v8 | TRUE
https://raw.githubusercontent.com/mrc-ide/global-lmic-reports/master/AFG/projections.csv | 2021-06-06 | hospital_incidence | 142.3 | 156.79 | 159.82 | 160.38 | 165.1 | 179.39 | Surged Maintain Status Quo | Afghanistan | AFG | 2022-01-02 | v8 | TRUE
https://raw.githubusercontent.com/mrc-ide/global-lmic-reports/master/AFG/projections.csv | 2021-06-06 | ICU_incidence | 44.61 | 49.16 | 50.11 | 50.28 | 51.76 | 56.24 | Surged Maintain Status Quo | Afghanistan | AFG | 2022-01-02 | v8 | TRUE
https://raw.githubusercontent.com/mrc-ide/global-lmic-reports/master/AFG/projections.csv | 2021-06-06 | prevalence | 168801.17 | 185705.66 | 190297.93 | 190512.96 | 195859.24 | 213622.34 | Surged Maintain Status Quo | Afghanistan | AFG | 2022-01-02 | v8 | TRUE
https://raw.githubusercontent.com/mrc-ide/global-lmic-reports/master/AFG/projections.csv | 2021-06-06 | cumulative_infections | 1722809.93 | 1775595.53 | 1814176.02 | 1813368.46 | 1846176.59 | 1921419.49 | Surged Maintain Status Quo | Afghanistan | AFG | 2022-01-02 | v8 | TRUE
https://raw.githubusercontent.com/mrc-ide/global-lmic-reports/master/AFG/projections.csv | 2021-06-06 | cumulative_deaths | 2783.83 | 2877.65 | 2936.78 | 2941.54 | 3011.27 | 3119.19 | Surged Maintain Status Quo | Afghanistan | AFG | 2022-01-02 | v8 | TRUE
https://raw.githubusercontent.com/mrc-ide/global-lmic-reports/master/AFG/projections.csv | 2021-06-06 | Rt | 1.37 | 1.4 | 1.41 | 1.41 | 1.43 | 1.44 | Surged Maintain Status Quo | Afghanistan | AFG | 2022-01-02 | v8 | TRUE
https://raw.githubusercontent.com/mrc-ide/global-lmic-reports/master/AFG/projections.csv | 2021-06-06 | Reff | 1.27 | 1.3 | 1.31 | 1.31 | 1.33 | 1.34 | Surged Maintain Status Quo | Afghanistan | AFG | 2022-01-02 | v8 | TRUE
https://raw.githubusercontent.com/mrc-ide/global-lmic-reports/master/AFG/projections.csv | 2021-06-06 | infections | 28578.72 | 30717 | 31647.98 | 31744.67 | 32662.22 | 35058.38 | Surged Optimistic | Afghanistan | AFG | 2022-01-02 | v8 | TRUE
https://raw.githubusercontent.com/mrc-ide/global-lmic-reports/master/AFG/projections.csv | 2021-06-06 | deaths | 18.74 | 20.48 | 21.05 | 21 | 21.63 | 22.79 | Surged Optimistic | Afghanistan | AFG | 2022-01-02 | v8 | TRUE
https://raw.githubusercontent.com/mrc-ide/global-lmic-reports/master/AFG/projections.csv | 2021-06-06 | hospital_demand | 958.47 | 1053.96 | 1080.35 | 1080.15 | 1113.75 | 1181.74 | Surged Optimistic | Afghanistan | AFG | 2022-01-02 | v8 | TRUE
https://raw.githubusercontent.com/mrc-ide/global-lmic-reports/master/AFG/projections.csv | 2021-06-06 | ICU_demand | 374.99 | 411.49 | 421.3 | 421.24 | 434.89 | 459.77 | Surged Optimistic | Afghanistan | AFG | 2022-01-02 | v8 | TRUE
https://raw.githubusercontent.com/mrc-ide/global-lmic-reports/master/AFG/projections.csv | 2021-06-06 | hospital_incidence | 142.3 | 156.79 | 159.82 | 160.38 | 165.1 | 179.39 | Surged Optimistic | Afghanistan | AFG | 2022-01-02 | v8 | TRUE
https://raw.githubusercontent.com/mrc-ide/global-lmic-reports/master/AFG/projections.csv | 2021-06-06 | ICU_incidence | 44.61 | 49.16 | 50.11 | 50.28 | 51.76 | 56.24 | Surged Optimistic | Afghanistan | AFG | 2022-01-02 | v8 | TRUE
https://raw.githubusercontent.com/mrc-ide/global-lmic-reports/master/AFG/projections.csv | 2021-06-06 | prevalence | 168801.17 | 185705.66 | 190297.93 | 190512.96 | 195859.24 | 213622.34 | Surged Optimistic | Afghanistan | AFG | 2022-01-02 | v8 | TRUE
https://raw.githubusercontent.com/mrc-ide/global-lmic-reports/master/AFG/projections.csv | 2021-06-06 | cumulative_infections | 1722809.93 | 1775595.53 | 1814176.02 | 1813368.46 | 1846176.59 | 1921419.49 | Surged Optimistic | Afghanistan | AFG | 2022-01-02 | v8 | TRUE
https://raw.githubusercontent.com/mrc-ide/global-lmic-reports/master/AFG/projections.csv | 2021-06-06 | cumulative_deaths | 2783.83 | 2877.65 | 2936.78 | 2941.54 | 3011.27 | 3119.19 | Surged Optimistic | Afghanistan | AFG | 2022-01-02 | v8 | TRUE
https://raw.githubusercontent.com/mrc-ide/global-lmic-reports/master/AFG/projections.csv | 2021-06-06 | Rt | 1.37 | 1.4 | 1.41 | 1.41 | 1.43 | 1.44 | Surged Optimistic | Afghanistan | AFG | 2022-01-02 | v8 | TRUE
https://raw.githubusercontent.com/mrc-ide/global-lmic-reports/master/AFG/projections.csv | 2021-06-06 | Reff | 1.27 | 1.3 | 1.31 | 1.31 | 1.33 | 1.34 | Surged Optimistic | Afghanistan | AFG | 2022-01-02 | v8 | TRUE
https://raw.githubusercontent.com/mrc-ide/global-lmic-reports/master/AFG/projections.csv | 2021-06-06 | infections | 28578.72 | 30717 | 31647.98 | 31744.67 | 32662.22 | 35058.38 | Surged Pessimistic | Afghanistan | AFG | 2022-01-02 | v8 | TRUE
https://raw.githubusercontent.com/mrc-ide/global-lmic-reports/master/AFG/projections.csv | 2021-06-06 | deaths | 18.74 | 20.48 | 21.05 | 21 | 21.63 | 22.79 | Surged Pessimistic | Afghanistan | AFG | 2022-01-02 | v8 | TRUE
https://raw.githubusercontent.com/mrc-ide/global-lmic-reports/master/AFG/projections.csv | 2021-06-06 | hospital_demand | 958.47 | 1053.96 | 1080.35 | 1080.15 | 1113.75 | 1181.74 | Surged Pessimistic | Afghanistan | AFG | 2022-01-02 | v8 | TRUE
https://raw.githubusercontent.com/mrc-ide/global-lmic-reports/master/AFG/projections.csv | 2021-06-06 | ICU_demand | 374.99 | 411.49 | 421.3 | 421.24 | 434.89 | 459.77 | Surged Pessimistic | Afghanistan | AFG | 2022-01-02 | v8 | TRUE
https://raw.githubusercontent.com/mrc-ide/global-lmic-reports/master/AFG/projections.csv | 2021-06-06 | hospital_incidence | 142.3 | 156.79 | 159.82 | 160.38 | 165.1 | 179.39 | Surged Pessimistic | Afghanistan | AFG | 2022-01-02 | v8 | TRUE
https://raw.githubusercontent.com/mrc-ide/global-lmic-reports/master/AFG/projections.csv | 2021-06-06 | ICU_incidence | 44.61 | 49.16 | 50.11 | 50.28 | 51.76 | 56.24 | Surged Pessimistic | Afghanistan | AFG | 2022-01-02 | v8 | TRUE
https://raw.githubusercontent.com/mrc-ide/global-lmic-reports/master/AFG/projections.csv | 2021-06-06 | prevalence | 168801.17 | 185705.66 | 190297.93 | 190512.96 | 195859.24 | 213622.34 | Surged Pessimistic | Afghanistan | AFG | 2022-01-02 | v8 | TRUE
https://raw.githubusercontent.com/mrc-ide/global-lmic-reports/master/AFG/projections.csv | 2021-06-06 | cumulative_infections | 1722809.93 | 1775595.53 | 1814176.02 | 1813368.46 | 1846176.59 | 1921419.49 | Surged Pessimistic | Afghanistan | AFG | 2022-01-02 | v8 | TRUE
https://raw.githubusercontent.com/mrc-ide/global-lmic-reports/master/AFG/projections.csv | 2021-06-06 | cumulative_deaths | 2783.83 | 2877.65 | 2936.78 | 2941.54 | 3011.27 | 3119.19 | Surged Pessimistic | Afghanistan | AFG | 2022-01-02 | v8 | TRUE
https://raw.githubusercontent.com/mrc-ide/global-lmic-reports/master/AFG/projections.csv | 2021-06-06 | Rt | 1.37 | 1.4 | 1.41 | 1.41 | 1.43 | 1.44 | Surged Pessimistic | Afghanistan | AFG | 2022-01-02 | v8 | TRUE
https://raw.githubusercontent.com/mrc-ide/global-lmic-reports/master/AFG/projections.csv | 2021-06-06 | Reff | 1.27 | 1.3 | 1.31 | 1.31 | 1.33 | 1.34 | Surged Pessimistic | Afghanistan | AFG | 2022-01-02 | v8 | TRUE
https://raw.githubusercontent.com/mrc-ide/global-lmic-reports/master/AFG/projections.csv | 2021-06-06 | infections | 28578.72 | 30717 | 31647.98 | 31744.67 | 32662.22 | 35058.38 | Surged Relax Interventions 50% | Afghanistan | AFG | 2022-01-02 | v8 | TRUE
https://raw.githubusercontent.com/mrc-ide/global-lmic-reports/master/AFG/projections.csv | 2021-06-06 | deaths | 18.74 | 20.48 | 21.05 | 21 | 21.63 | 22.79 | Surged Relax Interventions 50% | Afghanistan | AFG | 2022-01-02 | v8 | TRUE
https://raw.githubusercontent.com/mrc-ide/global-lmic-reports/master/AFG/projections.csv | 2021-06-06 | hospital_demand | 958.47 | 1053.96 | 1080.35 | 1080.15 | 1113.75 | 1181.74 | Surged Relax Interventions 50% | Afghanistan | AFG | 2022-01-02 | v8 | TRUE
https://raw.githubusercontent.com/mrc-ide/global-lmic-reports/master/AFG/projections.csv | 2021-06-06 | ICU_demand | 374.99 | 411.49 | 421.3 | 421.24 | 434.89 | 459.77 | Surged Relax Interventions 50% | Afghanistan | AFG | 2022-01-02 | v8 | TRUE
https://raw.githubusercontent.com/mrc-ide/global-lmic-reports/master/AFG/projections.csv | 2021-06-06 | hospital_incidence | 142.3 | 156.79 | 159.82 | 160.38 | 165.1 | 179.39 | Surged Relax Interventions 50% | Afghanistan | AFG | 2022-01-02 | v8 | TRUE
https://raw.githubusercontent.com/mrc-ide/global-lmic-reports/master/AFG/projections.csv | 2021-06-06 | ICU_incidence | 44.61 | 49.16 | 50.11 | 50.28 | 51.76 | 56.24 | Surged Relax Interventions 50% | Afghanistan | AFG | 2022-01-02 | v8 | TRUE
https://raw.githubusercontent.com/mrc-ide/global-lmic-reports/master/AFG/projections.csv | 2021-06-06 | prevalence | 168801.17 | 185705.66 | 190297.93 | 190512.96 | 195859.24 | 213622.34 | Surged Relax Interventions 50% | Afghanistan | AFG | 2022-01-02 | v8 | TRUE
https://raw.githubusercontent.com/mrc-ide/global-lmic-reports/master/AFG/projections.csv | 2021-06-06 | cumulative_infections | 1722809.93 | 1775595.53 | 1814176.02 | 1813368.46 | 1846176.59 | 1921419.49 | Surged Relax Interventions 50% | Afghanistan | AFG | 2022-01-02 | v8 | TRUE
https://raw.githubusercontent.com/mrc-ide/global-lmic-reports/master/AFG/projections.csv | 2021-06-06 | cumulative_deaths | 2783.83 | 2877.65 | 2936.78 | 2941.54 | 3011.27 | 3119.19 | Surged Relax Interventions 50% | Afghanistan | AFG | 2022-01-02 | v8 | TRUE
https://raw.githubusercontent.com/mrc-ide/global-lmic-reports/master/AFG/projections.csv | 2021-06-06 | Rt | 1.37 | 1.4 | 1.41 | 1.41 | 1.43 | 1.44 | Surged Relax Interventions 50% | Afghanistan | AFG | 2022-01-02 | v8 | TRUE
https://raw.githubusercontent.com/mrc-ide/global-lmic-reports/master/AFG/projections.csv | 2021-06-06 | Reff | 1.27 | 1.3 | 1.31 | 1.31 | 1.33 | 1.34 | Surged Relax Interventions 50% | Afghanistan | AFG | 2022-01-02 | v8 | TRUE
https://raw.githubusercontent.com/mrc-ide/global-lmic-reports/master/AFG/projections.csv | 2021-06-07 | infections | 31220.62 | 33166.56 | 34475.85 | 34703.01 | 35909.2 | 39481.94 | Additional 50% Reduction | Afghanistan | AFG | 2022-01-02 | v8 | TRUE
https://raw.githubusercontent.com/mrc-ide/global-lmic-reports/master/AFG/projections.csv | 2021-06-07 | deaths | 39.16 | 42.14 | 44.31 | 44.44 | 46.55 | 50.74 | Additional 50% Reduction | Afghanistan | AFG | 2022-01-02 | v8 | TRUE
https://raw.githubusercontent.com/mrc-ide/global-lmic-reports/master/AFG/projections.csv | 2021-06-07 | hospital_demand | 1032.64 | 1094.87 | 1141.81 | 1144.16 | 1187.47 | 1269.11 | Additional 50% Reduction | Afghanistan | AFG | 2022-01-02 | v8 | TRUE
https://raw.githubusercontent.com/mrc-ide/global-lmic-reports/master/AFG/projections.csv | 2021-06-07 | ICU_demand | 314.48 | 318.21 | 320.85 | 320.95 | 323.48 | 328.6 | Additional 50% Reduction | Afghanistan | AFG | 2022-01-02 | v8 | TRUE
https://raw.githubusercontent.com/mrc-ide/global-lmic-reports/master/AFG/projections.csv | 2021-06-07 | hospital_incidence | 153.02 | 163.4 | 170.45 | 170.57 | 177.31 | 191.71 | Additional 50% Reduction | Afghanistan | AFG | 2022-01-02 | v8 | TRUE
https://raw.githubusercontent.com/mrc-ide/global-lmic-reports/master/AFG/projections.csv | 2021-06-07 | ICU_incidence | 47.99 | 51.24 | 53.45 | 53.48 | 55.6 | 60.11 | Additional 50% Reduction | Afghanistan | AFG | 2022-01-02 | v8 | TRUE
https://raw.githubusercontent.com/mrc-ide/global-lmic-reports/master/AFG/projections.csv | 2021-06-07 | prevalence | 180394.11 | 192921.45 | 200380.45 | 200712.05 | 208392.6 | 227045.54 | Additional 50% Reduction | Afghanistan | AFG | 2022-01-02 | v8 | TRUE
https://raw.githubusercontent.com/mrc-ide/global-lmic-reports/master/AFG/projections.csv | 2021-06-07 | cumulative_infections | 1733861.95 | 1819394.13 | 1857185.5 | 1863448.9 | 1908038.04 | 2037317.87 | Additional 50% Reduction | Afghanistan | AFG | 2022-01-02 | v8 | TRUE
https://raw.githubusercontent.com/mrc-ide/global-lmic-reports/master/AFG/projections.csv | 2021-06-07 | cumulative_deaths | 2903.45 | 3046.55 | 3127.4 | 3137.49 | 3206.17 | 3482.11 | Additional 50% Reduction | Afghanistan | AFG | 2022-01-02 | v8 | TRUE
https://raw.githubusercontent.com/mrc-ide/global-lmic-reports/master/AFG/projections.csv | 2021-06-07 | Rt | 1.39 | 1.42 | 1.43 | 1.43 | 1.44 | 1.49 | Additional 50% Reduction | Afghanistan | AFG | 2022-01-02 | v8 | TRUE
https://raw.githubusercontent.com/mrc-ide/global-lmic-reports/master/AFG/projections.csv | 2021-06-07 | Reff | 1.29 | 1.31 | 1.32 | 1.33 | 1.34 | 1.38 | Additional 50% Reduction | Afghanistan | AFG | 2022-01-02 | v8 | TRUE
https://raw.githubusercontent.com/mrc-ide/global-lmic-reports/master/AFG/projections.csv | 2021-06-07 | infections | 31220.62 | 33166.56 | 34475.85 | 34703.01 | 35909.2 | 39481.94 | Maintain Status Quo | Afghanistan | AFG | 2022-01-02 | v8 | TRUE
https://raw.githubusercontent.com/mrc-ide/global-lmic-reports/master/AFG/projections.csv | 2021-06-07 | deaths | 39.16 | 42.14 | 44.31 | 44.44 | 46.55 | 50.74 | Maintain Status Quo | Afghanistan | AFG | 2022-01-02 | v8 | TRUE
https://raw.githubusercontent.com/mrc-ide/global-lmic-reports/master/AFG/projections.csv | 2021-06-07 | hospital_demand | 1032.64 | 1094.87 | 1141.81 | 1144.16 | 1187.47 | 1269.11 | Maintain Status Quo | Afghanistan | AFG | 2022-01-02 | v8 | TRUE
https://raw.githubusercontent.com/mrc-ide/global-lmic-reports/master/AFG/projections.csv | 2021-06-07 | ICU_demand | 314.48 | 318.21 | 320.85 | 320.95 | 323.48 | 328.6 | Maintain Status Quo | Afghanistan | AFG | 2022-01-02 | v8 | TRUE
https://raw.githubusercontent.com/mrc-ide/global-lmic-reports/master/AFG/projections.csv | 2021-06-07 | hospital_incidence | 153.02 | 163.4 | 170.45 | 170.57 | 177.31 | 191.71 | Maintain Status Quo | Afghanistan | AFG | 2022-01-02 | v8 | TRUE
https://raw.githubusercontent.com/mrc-ide/global-lmic-reports/master/AFG/projections.csv | 2021-06-07 | ICU_incidence | 47.99 | 51.24 | 53.45 | 53.48 | 55.6 | 60.11 | Maintain Status Quo | Afghanistan | AFG | 2022-01-02 | v8 | TRUE
https://raw.githubusercontent.com/mrc-ide/global-lmic-reports/master/AFG/projections.csv | 2021-06-07 | prevalence | 180394.11 | 192921.45 | 200380.45 | 200712.05 | 208392.6 | 227045.54 | Maintain Status Quo | Afghanistan | AFG | 2022-01-02 | v8 | TRUE
https://raw.githubusercontent.com/mrc-ide/global-lmic-reports/master/AFG/projections.csv | 2021-06-07 | cumulative_infections | 1733861.95 | 1819394.13 | 1857185.5 | 1863448.9 | 1908038.04 | 2037317.87 | Maintain Status Quo | Afghanistan | AFG | 2022-01-02 | v8 | TRUE
https://raw.githubusercontent.com/mrc-ide/global-lmic-reports/master/AFG/projections.csv | 2021-06-07 | cumulative_deaths | 2903.45 | 3046.55 | 3127.4 | 3137.49 | 3206.17 | 3482.11 | Maintain Status Quo | Afghanistan | AFG | 2022-01-02 | v8 | TRUE
https://raw.githubusercontent.com/mrc-ide/global-lmic-reports/master/AFG/projections.csv | 2021-06-07 | Rt | 1.39 | 1.42 | 1.43 | 1.43 | 1.44 | 1.49 | Maintain Status Quo | Afghanistan | AFG | 2022-01-02 | v8 | TRUE
https://raw.githubusercontent.com/mrc-ide/global-lmic-reports/master/AFG/projections.csv | 2021-06-07 | Reff | 1.29 | 1.31 | 1.32 | 1.33 | 1.34 | 1.38 | Maintain Status Quo | Afghanistan | AFG | 2022-01-02 | v8 | TRUE
https://raw.githubusercontent.com/mrc-ide/global-lmic-reports/master/AFG/projections.csv | 2021-06-07 | infections | 31220.62 | 33166.56 | 34475.85 | 34703.01 | 35909.2 | 39481.94 | Optimistic | Afghanistan | AFG | 2022-01-02 | v8 | TRUE
https://raw.githubusercontent.com/mrc-ide/global-lmic-reports/master/AFG/projections.csv | 2021-06-07 | deaths | 39.16 | 42.14 | 44.31 | 44.44 | 46.55 | 50.74 | Optimistic | Afghanistan | AFG | 2022-01-02 | v8 | TRUE
https://raw.githubusercontent.com/mrc-ide/global-lmic-reports/master/AFG/projections.csv | 2021-06-07 | hospital_demand | 1032.64 | 1094.87 | 1141.81 | 1144.16 | 1187.47 | 1269.11 | Optimistic | Afghanistan | AFG | 2022-01-02 | v8 | TRUE
https://raw.githubusercontent.com/mrc-ide/global-lmic-reports/master/AFG/projections.csv | 2021-06-07 | ICU_demand | 314.48 | 318.21 | 320.85 | 320.95 | 323.48 | 328.6 | Optimistic | Afghanistan | AFG | 2022-01-02 | v8 | TRUE
https://raw.githubusercontent.com/mrc-ide/global-lmic-reports/master/AFG/projections.csv | 2021-06-07 | hospital_incidence | 153.02 | 163.4 | 170.45 | 170.57 | 177.31 | 191.71 | Optimistic | Afghanistan | AFG | 2022-01-02 | v8 | TRUE
https://raw.githubusercontent.com/mrc-ide/global-lmic-reports/master/AFG/projections.csv | 2021-06-07 | ICU_incidence | 47.99 | 51.24 | 53.45 | 53.48 | 55.6 | 60.11 | Optimistic | Afghanistan | AFG | 2022-01-02 | v8 | TRUE
https://raw.githubusercontent.com/mrc-ide/global-lmic-reports/master/AFG/projections.csv | 2021-06-07 | prevalence | 180394.11 | 192921.45 | 200380.45 | 200712.05 | 208392.6 | 227045.54 | Optimistic | Afghanistan | AFG | 2022-01-02 | v8 | TRUE
https://raw.githubusercontent.com/mrc-ide/global-lmic-reports/master/AFG/projections.csv | 2021-06-07 | cumulative_infections | 1733861.95 | 1819394.13 | 1857185.5 | 1863448.9 | 1908038.04 | 2037317.87 | Optimistic | Afghanistan | AFG | 2022-01-02 | v8 | TRUE
https://raw.githubusercontent.com/mrc-ide/global-lmic-reports/master/AFG/projections.csv | 2021-06-07 | cumulative_deaths | 2903.45 | 3046.55 | 3127.4 | 3137.49 | 3206.17 | 3482.11 | Optimistic | Afghanistan | AFG | 2022-01-02 | v8 | TRUE
https://raw.githubusercontent.com/mrc-ide/global-lmic-reports/master/AFG/projections.csv | 2021-06-07 | Rt | 1.39 | 1.42 | 1.43 | 1.43 | 1.44 | 1.49 | Optimistic | Afghanistan | AFG | 2022-01-02 | v8 | TRUE
https://raw.githubusercontent.com/mrc-ide/global-lmic-reports/master/AFG/projections.csv | 2021-06-07 | Reff | 1.29 | 1.31 | 1.32 | 1.33 | 1.34 | 1.38 | Optimistic | Afghanistan | AFG | 2022-01-02 | v8 | TRUE
https://raw.githubusercontent.com/mrc-ide/global-lmic-reports/master/AFG/projections.csv | 2021-06-07 | infections | 31220.62 | 33166.56 | 34475.85 | 34703.01 | 35909.2 | 39481.94 | Pessimistic | Afghanistan | AFG | 2022-01-02 | v8 | TRUE
https://raw.githubusercontent.com/mrc-ide/global-lmic-reports/master/AFG/projections.csv | 2021-06-07 | deaths | 39.16 | 42.14 | 44.31 | 44.44 | 46.55 | 50.74 | Pessimistic | Afghanistan | AFG | 2022-01-02 | v8 | TRUE
https://raw.githubusercontent.com/mrc-ide/global-lmic-reports/master/AFG/projections.csv | 2021-06-07 | hospital_demand | 1032.64 | 1094.87 | 1141.81 | 1144.16 | 1187.47 | 1269.11 | Pessimistic | Afghanistan | AFG | 2022-01-02 | v8 | TRUE
https://raw.githubusercontent.com/mrc-ide/global-lmic-reports/master/AFG/projections.csv | 2021-06-07 | ICU_demand | 314.48 | 318.21 | 320.85 | 320.95 | 323.48 | 328.6 | Pessimistic | Afghanistan | AFG | 2022-01-02 | v8 | TRUE
https://raw.githubusercontent.com/mrc-ide/global-lmic-reports/master/AFG/projections.csv | 2021-06-07 | hospital_incidence | 153.02 | 163.4 | 170.45 | 170.57 | 177.31 | 191.71 | Pessimistic | Afghanistan | AFG | 2022-01-02 | v8 | TRUE
https://raw.githubusercontent.com/mrc-ide/global-lmic-reports/master/AFG/projections.csv | 2021-06-07 | ICU_incidence | 47.99 | 51.24 | 53.45 | 53.48 | 55.6 | 60.11 | Pessimistic | Afghanistan | AFG | 2022-01-02 | v8 | TRUE
https://raw.githubusercontent.com/mrc-ide/global-lmic-reports/master/AFG/projections.csv | 2021-06-07 | prevalence | 180394.11 | 192921.45 | 200380.45 | 200712.05 | 208392.6 | 227045.54 | Pessimistic | Afghanistan | AFG | 2022-01-02 | v8 | TRUE
https://raw.githubusercontent.com/mrc-ide/global-lmic-reports/master/AFG/projections.csv | 2021-06-07 | cumulative_infections | 1733861.95 | 1819394.13 | 1857185.5 | 1863448.9 | 1908038.04 | 2037317.87 | Pessimistic | Afghanistan | AFG | 2022-01-02 | v8 | TRUE
https://raw.githubusercontent.com/mrc-ide/global-lmic-reports/master/AFG/projections.csv | 2021-06-07 | cumulative_deaths | 2903.45 | 3046.55 | 3127.4 | 3137.49 | 3206.17 | 3482.11 | Pessimistic | Afghanistan | AFG | 2022-01-02 | v8 | TRUE
https://raw.githubusercontent.com/mrc-ide/global-lmic-reports/master/AFG/projections.csv | 2021-06-07 | Rt | 1.39 | 1.42 | 1.43 | 1.43 | 1.44 | 1.49 | Pessimistic | Afghanistan | AFG | 2022-01-02 | v8 | TRUE
https://raw.githubusercontent.com/mrc-ide/global-lmic-reports/master/AFG/projections.csv | 2021-06-07 | Reff | 1.29 | 1.31 | 1.32 | 1.33 | 1.34 | 1.38 | Pessimistic | Afghanistan | AFG | 2022-01-02 | v8 | TRUE
https://raw.githubusercontent.com/mrc-ide/global-lmic-reports/master/AFG/projections.csv | 2021-06-07 | infections | 31220.62 | 33166.56 | 34475.85 | 34703.01 | 35909.2 | 39481.94 | Relax Interventions 50% | Afghanistan | AFG | 2022-01-02 | v8 | TRUE
https://raw.githubusercontent.com/mrc-ide/global-lmic-reports/master/AFG/projections.csv | 2021-06-07 | deaths | 39.16 | 42.14 | 44.31 | 44.44 | 46.55 | 50.74 | Relax Interventions 50% | Afghanistan | AFG | 2022-01-02 | v8 | TRUE
https://raw.githubusercontent.com/mrc-ide/global-lmic-reports/master/AFG/projections.csv | 2021-06-07 | hospital_demand | 1032.64 | 1094.87 | 1141.81 | 1144.16 | 1187.47 | 1269.11 | Relax Interventions 50% | Afghanistan | AFG | 2022-01-02 | v8 | TRUE
https://raw.githubusercontent.com/mrc-ide/global-lmic-reports/master/AFG/projections.csv | 2021-06-07 | ICU_demand | 314.48 | 318.21 | 320.85 | 320.95 | 323.48 | 328.6 | Relax Interventions 50% | Afghanistan | AFG | 2022-01-02 | v8 | TRUE
https://raw.githubusercontent.com/mrc-ide/global-lmic-reports/master/AFG/projections.csv | 2021-06-07 | hospital_incidence | 153.02 | 163.4 | 170.45 | 170.57 | 177.31 | 191.71 | Relax Interventions 50% | Afghanistan | AFG | 2022-01-02 | v8 | TRUE
https://raw.githubusercontent.com/mrc-ide/global-lmic-reports/master/AFG/projections.csv | 2021-06-07 | ICU_incidence | 47.99 | 51.24 | 53.45 | 53.48 | 55.6 | 60.11 | Relax Interventions 50% | Afghanistan | AFG | 2022-01-02 | v8 | TRUE
https://raw.githubusercontent.com/mrc-ide/global-lmic-reports/master/AFG/projections.csv | 2021-06-07 | prevalence | 180394.11 | 192921.45 | 200380.45 | 200712.05 | 208392.6 | 227045.54 | Relax Interventions 50% | Afghanistan | AFG | 2022-01-02 | v8 | TRUE
https://raw.githubusercontent.com/mrc-ide/global-lmic-reports/master/AFG/projections.csv | 2021-06-07 | cumulative_infections | 1733861.95 | 1819394.13 | 1857185.5 | 1863448.9 | 1908038.04 | 2037317.87 | Relax Interventions 50% | Afghanistan | AFG | 2022-01-02 | v8 | TRUE
https://raw.githubusercontent.com/mrc-ide/global-lmic-reports/master/AFG/projections.csv | 2021-06-07 | cumulative_deaths | 2903.45 | 3046.55 | 3127.4 | 3137.49 | 3206.17 | 3482.11 | Relax Interventions 50% | Afghanistan | AFG | 2022-01-02 | v8 | TRUE
https://raw.githubusercontent.com/mrc-ide/global-lmic-reports/master/AFG/projections.csv | 2021-06-07 | Rt | 1.39 | 1.42 | 1.43 | 1.43 | 1.44 | 1.49 | Relax Interventions 50% | Afghanistan | AFG | 2022-01-02 | v8 | TRUE
https://raw.githubusercontent.com/mrc-ide/global-lmic-reports/master/AFG/projections.csv | 2021-06-07 | Reff | 1.29 | 1.31 | 1.32 | 1.33 | 1.34 | 1.38 | Relax Interventions 50% | Afghanistan | AFG | 2022-01-02 | v8 | TRUE
https://raw.githubusercontent.com/mrc-ide/global-lmic-reports/master/AFG/projections.csv | 2021-06-07 | infections | 30877.43 | 33242.24 | 34134.69 | 34293.23 | 35337.99 | 38422.06 | Surged Additional 50% Reduction | Afghanistan | AFG | 2022-01-02 | v8 | TRUE
https://raw.githubusercontent.com/mrc-ide/global-lmic-reports/master/AFG/projections.csv | 2021-06-07 | deaths | 19.68 | 21.53 | 22.12 | 22.08 | 22.82 | 24.02 | Surged Additional 50% Reduction | Afghanistan | AFG | 2022-01-02 | v8 | TRUE
https://raw.githubusercontent.com/mrc-ide/global-lmic-reports/master/AFG/projections.csv | 2021-06-07 | hospital_demand | 1012.44 | 1112.54 | 1140.97 | 1140.13 | 1172.91 | 1251.21 | Surged Additional 50% Reduction | Afghanistan | AFG | 2022-01-02 | v8 | TRUE
https://raw.githubusercontent.com/mrc-ide/global-lmic-reports/master/AFG/projections.csv | 2021-06-07 | ICU_demand | 394.89 | 433.6 | 443.59 | 444.06 | 457.52 | 486 | Surged Additional 50% Reduction | Afghanistan | AFG | 2022-01-02 | v8 | TRUE
https://raw.githubusercontent.com/mrc-ide/global-lmic-reports/master/AFG/projections.csv | 2021-06-07 | hospital_incidence | 149.65 | 165.2 | 168.16 | 168.79 | 173.8 | 189.24 | Surged Additional 50% Reduction | Afghanistan | AFG | 2022-01-02 | v8 | TRUE
https://raw.githubusercontent.com/mrc-ide/global-lmic-reports/master/AFG/projections.csv | 2021-06-07 | ICU_incidence | 46.93 | 51.8 | 52.73 | 52.93 | 54.5 | 59.33 | Surged Additional 50% Reduction | Afghanistan | AFG | 2022-01-02 | v8 | TRUE
https://raw.githubusercontent.com/mrc-ide/global-lmic-reports/master/AFG/projections.csv | 2021-06-07 | prevalence | 176550.82 | 192992.9 | 197997.68 | 198687.98 | 204321.7 | 222826.55 | Surged Additional 50% Reduction | Afghanistan | AFG | 2022-01-02 | v8 | TRUE
https://raw.githubusercontent.com/mrc-ide/global-lmic-reports/master/AFG/projections.csv | 2021-06-07 | cumulative_infections | 1754383.18 | 1811965.25 | 1848366.68 | 1847661.69 | 1880709.54 | 1958345.4 | Surged Additional 50% Reduction | Afghanistan | AFG | 2022-01-02 | v8 | TRUE
https://raw.githubusercontent.com/mrc-ide/global-lmic-reports/master/AFG/projections.csv | 2021-06-07 | cumulative_deaths | 2805.66 | 2899.29 | 2959.48 | 2963.62 | 3033.35 | 3141.37 | Surged Additional 50% Reduction | Afghanistan | AFG | 2022-01-02 | v8 | TRUE
https://raw.githubusercontent.com/mrc-ide/global-lmic-reports/master/AFG/projections.csv | 2021-06-07 | Rt | 1.38 | 1.41 | 1.43 | 1.43 | 1.44 | 1.46 | Surged Additional 50% Reduction | Afghanistan | AFG | 2022-01-02 | v8 | TRUE
https://raw.githubusercontent.com/mrc-ide/global-lmic-reports/master/AFG/projections.csv | 2021-06-07 | Reff | 1.28 | 1.31 | 1.33 | 1.32 | 1.34 | 1.35 | Surged Additional 50% Reduction | Afghanistan | AFG | 2022-01-02 | v8 | TRUE
https://raw.githubusercontent.com/mrc-ide/global-lmic-reports/master/AFG/projections.csv | 2021-06-07 | infections | 30877.43 | 33242.24 | 34134.69 | 34293.23 | 35337.99 | 38422.06 | Surged Maintain Status Quo | Afghanistan | AFG | 2022-01-02 | v8 | TRUE
https://raw.githubusercontent.com/mrc-ide/global-lmic-reports/master/AFG/projections.csv | 2021-06-07 | deaths | 19.68 | 21.53 | 22.12 | 22.08 | 22.82 | 24.02 | Surged Maintain Status Quo | Afghanistan | AFG | 2022-01-02 | v8 | TRUE
https://raw.githubusercontent.com/mrc-ide/global-lmic-reports/master/AFG/projections.csv | 2021-06-07 | hospital_demand | 1012.44 | 1112.54 | 1140.97 | 1140.13 | 1172.91 | 1251.21 | Surged Maintain Status Quo | Afghanistan | AFG | 2022-01-02 | v8 | TRUE
https://raw.githubusercontent.com/mrc-ide/global-lmic-reports/master/AFG/projections.csv | 2021-06-07 | ICU_demand | 394.89 | 433.6 | 443.59 | 444.06 | 457.52 | 486 | Surged Maintain Status Quo | Afghanistan | AFG | 2022-01-02 | v8 | TRUE
https://raw.githubusercontent.com/mrc-ide/global-lmic-reports/master/AFG/projections.csv | 2021-06-07 | hospital_incidence | 149.65 | 165.2 | 168.16 | 168.79 | 173.8 | 189.24 | Surged Maintain Status Quo | Afghanistan | AFG | 2022-01-02 | v8 | TRUE
https://raw.githubusercontent.com/mrc-ide/global-lmic-reports/master/AFG/projections.csv | 2021-06-07 | ICU_incidence | 46.93 | 51.8 | 52.73 | 52.93 | 54.5 | 59.33 | Surged Maintain Status Quo | Afghanistan | AFG | 2022-01-02 | v8 | TRUE
https://raw.githubusercontent.com/mrc-ide/global-lmic-reports/master/AFG/projections.csv | 2021-06-07 | prevalence | 176550.82 | 192992.9 | 197997.68 | 198687.98 | 204321.7 | 222826.55 | Surged Maintain Status Quo | Afghanistan | AFG | 2022-01-02 | v8 | TRUE
https://raw.githubusercontent.com/mrc-ide/global-lmic-reports/master/AFG/projections.csv | 2021-06-07 | cumulative_infections | 1754383.18 | 1811965.25 | 1848366.68 | 1847661.69 | 1880709.54 | 1958345.4 | Surged Maintain Status Quo | Afghanistan | AFG | 2022-01-02 | v8 | TRUE
https://raw.githubusercontent.com/mrc-ide/global-lmic-reports/master/AFG/projections.csv | 2021-06-07 | cumulative_deaths | 2805.66 | 2899.29 | 2959.48 | 2963.62 | 3033.35 | 3141.37 | Surged Maintain Status Quo | Afghanistan | AFG | 2022-01-02 | v8 | TRUE
https://raw.githubusercontent.com/mrc-ide/global-lmic-reports/master/AFG/projections.csv | 2021-06-07 | Rt | 1.38 | 1.41 | 1.43 | 1.43 | 1.44 | 1.46 | Surged Maintain Status Quo | Afghanistan | AFG | 2022-01-02 | v8 | TRUE
https://raw.githubusercontent.com/mrc-ide/global-lmic-reports/master/AFG/projections.csv | 2021-06-07 | Reff | 1.28 | 1.31 | 1.33 | 1.32 | 1.34 | 1.35 | Surged Maintain Status Quo | Afghanistan | AFG | 2022-01-02 | v8 | TRUE
https://raw.githubusercontent.com/mrc-ide/global-lmic-reports/master/AFG/projections.csv | 2021-06-07 | infections | 30877.43 | 33242.24 | 34134.69 | 34293.23 | 35337.99 | 38422.06 | Surged Optimistic | Afghanistan | AFG | 2022-01-02 | v8 | TRUE
https://raw.githubusercontent.com/mrc-ide/global-lmic-reports/master/AFG/projections.csv | 2021-06-07 | deaths | 19.68 | 21.53 | 22.12 | 22.08 | 22.82 | 24.02 | Surged Optimistic | Afghanistan | AFG | 2022-01-02 | v8 | TRUE
https://raw.githubusercontent.com/mrc-ide/global-lmic-reports/master/AFG/projections.csv | 2021-06-07 | hospital_demand | 1012.44 | 1112.54 | 1140.97 | 1140.13 | 1172.91 | 1251.21 | Surged Optimistic | Afghanistan | AFG | 2022-01-02 | v8 | TRUE
https://raw.githubusercontent.com/mrc-ide/global-lmic-reports/master/AFG/projections.csv | 2021-06-07 | ICU_demand | 394.89 | 433.6 | 443.59 | 444.06 | 457.52 | 486 | Surged Optimistic | Afghanistan | AFG | 2022-01-02 | v8 | TRUE
https://raw.githubusercontent.com/mrc-ide/global-lmic-reports/master/AFG/projections.csv | 2021-06-07 | hospital_incidence | 149.65 | 165.2 | 168.16 | 168.79 | 173.8 | 189.24 | Surged Optimistic | Afghanistan | AFG | 2022-01-02 | v8 | TRUE
https://raw.githubusercontent.com/mrc-ide/global-lmic-reports/master/AFG/projections.csv | 2021-06-07 | ICU_incidence | 46.93 | 51.8 | 52.73 | 52.93 | 54.5 | 59.33 | Surged Optimistic | Afghanistan | AFG | 2022-01-02 | v8 | TRUE
https://raw.githubusercontent.com/mrc-ide/global-lmic-reports/master/AFG/projections.csv | 2021-06-07 | prevalence | 176550.82 | 192992.9 | 197997.68 | 198687.98 | 204321.7 | 222826.55 | Surged Optimistic | Afghanistan | AFG | 2022-01-02 | v8 | TRUE
https://raw.githubusercontent.com/mrc-ide/global-lmic-reports/master/AFG/projections.csv | 2021-06-07 | cumulative_infections | 1754383.18 | 1811965.25 | 1848366.68 | 1847661.69 | 1880709.54 | 1958345.4 | Surged Optimistic | Afghanistan | AFG | 2022-01-02 | v8 | TRUE
https://raw.githubusercontent.com/mrc-ide/global-lmic-reports/master/AFG/projections.csv | 2021-06-07 | cumulative_deaths | 2805.66 | 2899.29 | 2959.48 | 2963.62 | 3033.35 | 3141.37 | Surged Optimistic | Afghanistan | AFG | 2022-01-02 | v8 | TRUE
https://raw.githubusercontent.com/mrc-ide/global-lmic-reports/master/AFG/projections.csv | 2021-06-07 | Rt | 1.38 | 1.41 | 1.43 | 1.43 | 1.44 | 1.46 | Surged Optimistic | Afghanistan | AFG | 2022-01-02 | v8 | TRUE
https://raw.githubusercontent.com/mrc-ide/global-lmic-reports/master/AFG/projections.csv | 2021-06-07 | Reff | 1.28 | 1.31 | 1.33 | 1.32 | 1.34 | 1.35 | Surged Optimistic | Afghanistan | AFG | 2022-01-02 | v8 | TRUE
https://raw.githubusercontent.com/mrc-ide/global-lmic-reports/master/AFG/projections.csv | 2021-06-07 | infections | 30877.43 | 33242.24 | 34134.69 | 34293.23 | 35337.99 | 38422.06 | Surged Pessimistic | Afghanistan | AFG | 2022-01-02 | v8 | TRUE
https://raw.githubusercontent.com/mrc-ide/global-lmic-reports/master/AFG/projections.csv | 2021-06-07 | deaths | 19.68 | 21.53 | 22.12 | 22.08 | 22.82 | 24.02 | Surged Pessimistic | Afghanistan | AFG | 2022-01-02 | v8 | TRUE
https://raw.githubusercontent.com/mrc-ide/global-lmic-reports/master/AFG/projections.csv | 2021-06-07 | hospital_demand | 1012.44 | 1112.54 | 1140.97 | 1140.13 | 1172.91 | 1251.21 | Surged Pessimistic | Afghanistan | AFG | 2022-01-02 | v8 | TRUE
https://raw.githubusercontent.com/mrc-ide/global-lmic-reports/master/AFG/projections.csv | 2021-06-07 | ICU_demand | 394.89 | 433.6 | 443.59 | 444.06 | 457.52 | 486 | Surged Pessimistic | Afghanistan | AFG | 2022-01-02 | v8 | TRUE
https://raw.githubusercontent.com/mrc-ide/global-lmic-reports/master/AFG/projections.csv | 2021-06-07 | hospital_incidence | 149.65 | 165.2 | 168.16 | 168.79 | 173.8 | 189.24 | Surged Pessimistic | Afghanistan | AFG | 2022-01-02 | v8 | TRUE
https://raw.githubusercontent.com/mrc-ide/global-lmic-reports/master/AFG/projections.csv | 2021-06-07 | ICU_incidence | 46.93 | 51.8 | 52.73 | 52.93 | 54.5 | 59.33 | Surged Pessimistic | Afghanistan | AFG | 2022-01-02 | v8 | TRUE
https://raw.githubusercontent.com/mrc-ide/global-lmic-reports/master/AFG/projections.csv | 2021-06-07 | prevalence | 176550.82 | 192992.9 | 197997.68 | 198687.98 | 204321.7 | 222826.55 | Surged Pessimistic | Afghanistan | AFG | 2022-01-02 | v8 | TRUE
https://raw.githubusercontent.com/mrc-ide/global-lmic-reports/master/AFG/projections.csv | 2021-06-07 | cumulative_infections | 1754383.18 | 1811965.25 | 1848366.68 | 1847661.69 | 1880709.54 | 1958345.4 | Surged Pessimistic | Afghanistan | AFG | 2022-01-02 | v8 | TRUE
https://raw.githubusercontent.com/mrc-ide/global-lmic-reports/master/AFG/projections.csv | 2021-06-07 | cumulative_deaths | 2805.66 | 2899.29 | 2959.48 | 2963.62 | 3033.35 | 3141.37 | Surged Pessimistic | Afghanistan | AFG | 2022-01-02 | v8 | TRUE
https://raw.githubusercontent.com/mrc-ide/global-lmic-reports/master/AFG/projections.csv | 2021-06-07 | Rt | 1.38 | 1.41 | 1.43 | 1.43 | 1.44 | 1.46 | Surged Pessimistic | Afghanistan | AFG | 2022-01-02 | v8 | TRUE
https://raw.githubusercontent.com/mrc-ide/global-lmic-reports/master/AFG/projections.csv | 2021-06-07 | Reff | 1.28 | 1.31 | 1.33 | 1.32 | 1.34 | 1.35 | Surged Pessimistic | Afghanistan | AFG | 2022-01-02 | v8 | TRUE
https://raw.githubusercontent.com/mrc-ide/global-lmic-reports/master/AFG/projections.csv | 2021-06-07 | infections | 30877.43 | 33242.24 | 34134.69 | 34293.23 | 35337.99 | 38422.06 | Surged Relax Interventions 50% | Afghanistan | AFG | 2022-01-02 | v8 | TRUE
https://raw.githubusercontent.com/mrc-ide/global-lmic-reports/master/AFG/projections.csv | 2021-06-07 | deaths | 19.68 | 21.53 | 22.12 | 22.08 | 22.82 | 24.02 | Surged Relax Interventions 50% | Afghanistan | AFG | 2022-01-02 | v8 | TRUE
https://raw.githubusercontent.com/mrc-ide/global-lmic-reports/master/AFG/projections.csv | 2021-06-07 | hospital_demand | 1012.44 | 1112.54 | 1140.97 | 1140.13 | 1172.91 | 1251.21 | Surged Relax Interventions 50% | Afghanistan | AFG | 2022-01-02 | v8 | TRUE
https://raw.githubusercontent.com/mrc-ide/global-lmic-reports/master/AFG/projections.csv | 2021-06-07 | ICU_demand | 394.89 | 433.6 | 443.59 | 444.06 | 457.52 | 486 | Surged Relax Interventions 50% | Afghanistan | AFG | 2022-01-02 | v8 | TRUE
https://raw.githubusercontent.com/mrc-ide/global-lmic-reports/master/AFG/projections.csv | 2021-06-07 | hospital_incidence | 149.65 | 165.2 | 168.16 | 168.79 | 173.8 | 189.24 | Surged Relax Interventions 50% | Afghanistan | AFG | 2022-01-02 | v8 | TRUE
https://raw.githubusercontent.com/mrc-ide/global-lmic-reports/master/AFG/projections.csv | 2021-06-07 | ICU_incidence | 46.93 | 51.8 | 52.73 | 52.93 | 54.5 | 59.33 | Surged Relax Interventions 50% | Afghanistan | AFG | 2022-01-02 | v8 | TRUE
https://raw.githubusercontent.com/mrc-ide/global-lmic-reports/master/AFG/projections.csv | 2021-06-07 | prevalence | 176550.82 | 192992.9 | 197997.68 | 198687.98 | 204321.7 | 222826.55 | Surged Relax Interventions 50% | Afghanistan | AFG | 2022-01-02 | v8 | TRUE
https://raw.githubusercontent.com/mrc-ide/global-lmic-reports/master/AFG/projections.csv | 2021-06-07 | cumulative_infections | 1754383.18 | 1811965.25 | 1848366.68 | 1847661.69 | 1880709.54 | 1958345.4 | Surged Relax Interventions 50% | Afghanistan | AFG | 2022-01-02 | v8 | TRUE
https://raw.githubusercontent.com/mrc-ide/global-lmic-reports/master/AFG/projections.csv | 2021-06-07 | cumulative_deaths | 2805.66 | 2899.29 | 2959.48 | 2963.62 | 3033.35 | 3141.37 | Surged Relax Interventions 50% | Afghanistan | AFG | 2022-01-02 | v8 | TRUE
https://raw.githubusercontent.com/mrc-ide/global-lmic-reports/master/AFG/projections.csv | 2021-06-07 | Rt | 1.38 | 1.41 | 1.43 | 1.43 | 1.44 | 1.46 | Surged Relax Interventions 50% | Afghanistan | AFG | 2022-01-02 | v8 | TRUE
https://raw.githubusercontent.com/mrc-ide/global-lmic-reports/master/AFG/projections.csv | 2021-06-07 | Reff | 1.28 | 1.31 | 1.33 | 1.32 | 1.34 | 1.35 | Surged Relax Interventions 50% | Afghanistan | AFG | 2022-01-02 | v8 | TRUE
https://raw.githubusercontent.com/mrc-ide/global-lmic-reports/master/AFG/projections.csv | 2021-06-08 | infections | 32945.33 | 34883.4 | 36403.18 | 36562.33 | 37922.9 | 41726.29 | Additional 50% Reduction | Afghanistan | AFG | 2022-01-02 | v8 | TRUE
https://raw.githubusercontent.com/mrc-ide/global-lmic-reports/master/AFG/projections.csv | 2021-06-08 | deaths | 41.65 | 44.91 | 47.2 | 47.3 | 49.52 | 54.09 | Additional 50% Reduction | Afghanistan | AFG | 2022-01-02 | v8 | TRUE
https://raw.githubusercontent.com/mrc-ide/global-lmic-reports/master/AFG/projections.csv | 2021-06-08 | hospital_demand | 1087.74 | 1152.75 | 1203.2 | 1205.93 | 1251.78 | 1340.21 | Additional 50% Reduction | Afghanistan | AFG | 2022-01-02 | v8 | TRUE
https://raw.githubusercontent.com/mrc-ide/global-lmic-reports/master/AFG/projections.csv | 2021-06-08 | ICU_demand | 317.47 | 321.48 | 324.24 | 324.31 | 326.96 | 332.51 | Additional 50% Reduction | Afghanistan | AFG | 2022-01-02 | v8 | TRUE
https://raw.githubusercontent.com/mrc-ide/global-lmic-reports/master/AFG/projections.csv | 2021-06-08 | hospital_incidence | 160.53 | 171.13 | 178.8 | 178.85 | 185.89 | 201.36 | Additional 50% Reduction | Afghanistan | AFG | 2022-01-02 | v8 | TRUE
https://raw.githubusercontent.com/mrc-ide/global-lmic-reports/master/AFG/projections.csv | 2021-06-08 | ICU_incidence | 50.35 | 53.67 | 56.07 | 56.09 | 58.29 | 63.15 | Additional 50% Reduction | Afghanistan | AFG | 2022-01-02 | v8 | TRUE
https://raw.githubusercontent.com/mrc-ide/global-lmic-reports/master/AFG/projections.csv | 2021-06-08 | prevalence | 188536.96 | 201207.21 | 209494.42 | 209694.22 | 217146.65 | 237525.75 | Additional 50% Reduction | Afghanistan | AFG | 2022-01-02 | v8 | TRUE
https://raw.githubusercontent.com/mrc-ide/global-lmic-reports/master/AFG/projections.csv | 2021-06-08 | cumulative_infections | 1767591.18 | 1854713.26 | 1894954.11 | 1900011.23 | 1945630.32 | 2077864.72 | Additional 50% Reduction | Afghanistan | AFG | 2022-01-02 | v8 | TRUE
https://raw.githubusercontent.com/mrc-ide/global-lmic-reports/master/AFG/projections.csv | 2021-06-08 | cumulative_deaths | 2945.7 | 3095.32 | 3173.67 | 3184.79 | 3252.55 | 3533.96 | Additional 50% Reduction | Afghanistan | AFG | 2022-01-02 | v8 | TRUE
https://raw.githubusercontent.com/mrc-ide/global-lmic-reports/master/AFG/projections.csv | 2021-06-08 | Rt | 1.37 | 1.4 | 1.4 | 1.41 | 1.42 | 1.45 | Additional 50% Reduction | Afghanistan | AFG | 2022-01-02 | v8 | TRUE
https://raw.githubusercontent.com/mrc-ide/global-lmic-reports/master/AFG/projections.csv | 2021-06-08 | Reff | 1.27 | 1.29 | 1.3 | 1.3 | 1.32 | 1.35 | Additional 50% Reduction | Afghanistan | AFG | 2022-01-02 | v8 | TRUE
https://raw.githubusercontent.com/mrc-ide/global-lmic-reports/master/AFG/projections.csv | 2021-06-08 | infections | 32945.33 | 34883.4 | 36403.18 | 36562.33 | 37922.9 | 41726.29 | Maintain Status Quo | Afghanistan | AFG | 2022-01-02 | v8 | TRUE
https://raw.githubusercontent.com/mrc-ide/global-lmic-reports/master/AFG/projections.csv | 2021-06-08 | deaths | 41.65 | 44.91 | 47.2 | 47.3 | 49.52 | 54.09 | Maintain Status Quo | Afghanistan | AFG | 2022-01-02 | v8 | TRUE
https://raw.githubusercontent.com/mrc-ide/global-lmic-reports/master/AFG/projections.csv | 2021-06-08 | hospital_demand | 1087.74 | 1152.75 | 1203.2 | 1205.93 | 1251.78 | 1340.21 | Maintain Status Quo | Afghanistan | AFG | 2022-01-02 | v8 | TRUE
https://raw.githubusercontent.com/mrc-ide/global-lmic-reports/master/AFG/projections.csv | 2021-06-08 | ICU_demand | 317.47 | 321.48 | 324.24 | 324.31 | 326.96 | 332.51 | Maintain Status Quo | Afghanistan | AFG | 2022-01-02 | v8 | TRUE
https://raw.githubusercontent.com/mrc-ide/global-lmic-reports/master/AFG/projections.csv | 2021-06-08 | hospital_incidence | 160.53 | 171.13 | 178.8 | 178.85 | 185.89 | 201.36 | Maintain Status Quo | Afghanistan | AFG | 2022-01-02 | v8 | TRUE
https://raw.githubusercontent.com/mrc-ide/global-lmic-reports/master/AFG/projections.csv | 2021-06-08 | ICU_incidence | 50.35 | 53.67 | 56.07 | 56.09 | 58.29 | 63.15 | Maintain Status Quo | Afghanistan | AFG | 2022-01-02 | v8 | TRUE
https://raw.githubusercontent.com/mrc-ide/global-lmic-reports/master/AFG/projections.csv | 2021-06-08 | prevalence | 188536.96 | 201207.21 | 209494.42 | 209694.22 | 217146.65 | 237525.75 | Maintain Status Quo | Afghanistan | AFG | 2022-01-02 | v8 | TRUE
https://raw.githubusercontent.com/mrc-ide/global-lmic-reports/master/AFG/projections.csv | 2021-06-08 | cumulative_infections | 1767591.18 | 1854713.26 | 1894954.11 | 1900011.23 | 1945630.32 | 2077864.72 | Maintain Status Quo | Afghanistan | AFG | 2022-01-02 | v8 | TRUE
https://raw.githubusercontent.com/mrc-ide/global-lmic-reports/master/AFG/projections.csv | 2021-06-08 | cumulative_deaths | 2945.7 | 3095.32 | 3173.67 | 3184.79 | 3252.55 | 3533.96 | Maintain Status Quo | Afghanistan | AFG | 2022-01-02 | v8 | TRUE
https://raw.githubusercontent.com/mrc-ide/global-lmic-reports/master/AFG/projections.csv | 2021-06-08 | Rt | 1.37 | 1.4 | 1.4 | 1.41 | 1.42 | 1.45 | Maintain Status Quo | Afghanistan | AFG | 2022-01-02 | v8 | TRUE
https://raw.githubusercontent.com/mrc-ide/global-lmic-reports/master/AFG/projections.csv | 2021-06-08 | Reff | 1.27 | 1.29 | 1.3 | 1.3 | 1.32 | 1.35 | Maintain Status Quo | Afghanistan | AFG | 2022-01-02 | v8 | TRUE
https://raw.githubusercontent.com/mrc-ide/global-lmic-reports/master/AFG/projections.csv | 2021-06-08 | infections | 32945.33 | 34883.4 | 36403.18 | 36562.33 | 37922.9 | 41726.29 | Optimistic | Afghanistan | AFG | 2022-01-02 | v8 | TRUE
https://raw.githubusercontent.com/mrc-ide/global-lmic-reports/master/AFG/projections.csv | 2021-06-08 | deaths | 41.65 | 44.91 | 47.2 | 47.3 | 49.52 | 54.09 | Optimistic | Afghanistan | AFG | 2022-01-02 | v8 | TRUE
https://raw.githubusercontent.com/mrc-ide/global-lmic-reports/master/AFG/projections.csv | 2021-06-08 | hospital_demand | 1087.74 | 1152.75 | 1203.2 | 1205.93 | 1251.78 | 1340.21 | Optimistic | Afghanistan | AFG | 2022-01-02 | v8 | TRUE
https://raw.githubusercontent.com/mrc-ide/global-lmic-reports/master/AFG/projections.csv | 2021-06-08 | ICU_demand | 317.47 | 321.48 | 324.24 | 324.31 | 326.96 | 332.51 | Optimistic | Afghanistan | AFG | 2022-01-02 | v8 | TRUE
https://raw.githubusercontent.com/mrc-ide/global-lmic-reports/master/AFG/projections.csv | 2021-06-08 | hospital_incidence | 160.53 | 171.13 | 178.8 | 178.85 | 185.89 | 201.36 | Optimistic | Afghanistan | AFG | 2022-01-02 | v8 | TRUE
https://raw.githubusercontent.com/mrc-ide/global-lmic-reports/master/AFG/projections.csv | 2021-06-08 | ICU_incidence | 50.35 | 53.67 | 56.07 | 56.09 | 58.29 | 63.15 | Optimistic | Afghanistan | AFG | 2022-01-02 | v8 | TRUE
https://raw.githubusercontent.com/mrc-ide/global-lmic-reports/master/AFG/projections.csv | 2021-06-08 | prevalence | 188536.96 | 201207.21 | 209494.42 | 209694.22 | 217146.65 | 237525.75 | Optimistic | Afghanistan | AFG | 2022-01-02 | v8 | TRUE
https://raw.githubusercontent.com/mrc-ide/global-lmic-reports/master/AFG/projections.csv | 2021-06-08 | cumulative_infections | 1767591.18 | 1854713.26 | 1894954.11 | 1900011.23 | 1945630.32 | 2077864.72 | Optimistic | Afghanistan | AFG | 2022-01-02 | v8 | TRUE
https://raw.githubusercontent.com/mrc-ide/global-lmic-reports/master/AFG/projections.csv | 2021-06-08 | cumulative_deaths | 2945.7 | 3095.32 | 3173.67 | 3184.79 | 3252.55 | 3533.96 | Optimistic | Afghanistan | AFG | 2022-01-02 | v8 | TRUE
https://raw.githubusercontent.com/mrc-ide/global-lmic-reports/master/AFG/projections.csv | 2021-06-08 | Rt | 1.37 | 1.4 | 1.4 | 1.41 | 1.42 | 1.45 | Optimistic | Afghanistan | AFG | 2022-01-02 | v8 | TRUE
https://raw.githubusercontent.com/mrc-ide/global-lmic-reports/master/AFG/projections.csv | 2021-06-08 | Reff | 1.27 | 1.29 | 1.3 | 1.3 | 1.32 | 1.35 | Optimistic | Afghanistan | AFG | 2022-01-02 | v8 | TRUE
https://raw.githubusercontent.com/mrc-ide/global-lmic-reports/master/AFG/projections.csv | 2021-06-08 | infections | 32945.33 | 34883.4 | 36403.18 | 36562.33 | 37922.9 | 41726.29 | Pessimistic | Afghanistan | AFG | 2022-01-02 | v8 | TRUE
https://raw.githubusercontent.com/mrc-ide/global-lmic-reports/master/AFG/projections.csv | 2021-06-08 | deaths | 41.65 | 44.91 | 47.2 | 47.3 | 49.52 | 54.09 | Pessimistic | Afghanistan | AFG | 2022-01-02 | v8 | TRUE
https://raw.githubusercontent.com/mrc-ide/global-lmic-reports/master/AFG/projections.csv | 2021-06-08 | hospital_demand | 1087.74 | 1152.75 | 1203.2 | 1205.93 | 1251.78 | 1340.21 | Pessimistic | Afghanistan | AFG | 2022-01-02 | v8 | TRUE
https://raw.githubusercontent.com/mrc-ide/global-lmic-reports/master/AFG/projections.csv | 2021-06-08 | ICU_demand | 317.47 | 321.48 | 324.24 | 324.31 | 326.96 | 332.51 | Pessimistic | Afghanistan | AFG | 2022-01-02 | v8 | TRUE
https://raw.githubusercontent.com/mrc-ide/global-lmic-reports/master/AFG/projections.csv | 2021-06-08 | hospital_incidence | 160.53 | 171.13 | 178.8 | 178.85 | 185.89 | 201.36 | Pessimistic | Afghanistan | AFG | 2022-01-02 | v8 | TRUE
https://raw.githubusercontent.com/mrc-ide/global-lmic-reports/master/AFG/projections.csv | 2021-06-08 | ICU_incidence | 50.35 | 53.67 | 56.07 | 56.09 | 58.29 | 63.15 | Pessimistic | Afghanistan | AFG | 2022-01-02 | v8 | TRUE
https://raw.githubusercontent.com/mrc-ide/global-lmic-reports/master/AFG/projections.csv | 2021-06-08 | prevalence | 188536.96 | 201207.21 | 209494.42 | 209694.22 | 217146.65 | 237525.75 | Pessimistic | Afghanistan | AFG | 2022-01-02 | v8 | TRUE
https://raw.githubusercontent.com/mrc-ide/global-lmic-reports/master/AFG/projections.csv | 2021-06-08 | cumulative_infections | 1767591.18 | 1854713.26 | 1894954.11 | 1900011.23 | 1945630.32 | 2077864.72 | Pessimistic | Afghanistan | AFG | 2022-01-02 | v8 | TRUE
https://raw.githubusercontent.com/mrc-ide/global-lmic-reports/master/AFG/projections.csv | 2021-06-08 | cumulative_deaths | 2945.7 | 3095.32 | 3173.67 | 3184.79 | 3252.55 | 3533.96 | Pessimistic | Afghanistan | AFG | 2022-01-02 | v8 | TRUE
https://raw.githubusercontent.com/mrc-ide/global-lmic-reports/master/AFG/projections.csv | 2021-06-08 | Rt | 1.37 | 1.4 | 1.4 | 1.41 | 1.42 | 1.45 | Pessimistic | Afghanistan | AFG | 2022-01-02 | v8 | TRUE
https://raw.githubusercontent.com/mrc-ide/global-lmic-reports/master/AFG/projections.csv | 2021-06-08 | Reff | 1.27 | 1.29 | 1.3 | 1.3 | 1.32 | 1.35 | Pessimistic | Afghanistan | AFG | 2022-01-02 | v8 | TRUE
https://raw.githubusercontent.com/mrc-ide/global-lmic-reports/master/AFG/projections.csv | 2021-06-08 | infections | 32945.33 | 34883.4 | 36403.18 | 36562.33 | 37922.9 | 41726.29 | Relax Interventions 50% | Afghanistan | AFG | 2022-01-02 | v8 | TRUE
https://raw.githubusercontent.com/mrc-ide/global-lmic-reports/master/AFG/projections.csv | 2021-06-08 | deaths | 41.65 | 44.91 | 47.2 | 47.3 | 49.52 | 54.09 | Relax Interventions 50% | Afghanistan | AFG | 2022-01-02 | v8 | TRUE
https://raw.githubusercontent.com/mrc-ide/global-lmic-reports/master/AFG/projections.csv | 2021-06-08 | hospital_demand | 1087.74 | 1152.75 | 1203.2 | 1205.93 | 1251.78 | 1340.21 | Relax Interventions 50% | Afghanistan | AFG | 2022-01-02 | v8 | TRUE
https://raw.githubusercontent.com/mrc-ide/global-lmic-reports/master/AFG/projections.csv | 2021-06-08 | ICU_demand | 317.47 | 321.48 | 324.24 | 324.31 | 326.96 | 332.51 | Relax Interventions 50% | Afghanistan | AFG | 2022-01-02 | v8 | TRUE
https://raw.githubusercontent.com/mrc-ide/global-lmic-reports/master/AFG/projections.csv | 2021-06-08 | hospital_incidence | 160.53 | 171.13 | 178.8 | 178.85 | 185.89 | 201.36 | Relax Interventions 50% | Afghanistan | AFG | 2022-01-02 | v8 | TRUE
https://raw.githubusercontent.com/mrc-ide/global-lmic-reports/master/AFG/projections.csv | 2021-06-08 | ICU_incidence | 50.35 | 53.67 | 56.07 | 56.09 | 58.29 | 63.15 | Relax Interventions 50% | Afghanistan | AFG | 2022-01-02 | v8 | TRUE
https://raw.githubusercontent.com/mrc-ide/global-lmic-reports/master/AFG/projections.csv | 2021-06-08 | prevalence | 188536.96 | 201207.21 | 209494.42 | 209694.22 | 217146.65 | 237525.75 | Relax Interventions 50% | Afghanistan | AFG | 2022-01-02 | v8 | TRUE
https://raw.githubusercontent.com/mrc-ide/global-lmic-reports/master/AFG/projections.csv | 2021-06-08 | cumulative_infections | 1767591.18 | 1854713.26 | 1894954.11 | 1900011.23 | 1945630.32 | 2077864.72 | Relax Interventions 50% | Afghanistan | AFG | 2022-01-02 | v8 | TRUE
https://raw.githubusercontent.com/mrc-ide/global-lmic-reports/master/AFG/projections.csv | 2021-06-08 | cumulative_deaths | 2945.7 | 3095.32 | 3173.67 | 3184.79 | 3252.55 | 3533.96 | Relax Interventions 50% | Afghanistan | AFG | 2022-01-02 | v8 | TRUE
https://raw.githubusercontent.com/mrc-ide/global-lmic-reports/master/AFG/projections.csv | 2021-06-08 | Rt | 1.37 | 1.4 | 1.4 | 1.41 | 1.42 | 1.45 | Relax Interventions 50% | Afghanistan | AFG | 2022-01-02 | v8 | TRUE
https://raw.githubusercontent.com/mrc-ide/global-lmic-reports/master/AFG/projections.csv | 2021-06-08 | Reff | 1.27 | 1.29 | 1.3 | 1.3 | 1.32 | 1.35 | Relax Interventions 50% | Afghanistan | AFG | 2022-01-02 | v8 | TRUE
https://raw.githubusercontent.com/mrc-ide/global-lmic-reports/master/AFG/projections.csv | 2021-06-08 | infections | 32633.07 | 34969.15 | 35910.17 | 36111.55 | 37267 | 40603.78 | Surged Additional 50% Reduction | Afghanistan | AFG | 2022-01-02 | v8 | TRUE
https://raw.githubusercontent.com/mrc-ide/global-lmic-reports/master/AFG/projections.csv | 2021-06-08 | deaths | 20.68 | 22.66 | 23.24 | 23.23 | 23.99 | 25.34 | Surged Additional 50% Reduction | Afghanistan | AFG | 2022-01-02 | v8 | TRUE
https://raw.githubusercontent.com/mrc-ide/global-lmic-reports/master/AFG/projections.csv | 2021-06-08 | hospital_demand | 1068.83 | 1175.42 | 1202.63 | 1202.71 | 1235.51 | 1323.67 | Surged Additional 50% Reduction | Afghanistan | AFG | 2022-01-02 | v8 | TRUE
https://raw.githubusercontent.com/mrc-ide/global-lmic-reports/master/AFG/projections.csv | 2021-06-08 | ICU_demand | 415.67 | 457.63 | 467.72 | 467.98 | 481.13 | 513.52 | Surged Additional 50% Reduction | Afghanistan | AFG | 2022-01-02 | v8 | TRUE
https://raw.githubusercontent.com/mrc-ide/global-lmic-reports/master/AFG/projections.csv | 2021-06-08 | hospital_incidence | 156.88 | 173.21 | 176.36 | 176.98 | 182.21 | 198.6 | Surged Additional 50% Reduction | Afghanistan | AFG | 2022-01-02 | v8 | TRUE
https://raw.githubusercontent.com/mrc-ide/global-lmic-reports/master/AFG/projections.csv | 2021-06-08 | ICU_incidence | 49.2 | 54.32 | 55.31 | 55.5 | 57.15 | 62.28 | Surged Additional 50% Reduction | Afghanistan | AFG | 2022-01-02 | v8 | TRUE
https://raw.githubusercontent.com/mrc-ide/global-lmic-reports/master/AFG/projections.csv | 2021-06-08 | prevalence | 185023.11 | 200926.95 | 206755.98 | 207535.63 | 213675.56 | 232843.38 | Surged Additional 50% Reduction | Afghanistan | AFG | 2022-01-02 | v8 | TRUE
https://raw.githubusercontent.com/mrc-ide/global-lmic-reports/master/AFG/projections.csv | 2021-06-08 | cumulative_infections | 1787605.45 | 1849904.3 | 1885160.07 | 1883773.24 | 1917045.22 | 1997594.44 | Surged Additional 50% Reduction | Afghanistan | AFG | 2022-01-02 | v8 | TRUE
https://raw.githubusercontent.com/mrc-ide/global-lmic-reports/master/AFG/projections.csv | 2021-06-08 | cumulative_deaths | 2828.67 | 2922.1 | 2983.33 | 2986.84 | 3056.57 | 3164.65 | Surged Additional 50% Reduction | Afghanistan | AFG | 2022-01-02 | v8 | TRUE
https://raw.githubusercontent.com/mrc-ide/global-lmic-reports/master/AFG/projections.csv | 2021-06-08 | Rt | 1.36 | 1.39 | 1.41 | 1.4 | 1.42 | 1.43 | Surged Additional 50% Reduction | Afghanistan | AFG | 2022-01-02 | v8 | TRUE
https://raw.githubusercontent.com/mrc-ide/global-lmic-reports/master/AFG/projections.csv | 2021-06-08 | Reff | 1.26 | 1.29 | 1.3 | 1.3 | 1.32 | 1.33 | Surged Additional 50% Reduction | Afghanistan | AFG | 2022-01-02 | v8 | TRUE
https://raw.githubusercontent.com/mrc-ide/global-lmic-reports/master/AFG/projections.csv | 2021-06-08 | infections | 32633.07 | 34969.15 | 35910.17 | 36111.55 | 37267 | 40603.78 | Surged Maintain Status Quo | Afghanistan | AFG | 2022-01-02 | v8 | TRUE
https://raw.githubusercontent.com/mrc-ide/global-lmic-reports/master/AFG/projections.csv | 2021-06-08 | deaths | 20.68 | 22.66 | 23.24 | 23.23 | 23.99 | 25.34 | Surged Maintain Status Quo | Afghanistan | AFG | 2022-01-02 | v8 | TRUE
https://raw.githubusercontent.com/mrc-ide/global-lmic-reports/master/AFG/projections.csv | 2021-06-08 | hospital_demand | 1068.83 | 1175.42 | 1202.63 | 1202.71 | 1235.51 | 1323.67 | Surged Maintain Status Quo | Afghanistan | AFG | 2022-01-02 | v8 | TRUE
https://raw.githubusercontent.com/mrc-ide/global-lmic-reports/master/AFG/projections.csv | 2021-06-08 | ICU_demand | 415.67 | 457.63 | 467.72 | 467.98 | 481.13 | 513.52 | Surged Maintain Status Quo | Afghanistan | AFG | 2022-01-02 | v8 | TRUE
https://raw.githubusercontent.com/mrc-ide/global-lmic-reports/master/AFG/projections.csv | 2021-06-08 | hospital_incidence | 156.88 | 173.21 | 176.36 | 176.98 | 182.21 | 198.6 | Surged Maintain Status Quo | Afghanistan | AFG | 2022-01-02 | v8 | TRUE
https://raw.githubusercontent.com/mrc-ide/global-lmic-reports/master/AFG/projections.csv | 2021-06-08 | ICU_incidence | 49.2 | 54.32 | 55.31 | 55.5 | 57.15 | 62.28 | Surged Maintain Status Quo | Afghanistan | AFG | 2022-01-02 | v8 | TRUE
https://raw.githubusercontent.com/mrc-ide/global-lmic-reports/master/AFG/projections.csv | 2021-06-08 | prevalence | 185023.11 | 200926.95 | 206755.98 | 207535.63 | 213675.56 | 232843.38 | Surged Maintain Status Quo | Afghanistan | AFG | 2022-01-02 | v8 | TRUE
https://raw.githubusercontent.com/mrc-ide/global-lmic-reports/master/AFG/projections.csv | 2021-06-08 | cumulative_infections | 1787605.45 | 1849904.3 | 1885160.07 | 1883773.24 | 1917045.22 | 1997594.44 | Surged Maintain Status Quo | Afghanistan | AFG | 2022-01-02 | v8 | TRUE
https://raw.githubusercontent.com/mrc-ide/global-lmic-reports/master/AFG/projections.csv | 2021-06-08 | cumulative_deaths | 2828.67 | 2922.1 | 2983.33 | 2986.84 | 3056.57 | 3164.65 | Surged Maintain Status Quo | Afghanistan | AFG | 2022-01-02 | v8 | TRUE
https://raw.githubusercontent.com/mrc-ide/global-lmic-reports/master/AFG/projections.csv | 2021-06-08 | Rt | 1.36 | 1.39 | 1.41 | 1.4 | 1.42 | 1.43 | Surged Maintain Status Quo | Afghanistan | AFG | 2022-01-02 | v8 | TRUE
https://raw.githubusercontent.com/mrc-ide/global-lmic-reports/master/AFG/projections.csv | 2021-06-08 | Reff | 1.26 | 1.29 | 1.3 | 1.3 | 1.32 | 1.33 | Surged Maintain Status Quo | Afghanistan | AFG | 2022-01-02 | v8 | TRUE
https://raw.githubusercontent.com/mrc-ide/global-lmic-reports/master/AFG/projections.csv | 2021-06-08 | infections | 32633.07 | 34969.15 | 35910.17 | 36111.55 | 37267 | 40603.78 | Surged Optimistic | Afghanistan | AFG | 2022-01-02 | v8 | TRUE
https://raw.githubusercontent.com/mrc-ide/global-lmic-reports/master/AFG/projections.csv | 2021-06-08 | deaths | 20.68 | 22.66 | 23.24 | 23.23 | 23.99 | 25.34 | Surged Optimistic | Afghanistan | AFG | 2022-01-02 | v8 | TRUE
https://raw.githubusercontent.com/mrc-ide/global-lmic-reports/master/AFG/projections.csv | 2021-06-08 | hospital_demand | 1068.83 | 1175.42 | 1202.63 | 1202.71 | 1235.51 | 1323.67 | Surged Optimistic | Afghanistan | AFG | 2022-01-02 | v8 | TRUE
https://raw.githubusercontent.com/mrc-ide/global-lmic-reports/master/AFG/projections.csv | 2021-06-08 | ICU_demand | 415.67 | 457.63 | 467.72 | 467.98 | 481.13 | 513.52 | Surged Optimistic | Afghanistan | AFG | 2022-01-02 | v8 | TRUE
https://raw.githubusercontent.com/mrc-ide/global-lmic-reports/master/AFG/projections.csv | 2021-06-08 | hospital_incidence | 156.88 | 173.21 | 176.36 | 176.98 | 182.21 | 198.6 | Surged Optimistic | Afghanistan | AFG | 2022-01-02 | v8 | TRUE
https://raw.githubusercontent.com/mrc-ide/global-lmic-reports/master/AFG/projections.csv | 2021-06-08 | ICU_incidence | 49.2 | 54.32 | 55.31 | 55.5 | 57.15 | 62.28 | Surged Optimistic | Afghanistan | AFG | 2022-01-02 | v8 | TRUE
https://raw.githubusercontent.com/mrc-ide/global-lmic-reports/master/AFG/projections.csv | 2021-06-08 | prevalence | 185023.11 | 200926.95 | 206755.98 | 207535.63 | 213675.56 | 232843.38 | Surged Optimistic | Afghanistan | AFG | 2022-01-02 | v8 | TRUE
https://raw.githubusercontent.com/mrc-ide/global-lmic-reports/master/AFG/projections.csv | 2021-06-08 | cumulative_infections | 1787605.45 | 1849904.3 | 1885160.07 | 1883773.24 | 1917045.22 | 1997594.44 | Surged Optimistic | Afghanistan | AFG | 2022-01-02 | v8 | TRUE
https://raw.githubusercontent.com/mrc-ide/global-lmic-reports/master/AFG/projections.csv | 2021-06-08 | cumulative_deaths | 2828.67 | 2922.1 | 2983.33 | 2986.84 | 3056.57 | 3164.65 | Surged Optimistic | Afghanistan | AFG | 2022-01-02 | v8 | TRUE
https://raw.githubusercontent.com/mrc-ide/global-lmic-reports/master/AFG/projections.csv | 2021-06-08 | Rt | 1.36 | 1.39 | 1.41 | 1.4 | 1.42 | 1.43 | Surged Optimistic | Afghanistan | AFG | 2022-01-02 | v8 | TRUE
https://raw.githubusercontent.com/mrc-ide/global-lmic-reports/master/AFG/projections.csv | 2021-06-08 | Reff | 1.26 | 1.29 | 1.3 | 1.3 | 1.32 | 1.33 | Surged Optimistic | Afghanistan | AFG | 2022-01-02 | v8 | TRUE
https://raw.githubusercontent.com/mrc-ide/global-lmic-reports/master/AFG/projections.csv | 2021-06-08 | infections | 32633.07 | 34969.15 | 35910.17 | 36111.55 | 37267 | 40603.78 | Surged Pessimistic | Afghanistan | AFG | 2022-01-02 | v8 | TRUE
https://raw.githubusercontent.com/mrc-ide/global-lmic-reports/master/AFG/projections.csv | 2021-06-08 | deaths | 20.68 | 22.66 | 23.24 | 23.23 | 23.99 | 25.34 | Surged Pessimistic | Afghanistan | AFG | 2022-01-02 | v8 | TRUE
https://raw.githubusercontent.com/mrc-ide/global-lmic-reports/master/AFG/projections.csv | 2021-06-08 | hospital_demand | 1068.83 | 1175.42 | 1202.63 | 1202.71 | 1235.51 | 1323.67 | Surged Pessimistic | Afghanistan | AFG | 2022-01-02 | v8 | TRUE
https://raw.githubusercontent.com/mrc-ide/global-lmic-reports/master/AFG/projections.csv | 2021-06-08 | ICU_demand | 415.67 | 457.63 | 467.72 | 467.98 | 481.13 | 513.52 | Surged Pessimistic | Afghanistan | AFG | 2022-01-02 | v8 | TRUE
https://raw.githubusercontent.com/mrc-ide/global-lmic-reports/master/AFG/projections.csv | 2021-06-08 | hospital_incidence | 156.88 | 173.21 | 176.36 | 176.98 | 182.21 | 198.6 | Surged Pessimistic | Afghanistan | AFG | 2022-01-02 | v8 | TRUE
https://raw.githubusercontent.com/mrc-ide/global-lmic-reports/master/AFG/projections.csv | 2021-06-08 | ICU_incidence | 49.2 | 54.32 | 55.31 | 55.5 | 57.15 | 62.28 | Surged Pessimistic | Afghanistan | AFG | 2022-01-02 | v8 | TRUE
https://raw.githubusercontent.com/mrc-ide/global-lmic-reports/master/AFG/projections.csv | 2021-06-08 | prevalence | 185023.11 | 200926.95 | 206755.98 | 207535.63 | 213675.56 | 232843.38 | Surged Pessimistic | Afghanistan | AFG | 2022-01-02 | v8 | TRUE
https://raw.githubusercontent.com/mrc-ide/global-lmic-reports/master/AFG/projections.csv | 2021-06-08 | cumulative_infections | 1787605.45 | 1849904.3 | 1885160.07 | 1883773.24 | 1917045.22 | 1997594.44 | Surged Pessimistic | Afghanistan | AFG | 2022-01-02 | v8 | TRUE
https://raw.githubusercontent.com/mrc-ide/global-lmic-reports/master/AFG/projections.csv | 2021-06-08 | cumulative_deaths | 2828.67 | 2922.1 | 2983.33 | 2986.84 | 3056.57 | 3164.65 | Surged Pessimistic | Afghanistan | AFG | 2022-01-02 | v8 | TRUE
https://raw.githubusercontent.com/mrc-ide/global-lmic-reports/master/AFG/projections.csv | 2021-06-08 | Rt | 1.36 | 1.39 | 1.41 | 1.4 | 1.42 | 1.43 | Surged Pessimistic | Afghanistan | AFG | 2022-01-02 | v8 | TRUE
https://raw.githubusercontent.com/mrc-ide/global-lmic-reports/master/AFG/projections.csv | 2021-06-08 | Reff | 1.26 | 1.29 | 1.3 | 1.3 | 1.32 | 1.33 | Surged Pessimistic | Afghanistan | AFG | 2022-01-02 | v8 | TRUE
https://raw.githubusercontent.com/mrc-ide/global-lmic-reports/master/AFG/projections.csv | 2021-06-08 | infections | 32633.07 | 34969.15 | 35910.17 | 36111.55 | 37267 | 40603.78 | Surged Relax Interventions 50% | Afghanistan | AFG | 2022-01-02 | v8 | TRUE
https://raw.githubusercontent.com/mrc-ide/global-lmic-reports/master/AFG/projections.csv | 2021-06-08 | deaths | 20.68 | 22.66 | 23.24 | 23.23 | 23.99 | 25.34 | Surged Relax Interventions 50% | Afghanistan | AFG | 2022-01-02 | v8 | TRUE
https://raw.githubusercontent.com/mrc-ide/global-lmic-reports/master/AFG/projections.csv | 2021-06-08 | hospital_demand | 1068.83 | 1175.42 | 1202.63 | 1202.71 | 1235.51 | 1323.67 | Surged Relax Interventions 50% | Afghanistan | AFG | 2022-01-02 | v8 | TRUE
https://raw.githubusercontent.com/mrc-ide/global-lmic-reports/master/AFG/projections.csv | 2021-06-08 | ICU_demand | 415.67 | 457.63 | 467.72 | 467.98 | 481.13 | 513.52 | Surged Relax Interventions 50% | Afghanistan | AFG | 2022-01-02 | v8 | TRUE
https://raw.githubusercontent.com/mrc-ide/global-lmic-reports/master/AFG/projections.csv | 2021-06-08 | hospital_incidence | 156.88 | 173.21 | 176.36 | 176.98 | 182.21 | 198.6 | Surged Relax Interventions 50% | Afghanistan | AFG | 2022-01-02 | v8 | TRUE
https://raw.githubusercontent.com/mrc-ide/global-lmic-reports/master/AFG/projections.csv | 2021-06-08 | ICU_incidence | 49.2 | 54.32 | 55.31 | 55.5 | 57.15 | 62.28 | Surged Relax Interventions 50% | Afghanistan | AFG | 2022-01-02 | v8 | TRUE
https://raw.githubusercontent.com/mrc-ide/global-lmic-reports/master/AFG/projections.csv | 2021-06-08 | prevalence | 185023.11 | 200926.95 | 206755.98 | 207535.63 | 213675.56 | 232843.38 | Surged Relax Interventions 50% | Afghanistan | AFG | 2022-01-02 | v8 | TRUE
https://raw.githubusercontent.com/mrc-ide/global-lmic-reports/master/AFG/projections.csv | 2021-06-08 | cumulative_infections | 1787605.45 | 1849904.3 | 1885160.07 | 1883773.24 | 1917045.22 | 1997594.44 | Surged Relax Interventions 50% | Afghanistan | AFG | 2022-01-02 | v8 | TRUE
https://raw.githubusercontent.com/mrc-ide/global-lmic-reports/master/AFG/projections.csv | 2021-06-08 | cumulative_deaths | 2828.67 | 2922.1 | 2983.33 | 2986.84 | 3056.57 | 3164.65 | Surged Relax Interventions 50% | Afghanistan | AFG | 2022-01-02 | v8 | TRUE
https://raw.githubusercontent.com/mrc-ide/global-lmic-reports/master/AFG/projections.csv | 2021-06-08 | Rt | 1.36 | 1.39 | 1.41 | 1.4 | 1.42 | 1.43 | Surged Relax Interventions 50% | Afghanistan | AFG | 2022-01-02 | v8 | TRUE
https://raw.githubusercontent.com/mrc-ide/global-lmic-reports/master/AFG/projections.csv | 2021-06-08 | Reff | 1.26 | 1.29 | 1.3 | 1.3 | 1.32 | 1.33 | Surged Relax Interventions 50% | Afghanistan | AFG | 2022-01-02 | v8 | TRUE
https://raw.githubusercontent.com/mrc-ide/global-lmic-reports/master/AFG/projections.csv | 2021-06-09 | infections | 33645.47 | 35904.1 | 37374.76 | 37503.5 | 38758.15 | 42724.25 | Additional 50% Reduction | Afghanistan | AFG | 2022-01-02 | v8 | TRUE
https://raw.githubusercontent.com/mrc-ide/global-lmic-reports/master/AFG/projections.csv | 2021-06-09 | deaths | 44.14 | 47.66 | 50.07 | 50.13 | 52.46 | 57.42 | Additional 50% Reduction | Afghanistan | AFG | 2022-01-02 | v8 | TRUE
https://raw.githubusercontent.com/mrc-ide/global-lmic-reports/master/AFG/projections.csv | 2021-06-09 | hospital_demand | 1144.8 | 1214.64 | 1267.25 | 1269.62 | 1318.05 | 1413.66 | Additional 50% Reduction | Afghanistan | AFG | 2022-01-02 | v8 | TRUE
https://raw.githubusercontent.com/mrc-ide/global-lmic-reports/master/AFG/projections.csv | 2021-06-09 | ICU_demand | 320.48 | 324.62 | 327.61 | 327.64 | 330.42 | 336.39 | Additional 50% Reduction | Afghanistan | AFG | 2022-01-02 | v8 | TRUE
https://raw.githubusercontent.com/mrc-ide/global-lmic-reports/master/AFG/projections.csv | 2021-06-09 | hospital_incidence | 168.12 | 178.93 | 186.92 | 187.03 | 194.37 | 210.9 | Additional 50% Reduction | Afghanistan | AFG | 2022-01-02 | v8 | TRUE
https://raw.githubusercontent.com/mrc-ide/global-lmic-reports/master/AFG/projections.csv | 2021-06-09 | ICU_incidence | 52.74 | 56.12 | 58.63 | 58.66 | 60.96 | 66.14 | Additional 50% Reduction | Afghanistan | AFG | 2022-01-02 | v8 | TRUE
https://raw.githubusercontent.com/mrc-ide/global-lmic-reports/master/AFG/projections.csv | 2021-06-09 | prevalence | 196369.12 | 209118.88 | 218058.57 | 218434.49 | 226059.62 | 247762.19 | Additional 50% Reduction | Afghanistan | AFG | 2022-01-02 | v8 | TRUE
https://raw.githubusercontent.com/mrc-ide/global-lmic-reports/master/AFG/projections.csv | 2021-06-09 | cumulative_infections | 1802187.32 | 1891015.15 | 1933618.67 | 1937514.73 | 1983901.45 | 2119165.99 | Additional 50% Reduction | Afghanistan | AFG | 2022-01-02 | v8 | TRUE
https://raw.githubusercontent.com/mrc-ide/global-lmic-reports/master/AFG/projections.csv | 2021-06-09 | cumulative_deaths | 2990.5 | 3146.88 | 3221.6 | 3234.92 | 3305.43 | 3589.03 | Additional 50% Reduction | Afghanistan | AFG | 2022-01-02 | v8 | TRUE
https://raw.githubusercontent.com/mrc-ide/global-lmic-reports/master/AFG/projections.csv | 2021-06-09 | Rt | 1.37 | 1.39 | 1.4 | 1.4 | 1.41 | 1.44 | Additional 50% Reduction | Afghanistan | AFG | 2022-01-02 | v8 | TRUE
https://raw.githubusercontent.com/mrc-ide/global-lmic-reports/master/AFG/projections.csv | 2021-06-09 | Reff | 1.27 | 1.28 | 1.29 | 1.3 | 1.31 | 1.33 | Additional 50% Reduction | Afghanistan | AFG | 2022-01-02 | v8 | TRUE
https://raw.githubusercontent.com/mrc-ide/global-lmic-reports/master/AFG/projections.csv | 2021-06-09 | infections | 33645.47 | 35904.1 | 37374.76 | 37503.5 | 38758.15 | 42724.25 | Maintain Status Quo | Afghanistan | AFG | 2022-01-02 | v8 | TRUE
https://raw.githubusercontent.com/mrc-ide/global-lmic-reports/master/AFG/projections.csv | 2021-06-09 | deaths | 44.14 | 47.66 | 50.07 | 50.13 | 52.46 | 57.42 | Maintain Status Quo | Afghanistan | AFG | 2022-01-02 | v8 | TRUE
https://raw.githubusercontent.com/mrc-ide/global-lmic-reports/master/AFG/projections.csv | 2021-06-09 | hospital_demand | 1144.8 | 1214.64 | 1267.25 | 1269.62 | 1318.05 | 1413.66 | Maintain Status Quo | Afghanistan | AFG | 2022-01-02 | v8 | TRUE
https://raw.githubusercontent.com/mrc-ide/global-lmic-reports/master/AFG/projections.csv | 2021-06-09 | ICU_demand | 320.48 | 324.62 | 327.61 | 327.64 | 330.42 | 336.39 | Maintain Status Quo | Afghanistan | AFG | 2022-01-02 | v8 | TRUE
https://raw.githubusercontent.com/mrc-ide/global-lmic-reports/master/AFG/projections.csv | 2021-06-09 | hospital_incidence | 168.12 | 178.93 | 186.92 | 187.03 | 194.37 | 210.9 | Maintain Status Quo | Afghanistan | AFG | 2022-01-02 | v8 | TRUE
https://raw.githubusercontent.com/mrc-ide/global-lmic-reports/master/AFG/projections.csv | 2021-06-09 | ICU_incidence | 52.74 | 56.12 | 58.63 | 58.66 | 60.96 | 66.14 | Maintain Status Quo | Afghanistan | AFG | 2022-01-02 | v8 | TRUE
https://raw.githubusercontent.com/mrc-ide/global-lmic-reports/master/AFG/projections.csv | 2021-06-09 | prevalence | 196369.12 | 209118.88 | 218058.57 | 218434.49 | 226059.62 | 247762.19 | Maintain Status Quo | Afghanistan | AFG | 2022-01-02 | v8 | TRUE
https://raw.githubusercontent.com/mrc-ide/global-lmic-reports/master/AFG/projections.csv | 2021-06-09 | cumulative_infections | 1802187.32 | 1891015.15 | 1933618.67 | 1937514.73 | 1983901.45 | 2119165.99 | Maintain Status Quo | Afghanistan | AFG | 2022-01-02 | v8 | TRUE
https://raw.githubusercontent.com/mrc-ide/global-lmic-reports/master/AFG/projections.csv | 2021-06-09 | cumulative_deaths | 2990.5 | 3146.88 | 3221.6 | 3234.92 | 3305.43 | 3589.03 | Maintain Status Quo | Afghanistan | AFG | 2022-01-02 | v8 | TRUE
https://raw.githubusercontent.com/mrc-ide/global-lmic-reports/master/AFG/projections.csv | 2021-06-09 | Rt | 1.37 | 1.39 | 1.4 | 1.4 | 1.41 | 1.44 | Maintain Status Quo | Afghanistan | AFG | 2022-01-02 | v8 | TRUE
https://raw.githubusercontent.com/mrc-ide/global-lmic-reports/master/AFG/projections.csv | 2021-06-09 | Reff | 1.27 | 1.28 | 1.29 | 1.3 | 1.31 | 1.33 | Maintain Status Quo | Afghanistan | AFG | 2022-01-02 | v8 | TRUE
https://raw.githubusercontent.com/mrc-ide/global-lmic-reports/master/AFG/projections.csv | 2021-06-09 | infections | 33645.47 | 35904.1 | 37374.76 | 37503.5 | 38758.15 | 42724.25 | Optimistic | Afghanistan | AFG | 2022-01-02 | v8 | TRUE
https://raw.githubusercontent.com/mrc-ide/global-lmic-reports/master/AFG/projections.csv | 2021-06-09 | deaths | 44.14 | 47.66 | 50.07 | 50.13 | 52.46 | 57.42 | Optimistic | Afghanistan | AFG | 2022-01-02 | v8 | TRUE
https://raw.githubusercontent.com/mrc-ide/global-lmic-reports/master/AFG/projections.csv | 2021-06-09 | hospital_demand | 1144.8 | 1214.64 | 1267.25 | 1269.62 | 1318.05 | 1413.66 | Optimistic | Afghanistan | AFG | 2022-01-02 | v8 | TRUE
https://raw.githubusercontent.com/mrc-ide/global-lmic-reports/master/AFG/projections.csv | 2021-06-09 | ICU_demand | 320.48 | 324.62 | 327.61 | 327.64 | 330.42 | 336.39 | Optimistic | Afghanistan | AFG | 2022-01-02 | v8 | TRUE
https://raw.githubusercontent.com/mrc-ide/global-lmic-reports/master/AFG/projections.csv | 2021-06-09 | hospital_incidence | 168.12 | 178.93 | 186.92 | 187.03 | 194.37 | 210.9 | Optimistic | Afghanistan | AFG | 2022-01-02 | v8 | TRUE
https://raw.githubusercontent.com/mrc-ide/global-lmic-reports/master/AFG/projections.csv | 2021-06-09 | ICU_incidence | 52.74 | 56.12 | 58.63 | 58.66 | 60.96 | 66.14 | Optimistic | Afghanistan | AFG | 2022-01-02 | v8 | TRUE
https://raw.githubusercontent.com/mrc-ide/global-lmic-reports/master/AFG/projections.csv | 2021-06-09 | prevalence | 196369.12 | 209118.88 | 218058.57 | 218434.49 | 226059.62 | 247762.19 | Optimistic | Afghanistan | AFG | 2022-01-02 | v8 | TRUE
https://raw.githubusercontent.com/mrc-ide/global-lmic-reports/master/AFG/projections.csv | 2021-06-09 | cumulative_infections | 1802187.32 | 1891015.15 | 1933618.67 | 1937514.73 | 1983901.45 | 2119165.99 | Optimistic | Afghanistan | AFG | 2022-01-02 | v8 | TRUE
https://raw.githubusercontent.com/mrc-ide/global-lmic-reports/master/AFG/projections.csv | 2021-06-09 | cumulative_deaths | 2990.5 | 3146.88 | 3221.6 | 3234.92 | 3305.43 | 3589.03 | Optimistic | Afghanistan | AFG | 2022-01-02 | v8 | TRUE
https://raw.githubusercontent.com/mrc-ide/global-lmic-reports/master/AFG/projections.csv | 2021-06-09 | Rt | 1.37 | 1.39 | 1.4 | 1.4 | 1.41 | 1.44 | Optimistic | Afghanistan | AFG | 2022-01-02 | v8 | TRUE
https://raw.githubusercontent.com/mrc-ide/global-lmic-reports/master/AFG/projections.csv | 2021-06-09 | Reff | 1.27 | 1.28 | 1.29 | 1.3 | 1.31 | 1.33 | Optimistic | Afghanistan | AFG | 2022-01-02 | v8 | TRUE
https://raw.githubusercontent.com/mrc-ide/global-lmic-reports/master/AFG/projections.csv | 2021-06-09 | infections | 33645.47 | 35904.1 | 37374.76 | 37503.5 | 38758.15 | 42724.25 | Pessimistic | Afghanistan | AFG | 2022-01-02 | v8 | TRUE
https://raw.githubusercontent.com/mrc-ide/global-lmic-reports/master/AFG/projections.csv | 2021-06-09 | deaths | 44.14 | 47.66 | 50.07 | 50.13 | 52.46 | 57.42 | Pessimistic | Afghanistan | AFG | 2022-01-02 | v8 | TRUE
https://raw.githubusercontent.com/mrc-ide/global-lmic-reports/master/AFG/projections.csv | 2021-06-09 | hospital_demand | 1144.8 | 1214.64 | 1267.25 | 1269.62 | 1318.05 | 1413.66 | Pessimistic | Afghanistan | AFG | 2022-01-02 | v8 | TRUE
https://raw.githubusercontent.com/mrc-ide/global-lmic-reports/master/AFG/projections.csv | 2021-06-09 | ICU_demand | 320.48 | 324.62 | 327.61 | 327.64 | 330.42 | 336.39 | Pessimistic | Afghanistan | AFG | 2022-01-02 | v8 | TRUE
https://raw.githubusercontent.com/mrc-ide/global-lmic-reports/master/AFG/projections.csv | 2021-06-09 | hospital_incidence | 168.12 | 178.93 | 186.92 | 187.03 | 194.37 | 210.9 | Pessimistic | Afghanistan | AFG | 2022-01-02 | v8 | TRUE
https://raw.githubusercontent.com/mrc-ide/global-lmic-reports/master/AFG/projections.csv | 2021-06-09 | ICU_incidence | 52.74 | 56.12 | 58.63 | 58.66 | 60.96 | 66.14 | Pessimistic | Afghanistan | AFG | 2022-01-02 | v8 | TRUE
https://raw.githubusercontent.com/mrc-ide/global-lmic-reports/master/AFG/projections.csv | 2021-06-09 | prevalence | 196369.12 | 209118.88 | 218058.57 | 218434.49 | 226059.62 | 247762.19 | Pessimistic | Afghanistan | AFG | 2022-01-02 | v8 | TRUE
https://raw.githubusercontent.com/mrc-ide/global-lmic-reports/master/AFG/projections.csv | 2021-06-09 | cumulative_infections | 1802187.32 | 1891015.15 | 1933618.67 | 1937514.73 | 1983901.45 | 2119165.99 | Pessimistic | Afghanistan | AFG | 2022-01-02 | v8 | TRUE
https://raw.githubusercontent.com/mrc-ide/global-lmic-reports/master/AFG/projections.csv | 2021-06-09 | cumulative_deaths | 2990.5 | 3146.88 | 3221.6 | 3234.92 | 3305.43 | 3589.03 | Pessimistic | Afghanistan | AFG | 2022-01-02 | v8 | TRUE
https://raw.githubusercontent.com/mrc-ide/global-lmic-reports/master/AFG/projections.csv | 2021-06-09 | Rt | 1.37 | 1.39 | 1.4 | 1.4 | 1.41 | 1.44 | Pessimistic | Afghanistan | AFG | 2022-01-02 | v8 | TRUE
https://raw.githubusercontent.com/mrc-ide/global-lmic-reports/master/AFG/projections.csv | 2021-06-09 | Reff | 1.27 | 1.28 | 1.29 | 1.3 | 1.31 | 1.33 | Pessimistic | Afghanistan | AFG | 2022-01-02 | v8 | TRUE
https://raw.githubusercontent.com/mrc-ide/global-lmic-reports/master/AFG/projections.csv | 2021-06-09 | infections | 33645.47 | 35904.1 | 37374.76 | 37503.5 | 38758.15 | 42724.25 | Relax Interventions 50% | Afghanistan | AFG | 2022-01-02 | v8 | TRUE
https://raw.githubusercontent.com/mrc-ide/global-lmic-reports/master/AFG/projections.csv | 2021-06-09 | deaths | 44.14 | 47.66 | 50.07 | 50.13 | 52.46 | 57.42 | Relax Interventions 50% | Afghanistan | AFG | 2022-01-02 | v8 | TRUE
https://raw.githubusercontent.com/mrc-ide/global-lmic-reports/master/AFG/projections.csv | 2021-06-09 | hospital_demand | 1144.8 | 1214.64 | 1267.25 | 1269.62 | 1318.05 | 1413.66 | Relax Interventions 50% | Afghanistan | AFG | 2022-01-02 | v8 | TRUE
https://raw.githubusercontent.com/mrc-ide/global-lmic-reports/master/AFG/projections.csv | 2021-06-09 | ICU_demand | 320.48 | 324.62 | 327.61 | 327.64 | 330.42 | 336.39 | Relax Interventions 50% | Afghanistan | AFG | 2022-01-02 | v8 | TRUE
https://raw.githubusercontent.com/mrc-ide/global-lmic-reports/master/AFG/projections.csv | 2021-06-09 | hospital_incidence | 168.12 | 178.93 | 186.92 | 187.03 | 194.37 | 210.9 | Relax Interventions 50% | Afghanistan | AFG | 2022-01-02 | v8 | TRUE
https://raw.githubusercontent.com/mrc-ide/global-lmic-reports/master/AFG/projections.csv | 2021-06-09 | ICU_incidence | 52.74 | 56.12 | 58.63 | 58.66 | 60.96 | 66.14 | Relax Interventions 50% | Afghanistan | AFG | 2022-01-02 | v8 | TRUE
https://raw.githubusercontent.com/mrc-ide/global-lmic-reports/master/AFG/projections.csv | 2021-06-09 | prevalence | 196369.12 | 209118.88 | 218058.57 | 218434.49 | 226059.62 | 247762.19 | Relax Interventions 50% | Afghanistan | AFG | 2022-01-02 | v8 | TRUE
https://raw.githubusercontent.com/mrc-ide/global-lmic-reports/master/AFG/projections.csv | 2021-06-09 | cumulative_infections | 1802187.32 | 1891015.15 | 1933618.67 | 1937514.73 | 1983901.45 | 2119165.99 | Relax Interventions 50% | Afghanistan | AFG | 2022-01-02 | v8 | TRUE
https://raw.githubusercontent.com/mrc-ide/global-lmic-reports/master/AFG/projections.csv | 2021-06-09 | cumulative_deaths | 2990.5 | 3146.88 | 3221.6 | 3234.92 | 3305.43 | 3589.03 | Relax Interventions 50% | Afghanistan | AFG | 2022-01-02 | v8 | TRUE
https://raw.githubusercontent.com/mrc-ide/global-lmic-reports/master/AFG/projections.csv | 2021-06-09 | Rt | 1.37 | 1.39 | 1.4 | 1.4 | 1.41 | 1.44 | Relax Interventions 50% | Afghanistan | AFG | 2022-01-02 | v8 | TRUE
https://raw.githubusercontent.com/mrc-ide/global-lmic-reports/master/AFG/projections.csv | 2021-06-09 | Reff | 1.27 | 1.28 | 1.29 | 1.3 | 1.31 | 1.33 | Relax Interventions 50% | Afghanistan | AFG | 2022-01-02 | v8 | TRUE
https://raw.githubusercontent.com/mrc-ide/global-lmic-reports/master/AFG/projections.csv | 2021-06-09 | infections | 33472.9 | 35933.04 | 36940.23 | 37070.79 | 38357.34 | 41220.99 | Surged Additional 50% Reduction | Afghanistan | AFG | 2022-01-02 | v8 | TRUE
https://raw.githubusercontent.com/mrc-ide/global-lmic-reports/master/AFG/projections.csv | 2021-06-09 | deaths | 21.71 | 23.85 | 24.42 | 24.44 | 25.19 | 26.74 | Surged Additional 50% Reduction | Afghanistan | AFG | 2022-01-02 | v8 | TRUE
https://raw.githubusercontent.com/mrc-ide/global-lmic-reports/master/AFG/projections.csv | 2021-06-09 | hospital_demand | 1126.36 | 1239.51 | 1267.11 | 1267.38 | 1301.92 | 1399.54 | Surged Additional 50% Reduction | Afghanistan | AFG | 2022-01-02 | v8 | TRUE
https://raw.githubusercontent.com/mrc-ide/global-lmic-reports/master/AFG/projections.csv | 2021-06-09 | ICU_demand | 437.77 | 482.67 | 492.29 | 492.87 | 505.68 | 542.12 | Surged Additional 50% Reduction | Afghanistan | AFG | 2022-01-02 | v8 | TRUE
https://raw.githubusercontent.com/mrc-ide/global-lmic-reports/master/AFG/projections.csv | 2021-06-09 | hospital_incidence | 164.14 | 181.02 | 184.73 | 185.06 | 190.47 | 207.72 | Surged Additional 50% Reduction | Afghanistan | AFG | 2022-01-02 | v8 | TRUE
https://raw.githubusercontent.com/mrc-ide/global-lmic-reports/master/AFG/projections.csv | 2021-06-09 | ICU_incidence | 51.48 | 56.78 | 57.94 | 58.04 | 59.75 | 65.14 | Surged Additional 50% Reduction | Afghanistan | AFG | 2022-01-02 | v8 | TRUE
https://raw.githubusercontent.com/mrc-ide/global-lmic-reports/master/AFG/projections.csv | 2021-06-09 | prevalence | 193183.95 | 208697.09 | 215630.39 | 216175.85 | 222904.45 | 242251.37 | Surged Additional 50% Reduction | Afghanistan | AFG | 2022-01-02 | v8 | TRUE
https://raw.githubusercontent.com/mrc-ide/global-lmic-reports/master/AFG/projections.csv | 2021-06-09 | cumulative_infections | 1821835.23 | 1887099.8 | 1922990.41 | 1920844.02 | 1953848.59 | 2038365.2 | Surged Additional 50% Reduction | Afghanistan | AFG | 2022-01-02 | v8 | TRUE
https://raw.githubusercontent.com/mrc-ide/global-lmic-reports/master/AFG/projections.csv | 2021-06-09 | cumulative_deaths | 2852.94 | 2946.03 | 3008.4 | 3011.29 | 3081 | 3189.09 | Surged Additional 50% Reduction | Afghanistan | AFG | 2022-01-02 | v8 | TRUE
https://raw.githubusercontent.com/mrc-ide/global-lmic-reports/master/AFG/projections.csv | 2021-06-09 | Rt | 1.36 | 1.39 | 1.4 | 1.4 | 1.41 | 1.43 | Surged Additional 50% Reduction | Afghanistan | AFG | 2022-01-02 | v8 | TRUE
https://raw.githubusercontent.com/mrc-ide/global-lmic-reports/master/AFG/projections.csv | 2021-06-09 | Reff | 1.26 | 1.29 | 1.3 | 1.3 | 1.31 | 1.32 | Surged Additional 50% Reduction | Afghanistan | AFG | 2022-01-02 | v8 | TRUE
https://raw.githubusercontent.com/mrc-ide/global-lmic-reports/master/AFG/projections.csv | 2021-06-09 | infections | 33472.9 | 35933.04 | 36940.23 | 37070.79 | 38357.34 | 41220.99 | Surged Maintain Status Quo | Afghanistan | AFG | 2022-01-02 | v8 | TRUE
https://raw.githubusercontent.com/mrc-ide/global-lmic-reports/master/AFG/projections.csv | 2021-06-09 | deaths | 21.71 | 23.85 | 24.42 | 24.44 | 25.19 | 26.74 | Surged Maintain Status Quo | Afghanistan | AFG | 2022-01-02 | v8 | TRUE
https://raw.githubusercontent.com/mrc-ide/global-lmic-reports/master/AFG/projections.csv | 2021-06-09 | hospital_demand | 1126.36 | 1239.51 | 1267.11 | 1267.38 | 1301.92 | 1399.54 | Surged Maintain Status Quo | Afghanistan | AFG | 2022-01-02 | v8 | TRUE
https://raw.githubusercontent.com/mrc-ide/global-lmic-reports/master/AFG/projections.csv | 2021-06-09 | ICU_demand | 437.77 | 482.67 | 492.29 | 492.87 | 505.68 | 542.12 | Surged Maintain Status Quo | Afghanistan | AFG | 2022-01-02 | v8 | TRUE
https://raw.githubusercontent.com/mrc-ide/global-lmic-reports/master/AFG/projections.csv | 2021-06-09 | hospital_incidence | 164.14 | 181.02 | 184.73 | 185.06 | 190.47 | 207.72 | Surged Maintain Status Quo | Afghanistan | AFG | 2022-01-02 | v8 | TRUE
https://raw.githubusercontent.com/mrc-ide/global-lmic-reports/master/AFG/projections.csv | 2021-06-09 | ICU_incidence | 51.48 | 56.78 | 57.94 | 58.04 | 59.75 | 65.14 | Surged Maintain Status Quo | Afghanistan | AFG | 2022-01-02 | v8 | TRUE
https://raw.githubusercontent.com/mrc-ide/global-lmic-reports/master/AFG/projections.csv | 2021-06-09 | prevalence | 193183.95 | 208697.09 | 215630.39 | 216175.85 | 222904.45 | 242251.37 | Surged Maintain Status Quo | Afghanistan | AFG | 2022-01-02 | v8 | TRUE
https://raw.githubusercontent.com/mrc-ide/global-lmic-reports/master/AFG/projections.csv | 2021-06-09 | cumulative_infections | 1821835.23 | 1887099.8 | 1922990.41 | 1920844.02 | 1953848.59 | 2038365.2 | Surged Maintain Status Quo | Afghanistan | AFG | 2022-01-02 | v8 | TRUE
https://raw.githubusercontent.com/mrc-ide/global-lmic-reports/master/AFG/projections.csv | 2021-06-09 | cumulative_deaths | 2852.94 | 2946.03 | 3008.4 | 3011.29 | 3081 | 3189.09 | Surged Maintain Status Quo | Afghanistan | AFG | 2022-01-02 | v8 | TRUE
https://raw.githubusercontent.com/mrc-ide/global-lmic-reports/master/AFG/projections.csv | 2021-06-09 | Rt | 1.36 | 1.39 | 1.4 | 1.4 | 1.41 | 1.43 | Surged Maintain Status Quo | Afghanistan | AFG | 2022-01-02 | v8 | TRUE
https://raw.githubusercontent.com/mrc-ide/global-lmic-reports/master/AFG/projections.csv | 2021-06-09 | Reff | 1.26 | 1.29 | 1.3 | 1.3 | 1.31 | 1.32 | Surged Maintain Status Quo | Afghanistan | AFG | 2022-01-02 | v8 | TRUE
https://raw.githubusercontent.com/mrc-ide/global-lmic-reports/master/AFG/projections.csv | 2021-06-09 | infections | 33472.9 | 35933.04 | 36940.23 | 37070.79 | 38357.34 | 41220.99 | Surged Optimistic | Afghanistan | AFG | 2022-01-02 | v8 | TRUE
https://raw.githubusercontent.com/mrc-ide/global-lmic-reports/master/AFG/projections.csv | 2021-06-09 | deaths | 21.71 | 23.85 | 24.42 | 24.44 | 25.19 | 26.74 | Surged Optimistic | Afghanistan | AFG | 2022-01-02 | v8 | TRUE
https://raw.githubusercontent.com/mrc-ide/global-lmic-reports/master/AFG/projections.csv | 2021-06-09 | hospital_demand | 1126.36 | 1239.51 | 1267.11 | 1267.38 | 1301.92 | 1399.54 | Surged Optimistic | Afghanistan | AFG | 2022-01-02 | v8 | TRUE
https://raw.githubusercontent.com/mrc-ide/global-lmic-reports/master/AFG/projections.csv | 2021-06-09 | ICU_demand | 437.77 | 482.67 | 492.29 | 492.87 | 505.68 | 542.12 | Surged Optimistic | Afghanistan | AFG | 2022-01-02 | v8 | TRUE
https://raw.githubusercontent.com/mrc-ide/global-lmic-reports/master/AFG/projections.csv | 2021-06-09 | hospital_incidence | 164.14 | 181.02 | 184.73 | 185.06 | 190.47 | 207.72 | Surged Optimistic | Afghanistan | AFG | 2022-01-02 | v8 | TRUE
https://raw.githubusercontent.com/mrc-ide/global-lmic-reports/master/AFG/projections.csv | 2021-06-09 | ICU_incidence | 51.48 | 56.78 | 57.94 | 58.04 | 59.75 | 65.14 | Surged Optimistic | Afghanistan | AFG | 2022-01-02 | v8 | TRUE
https://raw.githubusercontent.com/mrc-ide/global-lmic-reports/master/AFG/projections.csv | 2021-06-09 | prevalence | 193183.95 | 208697.09 | 215630.39 | 216175.85 | 222904.45 | 242251.37 | Surged Optimistic | Afghanistan | AFG | 2022-01-02 | v8 | TRUE
https://raw.githubusercontent.com/mrc-ide/global-lmic-reports/master/AFG/projections.csv | 2021-06-09 | cumulative_infections | 1821835.23 | 1887099.8 | 1922990.41 | 1920844.02 | 1953848.59 | 2038365.2 | Surged Optimistic | Afghanistan | AFG | 2022-01-02 | v8 | TRUE
https://raw.githubusercontent.com/mrc-ide/global-lmic-reports/master/AFG/projections.csv | 2021-06-09 | cumulative_deaths | 2852.94 | 2946.03 | 3008.4 | 3011.29 | 3081 | 3189.09 | Surged Optimistic | Afghanistan | AFG | 2022-01-02 | v8 | TRUE
https://raw.githubusercontent.com/mrc-ide/global-lmic-reports/master/AFG/projections.csv | 2021-06-09 | Rt | 1.36 | 1.39 | 1.4 | 1.4 | 1.41 | 1.43 | Surged Optimistic | Afghanistan | AFG | 2022-01-02 | v8 | TRUE
https://raw.githubusercontent.com/mrc-ide/global-lmic-reports/master/AFG/projections.csv | 2021-06-09 | Reff | 1.26 | 1.29 | 1.3 | 1.3 | 1.31 | 1.32 | Surged Optimistic | Afghanistan | AFG | 2022-01-02 | v8 | TRUE
https://raw.githubusercontent.com/mrc-ide/global-lmic-reports/master/AFG/projections.csv | 2021-06-09 | infections | 33472.9 | 35933.04 | 36940.23 | 37070.79 | 38357.34 | 41220.99 | Surged Pessimistic | Afghanistan | AFG | 2022-01-02 | v8 | TRUE
https://raw.githubusercontent.com/mrc-ide/global-lmic-reports/master/AFG/projections.csv | 2021-06-09 | deaths | 21.71 | 23.85 | 24.42 | 24.44 | 25.19 | 26.74 | Surged Pessimistic | Afghanistan | AFG | 2022-01-02 | v8 | TRUE
https://raw.githubusercontent.com/mrc-ide/global-lmic-reports/master/AFG/projections.csv | 2021-06-09 | hospital_demand | 1126.36 | 1239.51 | 1267.11 | 1267.38 | 1301.92 | 1399.54 | Surged Pessimistic | Afghanistan | AFG | 2022-01-02 | v8 | TRUE
https://raw.githubusercontent.com/mrc-ide/global-lmic-reports/master/AFG/projections.csv | 2021-06-09 | ICU_demand | 437.77 | 482.67 | 492.29 | 492.87 | 505.68 | 542.12 | Surged Pessimistic | Afghanistan | AFG | 2022-01-02 | v8 | TRUE
https://raw.githubusercontent.com/mrc-ide/global-lmic-reports/master/AFG/projections.csv | 2021-06-09 | hospital_incidence | 164.14 | 181.02 | 184.73 | 185.06 | 190.47 | 207.72 | Surged Pessimistic | Afghanistan | AFG | 2022-01-02 | v8 | TRUE
https://raw.githubusercontent.com/mrc-ide/global-lmic-reports/master/AFG/projections.csv | 2021-06-09 | ICU_incidence | 51.48 | 56.78 | 57.94 | 58.04 | 59.75 | 65.14 | Surged Pessimistic | Afghanistan | AFG | 2022-01-02 | v8 | TRUE
https://raw.githubusercontent.com/mrc-ide/global-lmic-reports/master/AFG/projections.csv | 2021-06-09 | prevalence | 193183.95 | 208697.09 | 215630.39 | 216175.85 | 222904.45 | 242251.37 | Surged Pessimistic | Afghanistan | AFG | 2022-01-02 | v8 | TRUE
https://raw.githubusercontent.com/mrc-ide/global-lmic-reports/master/AFG/projections.csv | 2021-06-09 | cumulative_infections | 1821835.23 | 1887099.8 | 1922990.41 | 1920844.02 | 1953848.59 | 2038365.2 | Surged Pessimistic | Afghanistan | AFG | 2022-01-02 | v8 | TRUE
https://raw.githubusercontent.com/mrc-ide/global-lmic-reports/master/AFG/projections.csv | 2021-06-09 | cumulative_deaths | 2852.94 | 2946.03 | 3008.4 | 3011.29 | 3081 | 3189.09 | Surged Pessimistic | Afghanistan | AFG | 2022-01-02 | v8 | TRUE
https://raw.githubusercontent.com/mrc-ide/global-lmic-reports/master/AFG/projections.csv | 2021-06-09 | Rt | 1.36 | 1.39 | 1.4 | 1.4 | 1.41 | 1.43 | Surged Pessimistic | Afghanistan | AFG | 2022-01-02 | v8 | TRUE
https://raw.githubusercontent.com/mrc-ide/global-lmic-reports/master/AFG/projections.csv | 2021-06-09 | Reff | 1.26 | 1.29 | 1.3 | 1.3 | 1.31 | 1.32 | Surged Pessimistic | Afghanistan | AFG | 2022-01-02 | v8 | TRUE
https://raw.githubusercontent.com/mrc-ide/global-lmic-reports/master/AFG/projections.csv | 2021-06-09 | infections | 33472.9 | 35933.04 | 36940.23 | 37070.79 | 38357.34 | 41220.99 | Surged Relax Interventions 50% | Afghanistan | AFG | 2022-01-02 | v8 | TRUE
https://raw.githubusercontent.com/mrc-ide/global-lmic-reports/master/AFG/projections.csv | 2021-06-09 | deaths | 21.71 | 23.85 | 24.42 | 24.44 | 25.19 | 26.74 | Surged Relax Interventions 50% | Afghanistan | AFG | 2022-01-02 | v8 | TRUE
https://raw.githubusercontent.com/mrc-ide/global-lmic-reports/master/AFG/projections.csv | 2021-06-09 | hospital_demand | 1126.36 | 1239.51 | 1267.11 | 1267.38 | 1301.92 | 1399.54 | Surged Relax Interventions 50% | Afghanistan | AFG | 2022-01-02 | v8 | TRUE
https://raw.githubusercontent.com/mrc-ide/global-lmic-reports/master/AFG/projections.csv | 2021-06-09 | ICU_demand | 437.77 | 482.67 | 492.29 | 492.87 | 505.68 | 542.12 | Surged Relax Interventions 50% | Afghanistan | AFG | 2022-01-02 | v8 | TRUE
https://raw.githubusercontent.com/mrc-ide/global-lmic-reports/master/AFG/projections.csv | 2021-06-09 | hospital_incidence | 164.14 | 181.02 | 184.73 | 185.06 | 190.47 | 207.72 | Surged Relax Interventions 50% | Afghanistan | AFG | 2022-01-02 | v8 | TRUE
https://raw.githubusercontent.com/mrc-ide/global-lmic-reports/master/AFG/projections.csv | 2021-06-09 | ICU_incidence | 51.48 | 56.78 | 57.94 | 58.04 | 59.75 | 65.14 | Surged Relax Interventions 50% | Afghanistan | AFG | 2022-01-02 | v8 | TRUE
https://raw.githubusercontent.com/mrc-ide/global-lmic-reports/master/AFG/projections.csv | 2021-06-09 | prevalence | 193183.95 | 208697.09 | 215630.39 | 216175.85 | 222904.45 | 242251.37 | Surged Relax Interventions 50% | Afghanistan | AFG | 2022-01-02 | v8 | TRUE
https://raw.githubusercontent.com/mrc-ide/global-lmic-reports/master/AFG/projections.csv | 2021-06-09 | cumulative_infections | 1821835.23 | 1887099.8 | 1922990.41 | 1920844.02 | 1953848.59 | 2038365.2 | Surged Relax Interventions 50% | Afghanistan | AFG | 2022-01-02 | v8 | TRUE
https://raw.githubusercontent.com/mrc-ide/global-lmic-reports/master/AFG/projections.csv | 2021-06-09 | cumulative_deaths | 2852.94 | 2946.03 | 3008.4 | 3011.29 | 3081 | 3189.09 | Surged Relax Interventions 50% | Afghanistan | AFG | 2022-01-02 | v8 | TRUE
https://raw.githubusercontent.com/mrc-ide/global-lmic-reports/master/AFG/projections.csv | 2021-06-09 | Rt | 1.36 | 1.39 | 1.4 | 1.4 | 1.41 | 1.43 | Surged Relax Interventions 50% | Afghanistan | AFG | 2022-01-02 | v8 | TRUE
https://raw.githubusercontent.com/mrc-ide/global-lmic-reports/master/AFG/projections.csv | 2021-06-09 | Reff | 1.26 | 1.29 | 1.3 | 1.3 | 1.31 | 1.32 | Surged Relax Interventions 50% | Afghanistan | AFG | 2022-01-02 | v8 | TRUE
https://raw.githubusercontent.com/mrc-ide/global-lmic-reports/master/AFG/projections.csv | 2021-06-10 | infections | 34765.93 | 37236.61 | 38734.15 | 38857.34 | 40249.1 | 44152.48 | Additional 50% Reduction | Afghanistan | AFG | 2022-01-02 | v8 | TRUE
https://raw.githubusercontent.com/mrc-ide/global-lmic-reports/master/AFG/projections.csv | 2021-06-10 | deaths | 46.68 | 50.23 | 52.93 | 52.95 | 55.4 | 60.73 | Additional 50% Reduction | Afghanistan | AFG | 2022-01-02 | v8 | TRUE
https://raw.githubusercontent.com/mrc-ide/global-lmic-reports/master/AFG/projections.csv | 2021-06-10 | hospital_demand | 1203.69 | 1278.14 | 1332.97 | 1334.92 | 1385.96 | 1489.08 | Additional 50% Reduction | Afghanistan | AFG | 2022-01-02 | v8 | TRUE
https://raw.githubusercontent.com/mrc-ide/global-lmic-reports/master/AFG/projections.csv | 2021-06-10 | ICU_demand | 323.54 | 327.72 | 330.98 | 330.97 | 333.88 | 340.28 | Additional 50% Reduction | Afghanistan | AFG | 2022-01-02 | v8 | TRUE
https://raw.githubusercontent.com/mrc-ide/global-lmic-reports/master/AFG/projections.csv | 2021-06-10 | hospital_incidence | 175.67 | 187.37 | 195.1 | 195.25 | 202.9 | 220.48 | Additional 50% Reduction | Afghanistan | AFG | 2022-01-02 | v8 | TRUE
https://raw.githubusercontent.com/mrc-ide/global-lmic-reports/master/AFG/projections.csv | 2021-06-10 | ICU_incidence | 55.11 | 58.78 | 61.2 | 61.25 | 63.64 | 69.15 | Additional 50% Reduction | Afghanistan | AFG | 2022-01-02 | v8 | TRUE
https://raw.githubusercontent.com/mrc-ide/global-lmic-reports/master/AFG/projections.csv | 2021-06-10 | prevalence | 204279.3 | 217686.61 | 226729.76 | 227301.59 | 235098.29 | 258138.66 | Additional 50% Reduction | Afghanistan | AFG | 2022-01-02 | v8 | TRUE
https://raw.githubusercontent.com/mrc-ide/global-lmic-reports/master/AFG/projections.csv | 2021-06-10 | cumulative_infections | 1838141.56 | 1928645.17 | 1973061.13 | 1976372.07 | 2023904.8 | 2161893.25 | Additional 50% Reduction | Afghanistan | AFG | 2022-01-02 | v8 | TRUE
https://raw.githubusercontent.com/mrc-ide/global-lmic-reports/master/AFG/projections.csv | 2021-06-10 | cumulative_deaths | 3037.87 | 3198.22 | 3272.28 | 3287.87 | 3360.82 | 3647.28 | Additional 50% Reduction | Afghanistan | AFG | 2022-01-02 | v8 | TRUE
https://raw.githubusercontent.com/mrc-ide/global-lmic-reports/master/AFG/projections.csv | 2021-06-10 | Rt | 1.33 | 1.35 | 1.36 | 1.36 | 1.37 | 1.4 | Additional 50% Reduction | Afghanistan | AFG | 2022-01-02 | v8 | TRUE
https://raw.githubusercontent.com/mrc-ide/global-lmic-reports/master/AFG/projections.csv | 2021-06-10 | Reff | 1.23 | 1.24 | 1.26 | 1.26 | 1.27 | 1.3 | Additional 50% Reduction | Afghanistan | AFG | 2022-01-02 | v8 | TRUE
https://raw.githubusercontent.com/mrc-ide/global-lmic-reports/master/AFG/projections.csv | 2021-06-10 | infections | 34765.93 | 37236.61 | 38734.15 | 38857.34 | 40249.1 | 44152.48 | Maintain Status Quo | Afghanistan | AFG | 2022-01-02 | v8 | TRUE
https://raw.githubusercontent.com/mrc-ide/global-lmic-reports/master/AFG/projections.csv | 2021-06-10 | deaths | 46.68 | 50.23 | 52.93 | 52.95 | 55.4 | 60.73 | Maintain Status Quo | Afghanistan | AFG | 2022-01-02 | v8 | TRUE
https://raw.githubusercontent.com/mrc-ide/global-lmic-reports/master/AFG/projections.csv | 2021-06-10 | hospital_demand | 1203.69 | 1278.14 | 1332.97 | 1334.92 | 1385.96 | 1489.08 | Maintain Status Quo | Afghanistan | AFG | 2022-01-02 | v8 | TRUE
https://raw.githubusercontent.com/mrc-ide/global-lmic-reports/master/AFG/projections.csv | 2021-06-10 | ICU_demand | 323.54 | 327.72 | 330.98 | 330.97 | 333.88 | 340.28 | Maintain Status Quo | Afghanistan | AFG | 2022-01-02 | v8 | TRUE
https://raw.githubusercontent.com/mrc-ide/global-lmic-reports/master/AFG/projections.csv | 2021-06-10 | hospital_incidence | 175.67 | 187.37 | 195.1 | 195.25 | 202.9 | 220.48 | Maintain Status Quo | Afghanistan | AFG | 2022-01-02 | v8 | TRUE
https://raw.githubusercontent.com/mrc-ide/global-lmic-reports/master/AFG/projections.csv | 2021-06-10 | ICU_incidence | 55.11 | 58.78 | 61.2 | 61.25 | 63.64 | 69.15 | Maintain Status Quo | Afghanistan | AFG | 2022-01-02 | v8 | TRUE
https://raw.githubusercontent.com/mrc-ide/global-lmic-reports/master/AFG/projections.csv | 2021-06-10 | prevalence | 204279.3 | 217686.61 | 226729.76 | 227301.59 | 235098.29 | 258138.66 | Maintain Status Quo | Afghanistan | AFG | 2022-01-02 | v8 | TRUE
https://raw.githubusercontent.com/mrc-ide/global-lmic-reports/master/AFG/projections.csv | 2021-06-10 | cumulative_infections | 1838141.56 | 1928645.17 | 1973061.13 | 1976372.07 | 2023904.8 | 2161893.25 | Maintain Status Quo | Afghanistan | AFG | 2022-01-02 | v8 | TRUE
https://raw.githubusercontent.com/mrc-ide/global-lmic-reports/master/AFG/projections.csv | 2021-06-10 | cumulative_deaths | 3037.87 | 3198.22 | 3272.28 | 3287.87 | 3360.82 | 3647.28 | Maintain Status Quo | Afghanistan | AFG | 2022-01-02 | v8 | TRUE
https://raw.githubusercontent.com/mrc-ide/global-lmic-reports/master/AFG/projections.csv | 2021-06-10 | Rt | 1.33 | 1.35 | 1.36 | 1.36 | 1.37 | 1.4 | Maintain Status Quo | Afghanistan | AFG | 2022-01-02 | v8 | TRUE
https://raw.githubusercontent.com/mrc-ide/global-lmic-reports/master/AFG/projections.csv | 2021-06-10 | Reff | 1.23 | 1.24 | 1.26 | 1.26 | 1.27 | 1.3 | Maintain Status Quo | Afghanistan | AFG | 2022-01-02 | v8 | TRUE
https://raw.githubusercontent.com/mrc-ide/global-lmic-reports/master/AFG/projections.csv | 2021-06-10 | infections | 34765.93 | 37236.61 | 38734.15 | 38857.34 | 40249.1 | 44152.48 | Optimistic | Afghanistan | AFG | 2022-01-02 | v8 | TRUE
https://raw.githubusercontent.com/mrc-ide/global-lmic-reports/master/AFG/projections.csv | 2021-06-10 | deaths | 46.68 | 50.23 | 52.93 | 52.95 | 55.4 | 60.73 | Optimistic | Afghanistan | AFG | 2022-01-02 | v8 | TRUE
https://raw.githubusercontent.com/mrc-ide/global-lmic-reports/master/AFG/projections.csv | 2021-06-10 | hospital_demand | 1203.69 | 1278.14 | 1332.97 | 1334.92 | 1385.96 | 1489.08 | Optimistic | Afghanistan | AFG | 2022-01-02 | v8 | TRUE
https://raw.githubusercontent.com/mrc-ide/global-lmic-reports/master/AFG/projections.csv | 2021-06-10 | ICU_demand | 323.54 | 327.72 | 330.98 | 330.97 | 333.88 | 340.28 | Optimistic | Afghanistan | AFG | 2022-01-02 | v8 | TRUE
https://raw.githubusercontent.com/mrc-ide/global-lmic-reports/master/AFG/projections.csv | 2021-06-10 | hospital_incidence | 175.67 | 187.37 | 195.1 | 195.25 | 202.9 | 220.48 | Optimistic | Afghanistan | AFG | 2022-01-02 | v8 | TRUE
https://raw.githubusercontent.com/mrc-ide/global-lmic-reports/master/AFG/projections.csv | 2021-06-10 | ICU_incidence | 55.11 | 58.78 | 61.2 | 61.25 | 63.64 | 69.15 | Optimistic | Afghanistan | AFG | 2022-01-02 | v8 | TRUE
https://raw.githubusercontent.com/mrc-ide/global-lmic-reports/master/AFG/projections.csv | 2021-06-10 | prevalence | 204279.3 | 217686.61 | 226729.76 | 227301.59 | 235098.29 | 258138.66 | Optimistic | Afghanistan | AFG | 2022-01-02 | v8 | TRUE
https://raw.githubusercontent.com/mrc-ide/global-lmic-reports/master/AFG/projections.csv | 2021-06-10 | cumulative_infections | 1838141.56 | 1928645.17 | 1973061.13 | 1976372.07 | 2023904.8 | 2161893.25 | Optimistic | Afghanistan | AFG | 2022-01-02 | v8 | TRUE
https://raw.githubusercontent.com/mrc-ide/global-lmic-reports/master/AFG/projections.csv | 2021-06-10 | cumulative_deaths | 3037.87 | 3198.22 | 3272.28 | 3287.87 | 3360.82 | 3647.28 | Optimistic | Afghanistan | AFG | 2022-01-02 | v8 | TRUE
https://raw.githubusercontent.com/mrc-ide/global-lmic-reports/master/AFG/projections.csv | 2021-06-10 | Rt | 1.33 | 1.35 | 1.36 | 1.36 | 1.37 | 1.4 | Optimistic | Afghanistan | AFG | 2022-01-02 | v8 | TRUE
https://raw.githubusercontent.com/mrc-ide/global-lmic-reports/master/AFG/projections.csv | 2021-06-10 | Reff | 1.23 | 1.24 | 1.26 | 1.26 | 1.27 | 1.3 | Optimistic | Afghanistan | AFG | 2022-01-02 | v8 | TRUE
https://raw.githubusercontent.com/mrc-ide/global-lmic-reports/master/AFG/projections.csv | 2021-06-10 | infections | 34765.93 | 37236.61 | 38734.15 | 38857.34 | 40249.1 | 44152.48 | Pessimistic | Afghanistan | AFG | 2022-01-02 | v8 | TRUE
https://raw.githubusercontent.com/mrc-ide/global-lmic-reports/master/AFG/projections.csv | 2021-06-10 | deaths | 46.68 | 50.23 | 52.93 | 52.95 | 55.4 | 60.73 | Pessimistic | Afghanistan | AFG | 2022-01-02 | v8 | TRUE
https://raw.githubusercontent.com/mrc-ide/global-lmic-reports/master/AFG/projections.csv | 2021-06-10 | hospital_demand | 1203.69 | 1278.14 | 1332.97 | 1334.92 | 1385.96 | 1489.08 | Pessimistic | Afghanistan | AFG | 2022-01-02 | v8 | TRUE
https://raw.githubusercontent.com/mrc-ide/global-lmic-reports/master/AFG/projections.csv | 2021-06-10 | ICU_demand | 323.54 | 327.72 | 330.98 | 330.97 | 333.88 | 340.28 | Pessimistic | Afghanistan | AFG | 2022-01-02 | v8 | TRUE
https://raw.githubusercontent.com/mrc-ide/global-lmic-reports/master/AFG/projections.csv | 2021-06-10 | hospital_incidence | 175.67 | 187.37 | 195.1 | 195.25 | 202.9 | 220.48 | Pessimistic | Afghanistan | AFG | 2022-01-02 | v8 | TRUE
https://raw.githubusercontent.com/mrc-ide/global-lmic-reports/master/AFG/projections.csv | 2021-06-10 | ICU_incidence | 55.11 | 58.78 | 61.2 | 61.25 | 63.64 | 69.15 | Pessimistic | Afghanistan | AFG | 2022-01-02 | v8 | TRUE
https://raw.githubusercontent.com/mrc-ide/global-lmic-reports/master/AFG/projections.csv | 2021-06-10 | prevalence | 204279.3 | 217686.61 | 226729.76 | 227301.59 | 235098.29 | 258138.66 | Pessimistic | Afghanistan | AFG | 2022-01-02 | v8 | TRUE
https://raw.githubusercontent.com/mrc-ide/global-lmic-reports/master/AFG/projections.csv | 2021-06-10 | cumulative_infections | 1838141.56 | 1928645.17 | 1973061.13 | 1976372.07 | 2023904.8 | 2161893.25 | Pessimistic | Afghanistan | AFG | 2022-01-02 | v8 | TRUE
https://raw.githubusercontent.com/mrc-ide/global-lmic-reports/master/AFG/projections.csv | 2021-06-10 | cumulative_deaths | 3037.87 | 3198.22 | 3272.28 | 3287.87 | 3360.82 | 3647.28 | Pessimistic | Afghanistan | AFG | 2022-01-02 | v8 | TRUE
https://raw.githubusercontent.com/mrc-ide/global-lmic-reports/master/AFG/projections.csv | 2021-06-10 | Rt | 1.33 | 1.35 | 1.36 | 1.36 | 1.37 | 1.4 | Pessimistic | Afghanistan | AFG | 2022-01-02 | v8 | TRUE
https://raw.githubusercontent.com/mrc-ide/global-lmic-reports/master/AFG/projections.csv | 2021-06-10 | Reff | 1.23 | 1.24 | 1.26 | 1.26 | 1.27 | 1.3 | Pessimistic | Afghanistan | AFG | 2022-01-02 | v8 | TRUE
https://raw.githubusercontent.com/mrc-ide/global-lmic-reports/master/AFG/projections.csv | 2021-06-10 | infections | 34765.93 | 37236.61 | 38734.15 | 38857.34 | 40249.1 | 44152.48 | Relax Interventions 50% | Afghanistan | AFG | 2022-01-02 | v8 | TRUE
https://raw.githubusercontent.com/mrc-ide/global-lmic-reports/master/AFG/projections.csv | 2021-06-10 | deaths | 46.68 | 50.23 | 52.93 | 52.95 | 55.4 | 60.73 | Relax Interventions 50% | Afghanistan | AFG | 2022-01-02 | v8 | TRUE
https://raw.githubusercontent.com/mrc-ide/global-lmic-reports/master/AFG/projections.csv | 2021-06-10 | hospital_demand | 1203.69 | 1278.14 | 1332.97 | 1334.92 | 1385.96 | 1489.08 | Relax Interventions 50% | Afghanistan | AFG | 2022-01-02 | v8 | TRUE
https://raw.githubusercontent.com/mrc-ide/global-lmic-reports/master/AFG/projections.csv | 2021-06-10 | ICU_demand | 323.54 | 327.72 | 330.98 | 330.97 | 333.88 | 340.28 | Relax Interventions 50% | Afghanistan | AFG | 2022-01-02 | v8 | TRUE
https://raw.githubusercontent.com/mrc-ide/global-lmic-reports/master/AFG/projections.csv | 2021-06-10 | hospital_incidence | 175.67 | 187.37 | 195.1 | 195.25 | 202.9 | 220.48 | Relax Interventions 50% | Afghanistan | AFG | 2022-01-02 | v8 | TRUE
https://raw.githubusercontent.com/mrc-ide/global-lmic-reports/master/AFG/projections.csv | 2021-06-10 | ICU_incidence | 55.11 | 58.78 | 61.2 | 61.25 | 63.64 | 69.15 | Relax Interventions 50% | Afghanistan | AFG | 2022-01-02 | v8 | TRUE
https://raw.githubusercontent.com/mrc-ide/global-lmic-reports/master/AFG/projections.csv | 2021-06-10 | prevalence | 204279.3 | 217686.61 | 226729.76 | 227301.59 | 235098.29 | 258138.66 | Relax Interventions 50% | Afghanistan | AFG | 2022-01-02 | v8 | TRUE
https://raw.githubusercontent.com/mrc-ide/global-lmic-reports/master/AFG/projections.csv | 2021-06-10 | cumulative_infections | 1838141.56 | 1928645.17 | 1973061.13 | 1976372.07 | 2023904.8 | 2161893.25 | Relax Interventions 50% | Afghanistan | AFG | 2022-01-02 | v8 | TRUE
https://raw.githubusercontent.com/mrc-ide/global-lmic-reports/master/AFG/projections.csv | 2021-06-10 | cumulative_deaths | 3037.87 | 3198.22 | 3272.28 | 3287.87 | 3360.82 | 3647.28 | Relax Interventions 50% | Afghanistan | AFG | 2022-01-02 | v8 | TRUE
https://raw.githubusercontent.com/mrc-ide/global-lmic-reports/master/AFG/projections.csv | 2021-06-10 | Rt | 1.33 | 1.35 | 1.36 | 1.36 | 1.37 | 1.4 | Relax Interventions 50% | Afghanistan | AFG | 2022-01-02 | v8 | TRUE
https://raw.githubusercontent.com/mrc-ide/global-lmic-reports/master/AFG/projections.csv | 2021-06-10 | Reff | 1.23 | 1.24 | 1.26 | 1.26 | 1.27 | 1.3 | Relax Interventions 50% | Afghanistan | AFG | 2022-01-02 | v8 | TRUE
https://raw.githubusercontent.com/mrc-ide/global-lmic-reports/master/AFG/projections.csv | 2021-06-10 | infections | 34829.72 | 37301.38 | 38274.84 | 38409.31 | 39855.13 | 42520.89 | Surged Additional 50% Reduction | Afghanistan | AFG | 2022-01-02 | v8 | TRUE
https://raw.githubusercontent.com/mrc-ide/global-lmic-reports/master/AFG/projections.csv | 2021-06-10 | deaths | 22.84 | 25.13 | 25.71 | 25.72 | 26.45 | 28.21 | Surged Additional 50% Reduction | Afghanistan | AFG | 2022-01-02 | v8 | TRUE
https://raw.githubusercontent.com/mrc-ide/global-lmic-reports/master/AFG/projections.csv | 2021-06-10 | hospital_demand | 1185.1 | 1302.99 | 1333.67 | 1333.83 | 1369.45 | 1477.15 | Surged Additional 50% Reduction | Afghanistan | AFG | 2022-01-02 | v8 | TRUE
https://raw.githubusercontent.com/mrc-ide/global-lmic-reports/master/AFG/projections.csv | 2021-06-10 | ICU_demand | 460.6 | 507.69 | 517.93 | 518.61 | 532.01 | 571.69 | Surged Additional 50% Reduction | Afghanistan | AFG | 2022-01-02 | v8 | TRUE
https://raw.githubusercontent.com/mrc-ide/global-lmic-reports/master/AFG/projections.csv | 2021-06-10 | hospital_incidence | 171.54 | 188.51 | 193.09 | 193.17 | 198.79 | 216.82 | Surged Additional 50% Reduction | Afghanistan | AFG | 2022-01-02 | v8 | TRUE
https://raw.githubusercontent.com/mrc-ide/global-lmic-reports/master/AFG/projections.csv | 2021-06-10 | ICU_incidence | 53.81 | 59.13 | 60.57 | 60.59 | 62.36 | 68 | Surged Additional 50% Reduction | Afghanistan | AFG | 2022-01-02 | v8 | TRUE
https://raw.githubusercontent.com/mrc-ide/global-lmic-reports/master/AFG/projections.csv | 2021-06-10 | prevalence | 201499.51 | 217578.56 | 224377.13 | 224946.03 | 231965.95 | 251541.41 | Surged Additional 50% Reduction | Afghanistan | AFG | 2022-01-02 | v8 | TRUE
https://raw.githubusercontent.com/mrc-ide/global-lmic-reports/master/AFG/projections.csv | 2021-06-10 | cumulative_infections | 1857358.52 | 1924141.56 | 1962174.62 | 1959253.33 | 1992566.44 | 2080425.01 | Surged Additional 50% Reduction | Afghanistan | AFG | 2022-01-02 | v8 | TRUE
https://raw.githubusercontent.com/mrc-ide/global-lmic-reports/master/AFG/projections.csv | 2021-06-10 | cumulative_deaths | 2878.51 | 2971.15 | 3034.74 | 3037.01 | 3106.69 | 3214.74 | Surged Additional 50% Reduction | Afghanistan | AFG | 2022-01-02 | v8 | TRUE
https://raw.githubusercontent.com/mrc-ide/global-lmic-reports/master/AFG/projections.csv | 2021-06-10 | Rt | 1.32 | 1.35 | 1.36 | 1.36 | 1.37 | 1.4 | Surged Additional 50% Reduction | Afghanistan | AFG | 2022-01-02 | v8 | TRUE
https://raw.githubusercontent.com/mrc-ide/global-lmic-reports/master/AFG/projections.csv | 2021-06-10 | Reff | 1.22 | 1.25 | 1.26 | 1.26 | 1.27 | 1.3 | Surged Additional 50% Reduction | Afghanistan | AFG | 2022-01-02 | v8 | TRUE
https://raw.githubusercontent.com/mrc-ide/global-lmic-reports/master/AFG/projections.csv | 2021-06-10 | infections | 34829.72 | 37301.38 | 38274.84 | 38409.31 | 39855.13 | 42520.89 | Surged Maintain Status Quo | Afghanistan | AFG | 2022-01-02 | v8 | TRUE
https://raw.githubusercontent.com/mrc-ide/global-lmic-reports/master/AFG/projections.csv | 2021-06-10 | deaths | 22.84 | 25.13 | 25.71 | 25.72 | 26.45 | 28.21 | Surged Maintain Status Quo | Afghanistan | AFG | 2022-01-02 | v8 | TRUE
https://raw.githubusercontent.com/mrc-ide/global-lmic-reports/master/AFG/projections.csv | 2021-06-10 | hospital_demand | 1185.1 | 1302.99 | 1333.67 | 1333.83 | 1369.45 | 1477.15 | Surged Maintain Status Quo | Afghanistan | AFG | 2022-01-02 | v8 | TRUE
https://raw.githubusercontent.com/mrc-ide/global-lmic-reports/master/AFG/projections.csv | 2021-06-10 | ICU_demand | 460.6 | 507.69 | 517.93 | 518.61 | 532.01 | 571.69 | Surged Maintain Status Quo | Afghanistan | AFG | 2022-01-02 | v8 | TRUE
https://raw.githubusercontent.com/mrc-ide/global-lmic-reports/master/AFG/projections.csv | 2021-06-10 | hospital_incidence | 171.54 | 188.51 | 193.09 | 193.17 | 198.79 | 216.82 | Surged Maintain Status Quo | Afghanistan | AFG | 2022-01-02 | v8 | TRUE
https://raw.githubusercontent.com/mrc-ide/global-lmic-reports/master/AFG/projections.csv | 2021-06-10 | ICU_incidence | 53.81 | 59.13 | 60.57 | 60.59 | 62.36 | 68 | Surged Maintain Status Quo | Afghanistan | AFG | 2022-01-02 | v8 | TRUE
https://raw.githubusercontent.com/mrc-ide/global-lmic-reports/master/AFG/projections.csv | 2021-06-10 | prevalence | 201499.51 | 217578.56 | 224377.13 | 224946.03 | 231965.95 | 251541.41 | Surged Maintain Status Quo | Afghanistan | AFG | 2022-01-02 | v8 | TRUE
https://raw.githubusercontent.com/mrc-ide/global-lmic-reports/master/AFG/projections.csv | 2021-06-10 | cumulative_infections | 1857358.52 | 1924141.56 | 1962174.62 | 1959253.33 | 1992566.44 | 2080425.01 | Surged Maintain Status Quo | Afghanistan | AFG | 2022-01-02 | v8 | TRUE
https://raw.githubusercontent.com/mrc-ide/global-lmic-reports/master/AFG/projections.csv | 2021-06-10 | cumulative_deaths | 2878.51 | 2971.15 | 3034.74 | 3037.01 | 3106.69 | 3214.74 | Surged Maintain Status Quo | Afghanistan | AFG | 2022-01-02 | v8 | TRUE
https://raw.githubusercontent.com/mrc-ide/global-lmic-reports/master/AFG/projections.csv | 2021-06-10 | Rt | 1.32 | 1.35 | 1.36 | 1.36 | 1.37 | 1.4 | Surged Maintain Status Quo | Afghanistan | AFG | 2022-01-02 | v8 | TRUE
https://raw.githubusercontent.com/mrc-ide/global-lmic-reports/master/AFG/projections.csv | 2021-06-10 | Reff | 1.22 | 1.25 | 1.26 | 1.26 | 1.27 | 1.3 | Surged Maintain Status Quo | Afghanistan | AFG | 2022-01-02 | v8 | TRUE
https://raw.githubusercontent.com/mrc-ide/global-lmic-reports/master/AFG/projections.csv | 2021-06-10 | infections | 34829.72 | 37301.38 | 38274.84 | 38409.31 | 39855.13 | 42520.89 | Surged Optimistic | Afghanistan | AFG | 2022-01-02 | v8 | TRUE
https://raw.githubusercontent.com/mrc-ide/global-lmic-reports/master/AFG/projections.csv | 2021-06-10 | deaths | 22.84 | 25.13 | 25.71 | 25.72 | 26.45 | 28.21 | Surged Optimistic | Afghanistan | AFG | 2022-01-02 | v8 | TRUE
https://raw.githubusercontent.com/mrc-ide/global-lmic-reports/master/AFG/projections.csv | 2021-06-10 | hospital_demand | 1185.1 | 1302.99 | 1333.67 | 1333.83 | 1369.45 | 1477.15 | Surged Optimistic | Afghanistan | AFG | 2022-01-02 | v8 | TRUE
https://raw.githubusercontent.com/mrc-ide/global-lmic-reports/master/AFG/projections.csv | 2021-06-10 | ICU_demand | 460.6 | 507.69 | 517.93 | 518.61 | 532.01 | 571.69 | Surged Optimistic | Afghanistan | AFG | 2022-01-02 | v8 | TRUE
https://raw.githubusercontent.com/mrc-ide/global-lmic-reports/master/AFG/projections.csv | 2021-06-10 | hospital_incidence | 171.54 | 188.51 | 193.09 | 193.17 | 198.79 | 216.82 | Surged Optimistic | Afghanistan | AFG | 2022-01-02 | v8 | TRUE
https://raw.githubusercontent.com/mrc-ide/global-lmic-reports/master/AFG/projections.csv | 2021-06-10 | ICU_incidence | 53.81 | 59.13 | 60.57 | 60.59 | 62.36 | 68 | Surged Optimistic | Afghanistan | AFG | 2022-01-02 | v8 | TRUE
https://raw.githubusercontent.com/mrc-ide/global-lmic-reports/master/AFG/projections.csv | 2021-06-10 | prevalence | 201499.51 | 217578.56 | 224377.13 | 224946.03 | 231965.95 | 251541.41 | Surged Optimistic | Afghanistan | AFG | 2022-01-02 | v8 | TRUE
https://raw.githubusercontent.com/mrc-ide/global-lmic-reports/master/AFG/projections.csv | 2021-06-10 | cumulative_infections | 1857358.52 | 1924141.56 | 1962174.62 | 1959253.33 | 1992566.44 | 2080425.01 | Surged Optimistic | Afghanistan | AFG | 2022-01-02 | v8 | TRUE
https://raw.githubusercontent.com/mrc-ide/global-lmic-reports/master/AFG/projections.csv | 2021-06-10 | cumulative_deaths | 2878.51 | 2971.15 | 3034.74 | 3037.01 | 3106.69 | 3214.74 | Surged Optimistic | Afghanistan | AFG | 2022-01-02 | v8 | TRUE
https://raw.githubusercontent.com/mrc-ide/global-lmic-reports/master/AFG/projections.csv | 2021-06-10 | Rt | 1.32 | 1.35 | 1.36 | 1.36 | 1.37 | 1.4 | Surged Optimistic | Afghanistan | AFG | 2022-01-02 | v8 | TRUE
https://raw.githubusercontent.com/mrc-ide/global-lmic-reports/master/AFG/projections.csv | 2021-06-10 | Reff | 1.22 | 1.25 | 1.26 | 1.26 | 1.27 | 1.3 | Surged Optimistic | Afghanistan | AFG | 2022-01-02 | v8 | TRUE
https://raw.githubusercontent.com/mrc-ide/global-lmic-reports/master/AFG/projections.csv | 2021-06-10 | infections | 34829.72 | 37301.38 | 38274.84 | 38409.31 | 39855.13 | 42520.89 | Surged Pessimistic | Afghanistan | AFG | 2022-01-02 | v8 | TRUE
https://raw.githubusercontent.com/mrc-ide/global-lmic-reports/master/AFG/projections.csv | 2021-06-10 | deaths | 22.84 | 25.13 | 25.71 | 25.72 | 26.45 | 28.21 | Surged Pessimistic | Afghanistan | AFG | 2022-01-02 | v8 | TRUE
https://raw.githubusercontent.com/mrc-ide/global-lmic-reports/master/AFG/projections.csv | 2021-06-10 | hospital_demand | 1185.1 | 1302.99 | 1333.67 | 1333.83 | 1369.45 | 1477.15 | Surged Pessimistic | Afghanistan | AFG | 2022-01-02 | v8 | TRUE
https://raw.githubusercontent.com/mrc-ide/global-lmic-reports/master/AFG/projections.csv | 2021-06-10 | ICU_demand | 460.6 | 507.69 | 517.93 | 518.61 | 532.01 | 571.69 | Surged Pessimistic | Afghanistan | AFG | 2022-01-02 | v8 | TRUE
https://raw.githubusercontent.com/mrc-ide/global-lmic-reports/master/AFG/projections.csv | 2021-06-10 | hospital_incidence | 171.54 | 188.51 | 193.09 | 193.17 | 198.79 | 216.82 | Surged Pessimistic | Afghanistan | AFG | 2022-01-02 | v8 | TRUE
https://raw.githubusercontent.com/mrc-ide/global-lmic-reports/master/AFG/projections.csv | 2021-06-10 | ICU_incidence | 53.81 | 59.13 | 60.57 | 60.59 | 62.36 | 68 | Surged Pessimistic | Afghanistan | AFG | 2022-01-02 | v8 | TRUE
https://raw.githubusercontent.com/mrc-ide/global-lmic-reports/master/AFG/projections.csv | 2021-06-10 | prevalence | 201499.51 | 217578.56 | 224377.13 | 224946.03 | 231965.95 | 251541.41 | Surged Pessimistic | Afghanistan | AFG | 2022-01-02 | v8 | TRUE
https://raw.githubusercontent.com/mrc-ide/global-lmic-reports/master/AFG/projections.csv | 2021-06-10 | cumulative_infections | 1857358.52 | 1924141.56 | 1962174.62 | 1959253.33 | 1992566.44 | 2080425.01 | Surged Pessimistic | Afghanistan | AFG | 2022-01-02 | v8 | TRUE
https://raw.githubusercontent.com/mrc-ide/global-lmic-reports/master/AFG/projections.csv | 2021-06-10 | cumulative_deaths | 2878.51 | 2971.15 | 3034.74 | 3037.01 | 3106.69 | 3214.74 | Surged Pessimistic | Afghanistan | AFG | 2022-01-02 | v8 | TRUE
https://raw.githubusercontent.com/mrc-ide/global-lmic-reports/master/AFG/projections.csv | 2021-06-10 | Rt | 1.32 | 1.35 | 1.36 | 1.36 | 1.37 | 1.4 | Surged Pessimistic | Afghanistan | AFG | 2022-01-02 | v8 | TRUE
https://raw.githubusercontent.com/mrc-ide/global-lmic-reports/master/AFG/projections.csv | 2021-06-10 | Reff | 1.22 | 1.25 | 1.26 | 1.26 | 1.27 | 1.3 | Surged Pessimistic | Afghanistan | AFG | 2022-01-02 | v8 | TRUE
https://raw.githubusercontent.com/mrc-ide/global-lmic-reports/master/AFG/projections.csv | 2021-06-10 | infections | 34829.72 | 37301.38 | 38274.84 | 38409.31 | 39855.13 | 42520.89 | Surged Relax Interventions 50% | Afghanistan | AFG | 2022-01-02 | v8 | TRUE
https://raw.githubusercontent.com/mrc-ide/global-lmic-reports/master/AFG/projections.csv | 2021-06-10 | deaths | 22.84 | 25.13 | 25.71 | 25.72 | 26.45 | 28.21 | Surged Relax Interventions 50% | Afghanistan | AFG | 2022-01-02 | v8 | TRUE
https://raw.githubusercontent.com/mrc-ide/global-lmic-reports/master/AFG/projections.csv | 2021-06-10 | hospital_demand | 1185.1 | 1302.99 | 1333.67 | 1333.83 | 1369.45 | 1477.15 | Surged Relax Interventions 50% | Afghanistan | AFG | 2022-01-02 | v8 | TRUE
https://raw.githubusercontent.com/mrc-ide/global-lmic-reports/master/AFG/projections.csv | 2021-06-10 | ICU_demand | 460.6 | 507.69 | 517.93 | 518.61 | 532.01 | 571.69 | Surged Relax Interventions 50% | Afghanistan | AFG | 2022-01-02 | v8 | TRUE
https://raw.githubusercontent.com/mrc-ide/global-lmic-reports/master/AFG/projections.csv | 2021-06-10 | hospital_incidence | 171.54 | 188.51 | 193.09 | 193.17 | 198.79 | 216.82 | Surged Relax Interventions 50% | Afghanistan | AFG | 2022-01-02 | v8 | TRUE
https://raw.githubusercontent.com/mrc-ide/global-lmic-reports/master/AFG/projections.csv | 2021-06-10 | ICU_incidence | 53.81 | 59.13 | 60.57 | 60.59 | 62.36 | 68 | Surged Relax Interventions 50% | Afghanistan | AFG | 2022-01-02 | v8 | TRUE
https://raw.githubusercontent.com/mrc-ide/global-lmic-reports/master/AFG/projections.csv | 2021-06-10 | prevalence | 201499.51 | 217578.56 | 224377.13 | 224946.03 | 231965.95 | 251541.41 | Surged Relax Interventions 50% | Afghanistan | AFG | 2022-01-02 | v8 | TRUE
https://raw.githubusercontent.com/mrc-ide/global-lmic-reports/master/AFG/projections.csv | 2021-06-10 | cumulative_infections | 1857358.52 | 1924141.56 | 1962174.62 | 1959253.33 | 1992566.44 | 2080425.01 | Surged Relax Interventions 50% | Afghanistan | AFG | 2022-01-02 | v8 | TRUE
https://raw.githubusercontent.com/mrc-ide/global-lmic-reports/master/AFG/projections.csv | 2021-06-10 | cumulative_deaths | 2878.51 | 2971.15 | 3034.74 | 3037.01 | 3106.69 | 3214.74 | Surged Relax Interventions 50% | Afghanistan | AFG | 2022-01-02 | v8 | TRUE
https://raw.githubusercontent.com/mrc-ide/global-lmic-reports/master/AFG/projections.csv | 2021-06-10 | Rt | 1.32 | 1.35 | 1.36 | 1.36 | 1.37 | 1.4 | Surged Relax Interventions 50% | Afghanistan | AFG | 2022-01-02 | v8 | TRUE
https://raw.githubusercontent.com/mrc-ide/global-lmic-reports/master/AFG/projections.csv | 2021-06-10 | Reff | 1.22 | 1.25 | 1.26 | 1.26 | 1.27 | 1.3 | Surged Relax Interventions 50% | Afghanistan | AFG | 2022-01-02 | v8 | TRUE
https://raw.githubusercontent.com/mrc-ide/global-lmic-reports/master/AFG/projections.csv | 2021-06-11 | infections | 35260.09 | 37940.76 | 39517.24 | 39337.84 | 40810.6 | 43746.44 | Additional 50% Reduction | Afghanistan | AFG | 2022-01-02 | v8 | TRUE
https://raw.githubusercontent.com/mrc-ide/global-lmic-reports/master/AFG/projections.csv | 2021-06-11 | deaths | 49.28 | 53 | 55.77 | 55.79 | 58.35 | 64.05 | Additional 50% Reduction | Afghanistan | AFG | 2022-01-02 | v8 | TRUE
https://raw.githubusercontent.com/mrc-ide/global-lmic-reports/master/AFG/projections.csv | 2021-06-11 | hospital_demand | 1263.8 | 1343.07 | 1400.18 | 1401.68 | 1455.35 | 1566.27 | Additional 50% Reduction | Afghanistan | AFG | 2022-01-02 | v8 | TRUE
https://raw.githubusercontent.com/mrc-ide/global-lmic-reports/master/AFG/projections.csv | 2021-06-11 | ICU_demand | 326.59 | 331.16 | 334.32 | 334.34 | 337.37 | 344.2 | Additional 50% Reduction | Afghanistan | AFG | 2022-01-02 | v8 | TRUE
https://raw.githubusercontent.com/mrc-ide/global-lmic-reports/master/AFG/projections.csv | 2021-06-11 | hospital_incidence | 183.13 | 195.46 | 203.24 | 203.57 | 211.31 | 230.17 | Additional 50% Reduction | Afghanistan | AFG | 2022-01-02 | v8 | TRUE
https://raw.githubusercontent.com/mrc-ide/global-lmic-reports/master/AFG/projections.csv | 2021-06-11 | ICU_incidence | 57.46 | 61.32 | 63.75 | 63.86 | 66.28 | 72.2 | Additional 50% Reduction | Afghanistan | AFG | 2022-01-02 | v8 | TRUE
https://raw.githubusercontent.com/mrc-ide/global-lmic-reports/master/AFG/projections.csv | 2021-06-11 | prevalence | 211267.91 | 226051.24 | 234612.18 | 235389.61 | 243215.37 | 266460.77 | Additional 50% Reduction | Afghanistan | AFG | 2022-01-02 | v8 | TRUE
https://raw.githubusercontent.com/mrc-ide/global-lmic-reports/master/AFG/projections.csv | 2021-06-11 | cumulative_infections | 1874467.88 | 1965975.88 | 2013126.51 | 2015709.91 | 2064178.7 | 2204583.85 | Additional 50% Reduction | Afghanistan | AFG | 2022-01-02 | v8 | TRUE
https://raw.githubusercontent.com/mrc-ide/global-lmic-reports/master/AFG/projections.csv | 2021-06-11 | cumulative_deaths | 3087.85 | 3252.31 | 3325.76 | 3343.66 | 3416.6 | 3708.73 | Additional 50% Reduction | Afghanistan | AFG | 2022-01-02 | v8 | TRUE
https://raw.githubusercontent.com/mrc-ide/global-lmic-reports/master/AFG/projections.csv | 2021-06-11 | Rt | 1.34 | 1.35 | 1.37 | 1.37 | 1.38 | 1.4 | Additional 50% Reduction | Afghanistan | AFG | 2022-01-02 | v8 | TRUE
https://raw.githubusercontent.com/mrc-ide/global-lmic-reports/master/AFG/projections.csv | 2021-06-11 | Reff | 1.23 | 1.25 | 1.26 | 1.26 | 1.28 | 1.3 | Additional 50% Reduction | Afghanistan | AFG | 2022-01-02 | v8 | TRUE
https://raw.githubusercontent.com/mrc-ide/global-lmic-reports/master/AFG/projections.csv | 2021-06-11 | infections | 35260.09 | 37940.76 | 39517.24 | 39337.84 | 40810.6 | 43746.44 | Maintain Status Quo | Afghanistan | AFG | 2022-01-02 | v8 | TRUE
https://raw.githubusercontent.com/mrc-ide/global-lmic-reports/master/AFG/projections.csv | 2021-06-11 | deaths | 49.28 | 53 | 55.77 | 55.79 | 58.35 | 64.05 | Maintain Status Quo | Afghanistan | AFG | 2022-01-02 | v8 | TRUE
https://raw.githubusercontent.com/mrc-ide/global-lmic-reports/master/AFG/projections.csv | 2021-06-11 | hospital_demand | 1263.8 | 1343.07 | 1400.18 | 1401.68 | 1455.35 | 1566.27 | Maintain Status Quo | Afghanistan | AFG | 2022-01-02 | v8 | TRUE
https://raw.githubusercontent.com/mrc-ide/global-lmic-reports/master/AFG/projections.csv | 2021-06-11 | ICU_demand | 326.59 | 331.16 | 334.32 | 334.34 | 337.37 | 344.2 | Maintain Status Quo | Afghanistan | AFG | 2022-01-02 | v8 | TRUE
https://raw.githubusercontent.com/mrc-ide/global-lmic-reports/master/AFG/projections.csv | 2021-06-11 | hospital_incidence | 183.13 | 195.46 | 203.24 | 203.57 | 211.31 | 230.17 | Maintain Status Quo | Afghanistan | AFG | 2022-01-02 | v8 | TRUE
https://raw.githubusercontent.com/mrc-ide/global-lmic-reports/master/AFG/projections.csv | 2021-06-11 | ICU_incidence | 57.46 | 61.32 | 63.75 | 63.86 | 66.28 | 72.2 | Maintain Status Quo | Afghanistan | AFG | 2022-01-02 | v8 | TRUE
https://raw.githubusercontent.com/mrc-ide/global-lmic-reports/master/AFG/projections.csv | 2021-06-11 | prevalence | 211267.91 | 226051.24 | 234612.18 | 235389.61 | 243215.37 | 266460.77 | Maintain Status Quo | Afghanistan | AFG | 2022-01-02 | v8 | TRUE
https://raw.githubusercontent.com/mrc-ide/global-lmic-reports/master/AFG/projections.csv | 2021-06-11 | cumulative_infections | 1874467.88 | 1965975.88 | 2013126.51 | 2015709.91 | 2064178.7 | 2204583.85 | Maintain Status Quo | Afghanistan | AFG | 2022-01-02 | v8 | TRUE
https://raw.githubusercontent.com/mrc-ide/global-lmic-reports/master/AFG/projections.csv | 2021-06-11 | cumulative_deaths | 3087.85 | 3252.31 | 3325.76 | 3343.66 | 3416.6 | 3708.73 | Maintain Status Quo | Afghanistan | AFG | 2022-01-02 | v8 | TRUE
https://raw.githubusercontent.com/mrc-ide/global-lmic-reports/master/AFG/projections.csv | 2021-06-11 | Rt | 1.34 | 1.35 | 1.37 | 1.37 | 1.38 | 1.4 | Maintain Status Quo | Afghanistan | AFG | 2022-01-02 | v8 | TRUE
https://raw.githubusercontent.com/mrc-ide/global-lmic-reports/master/AFG/projections.csv | 2021-06-11 | Reff | 1.23 | 1.25 | 1.26 | 1.26 | 1.28 | 1.3 | Maintain Status Quo | Afghanistan | AFG | 2022-01-02 | v8 | TRUE
https://raw.githubusercontent.com/mrc-ide/global-lmic-reports/master/AFG/projections.csv | 2021-06-11 | infections | 35260.09 | 37940.76 | 39517.24 | 39337.84 | 40810.6 | 43746.44 | Optimistic | Afghanistan | AFG | 2022-01-02 | v8 | TRUE
https://raw.githubusercontent.com/mrc-ide/global-lmic-reports/master/AFG/projections.csv | 2021-06-11 | deaths | 49.28 | 53 | 55.77 | 55.79 | 58.35 | 64.05 | Optimistic | Afghanistan | AFG | 2022-01-02 | v8 | TRUE
https://raw.githubusercontent.com/mrc-ide/global-lmic-reports/master/AFG/projections.csv | 2021-06-11 | hospital_demand | 1263.8 | 1343.07 | 1400.18 | 1401.68 | 1455.35 | 1566.27 | Optimistic | Afghanistan | AFG | 2022-01-02 | v8 | TRUE
https://raw.githubusercontent.com/mrc-ide/global-lmic-reports/master/AFG/projections.csv | 2021-06-11 | ICU_demand | 326.59 | 331.16 | 334.32 | 334.34 | 337.37 | 344.2 | Optimistic | Afghanistan | AFG | 2022-01-02 | v8 | TRUE
https://raw.githubusercontent.com/mrc-ide/global-lmic-reports/master/AFG/projections.csv | 2021-06-11 | hospital_incidence | 183.13 | 195.46 | 203.24 | 203.57 | 211.31 | 230.17 | Optimistic | Afghanistan | AFG | 2022-01-02 | v8 | TRUE
https://raw.githubusercontent.com/mrc-ide/global-lmic-reports/master/AFG/projections.csv | 2021-06-11 | ICU_incidence | 57.46 | 61.32 | 63.75 | 63.86 | 66.28 | 72.2 | Optimistic | Afghanistan | AFG | 2022-01-02 | v8 | TRUE
https://raw.githubusercontent.com/mrc-ide/global-lmic-reports/master/AFG/projections.csv | 2021-06-11 | prevalence | 211267.91 | 226051.24 | 234612.18 | 235389.61 | 243215.37 | 266460.77 | Optimistic | Afghanistan | AFG | 2022-01-02 | v8 | TRUE
https://raw.githubusercontent.com/mrc-ide/global-lmic-reports/master/AFG/projections.csv | 2021-06-11 | cumulative_infections | 1874467.88 | 1965975.88 | 2013126.51 | 2015709.91 | 2064178.7 | 2204583.85 | Optimistic | Afghanistan | AFG | 2022-01-02 | v8 | TRUE
https://raw.githubusercontent.com/mrc-ide/global-lmic-reports/master/AFG/projections.csv | 2021-06-11 | cumulative_deaths | 3087.85 | 3252.31 | 3325.76 | 3343.66 | 3416.6 | 3708.73 | Optimistic | Afghanistan | AFG | 2022-01-02 | v8 | TRUE
https://raw.githubusercontent.com/mrc-ide/global-lmic-reports/master/AFG/projections.csv | 2021-06-11 | Rt | 1.34 | 1.35 | 1.37 | 1.37 | 1.38 | 1.4 | Optimistic | Afghanistan | AFG | 2022-01-02 | v8 | TRUE
https://raw.githubusercontent.com/mrc-ide/global-lmic-reports/master/AFG/projections.csv | 2021-06-11 | Reff | 1.23 | 1.25 | 1.26 | 1.26 | 1.28 | 1.3 | Optimistic | Afghanistan | AFG | 2022-01-02 | v8 | TRUE
https://raw.githubusercontent.com/mrc-ide/global-lmic-reports/master/AFG/projections.csv | 2021-06-11 | infections | 35260.09 | 37940.76 | 39517.24 | 39337.84 | 40810.6 | 43746.44 | Pessimistic | Afghanistan | AFG | 2022-01-02 | v8 | TRUE
https://raw.githubusercontent.com/mrc-ide/global-lmic-reports/master/AFG/projections.csv | 2021-06-11 | deaths | 49.28 | 53 | 55.77 | 55.79 | 58.35 | 64.05 | Pessimistic | Afghanistan | AFG | 2022-01-02 | v8 | TRUE
https://raw.githubusercontent.com/mrc-ide/global-lmic-reports/master/AFG/projections.csv | 2021-06-11 | hospital_demand | 1263.8 | 1343.07 | 1400.18 | 1401.68 | 1455.35 | 1566.27 | Pessimistic | Afghanistan | AFG | 2022-01-02 | v8 | TRUE
https://raw.githubusercontent.com/mrc-ide/global-lmic-reports/master/AFG/projections.csv | 2021-06-11 | ICU_demand | 326.59 | 331.16 | 334.32 | 334.34 | 337.37 | 344.2 | Pessimistic | Afghanistan | AFG | 2022-01-02 | v8 | TRUE
https://raw.githubusercontent.com/mrc-ide/global-lmic-reports/master/AFG/projections.csv | 2021-06-11 | hospital_incidence | 183.13 | 195.46 | 203.24 | 203.57 | 211.31 | 230.17 | Pessimistic | Afghanistan | AFG | 2022-01-02 | v8 | TRUE
https://raw.githubusercontent.com/mrc-ide/global-lmic-reports/master/AFG/projections.csv | 2021-06-11 | ICU_incidence | 57.46 | 61.32 | 63.75 | 63.86 | 66.28 | 72.2 | Pessimistic | Afghanistan | AFG | 2022-01-02 | v8 | TRUE
https://raw.githubusercontent.com/mrc-ide/global-lmic-reports/master/AFG/projections.csv | 2021-06-11 | prevalence | 211267.91 | 226051.24 | 234612.18 | 235389.61 | 243215.37 | 266460.77 | Pessimistic | Afghanistan | AFG | 2022-01-02 | v8 | TRUE
https://raw.githubusercontent.com/mrc-ide/global-lmic-reports/master/AFG/projections.csv | 2021-06-11 | cumulative_infections | 1874467.88 | 1965975.88 | 2013126.51 | 2015709.91 | 2064178.7 | 2204583.85 | Pessimistic | Afghanistan | AFG | 2022-01-02 | v8 | TRUE
https://raw.githubusercontent.com/mrc-ide/global-lmic-reports/master/AFG/projections.csv | 2021-06-11 | cumulative_deaths | 3087.85 | 3252.31 | 3325.76 | 3343.66 | 3416.6 | 3708.73 | Pessimistic | Afghanistan | AFG | 2022-01-02 | v8 | TRUE
https://raw.githubusercontent.com/mrc-ide/global-lmic-reports/master/AFG/projections.csv | 2021-06-11 | Rt | 1.34 | 1.35 | 1.37 | 1.37 | 1.38 | 1.4 | Pessimistic | Afghanistan | AFG | 2022-01-02 | v8 | TRUE
https://raw.githubusercontent.com/mrc-ide/global-lmic-reports/master/AFG/projections.csv | 2021-06-11 | Reff | 1.23 | 1.25 | 1.26 | 1.26 | 1.28 | 1.3 | Pessimistic | Afghanistan | AFG | 2022-01-02 | v8 | TRUE
https://raw.githubusercontent.com/mrc-ide/global-lmic-reports/master/AFG/projections.csv | 2021-06-11 | infections | 35260.09 | 37940.76 | 39517.24 | 39337.84 | 40810.6 | 43746.44 | Relax Interventions 50% | Afghanistan | AFG | 2022-01-02 | v8 | TRUE
https://raw.githubusercontent.com/mrc-ide/global-lmic-reports/master/AFG/projections.csv | 2021-06-11 | deaths | 49.28 | 53 | 55.77 | 55.79 | 58.35 | 64.05 | Relax Interventions 50% | Afghanistan | AFG | 2022-01-02 | v8 | TRUE
https://raw.githubusercontent.com/mrc-ide/global-lmic-reports/master/AFG/projections.csv | 2021-06-11 | hospital_demand | 1263.8 | 1343.07 | 1400.18 | 1401.68 | 1455.35 | 1566.27 | Relax Interventions 50% | Afghanistan | AFG | 2022-01-02 | v8 | TRUE
https://raw.githubusercontent.com/mrc-ide/global-lmic-reports/master/AFG/projections.csv | 2021-06-11 | ICU_demand | 326.59 | 331.16 | 334.32 | 334.34 | 337.37 | 344.2 | Relax Interventions 50% | Afghanistan | AFG | 2022-01-02 | v8 | TRUE
https://raw.githubusercontent.com/mrc-ide/global-lmic-reports/master/AFG/projections.csv | 2021-06-11 | hospital_incidence | 183.13 | 195.46 | 203.24 | 203.57 | 211.31 | 230.17 | Relax Interventions 50% | Afghanistan | AFG | 2022-01-02 | v8 | TRUE
https://raw.githubusercontent.com/mrc-ide/global-lmic-reports/master/AFG/projections.csv | 2021-06-11 | ICU_incidence | 57.46 | 61.32 | 63.75 | 63.86 | 66.28 | 72.2 | Relax Interventions 50% | Afghanistan | AFG | 2022-01-02 | v8 | TRUE
https://raw.githubusercontent.com/mrc-ide/global-lmic-reports/master/AFG/projections.csv | 2021-06-11 | prevalence | 211267.91 | 226051.24 | 234612.18 | 235389.61 | 243215.37 | 266460.77 | Relax Interventions 50% | Afghanistan | AFG | 2022-01-02 | v8 | TRUE
https://raw.githubusercontent.com/mrc-ide/global-lmic-reports/master/AFG/projections.csv | 2021-06-11 | cumulative_infections | 1874467.88 | 1965975.88 | 2013126.51 | 2015709.91 | 2064178.7 | 2204583.85 | Relax Interventions 50% | Afghanistan | AFG | 2022-01-02 | v8 | TRUE
https://raw.githubusercontent.com/mrc-ide/global-lmic-reports/master/AFG/projections.csv | 2021-06-11 | cumulative_deaths | 3087.85 | 3252.31 | 3325.76 | 3343.66 | 3416.6 | 3708.73 | Relax Interventions 50% | Afghanistan | AFG | 2022-01-02 | v8 | TRUE
https://raw.githubusercontent.com/mrc-ide/global-lmic-reports/master/AFG/projections.csv | 2021-06-11 | Rt | 1.34 | 1.35 | 1.37 | 1.37 | 1.38 | 1.4 | Relax Interventions 50% | Afghanistan | AFG | 2022-01-02 | v8 | TRUE
https://raw.githubusercontent.com/mrc-ide/global-lmic-reports/master/AFG/projections.csv | 2021-06-11 | Reff | 1.23 | 1.25 | 1.26 | 1.26 | 1.28 | 1.3 | Relax Interventions 50% | Afghanistan | AFG | 2022-01-02 | v8 | TRUE
https://raw.githubusercontent.com/mrc-ide/global-lmic-reports/master/AFG/projections.csv | 2021-06-11 | infections | 35544.81 | 37816.41 | 38845.55 | 38944.19 | 40333.95 | 42604.97 | Surged Additional 50% Reduction | Afghanistan | AFG | 2022-01-02 | v8 | TRUE
https://raw.githubusercontent.com/mrc-ide/global-lmic-reports/master/AFG/projections.csv | 2021-06-11 | deaths | 24.05 | 26.47 | 27.04 | 27.06 | 27.78 | 29.75 | Surged Additional 50% Reduction | Afghanistan | AFG | 2022-01-02 | v8 | TRUE
https://raw.githubusercontent.com/mrc-ide/global-lmic-reports/master/AFG/projections.csv | 2021-06-11 | hospital_demand | 1245.54 | 1368.62 | 1400.8 | 1401.88 | 1438.97 | 1556.19 | Surged Additional 50% Reduction | Afghanistan | AFG | 2022-01-02 | v8 | TRUE
https://raw.githubusercontent.com/mrc-ide/global-lmic-reports/master/AFG/projections.csv | 2021-06-11 | ICU_demand | 484.22 | 533.06 | 544.62 | 545.16 | 559.84 | 602.38 | Surged Additional 50% Reduction | Afghanistan | AFG | 2022-01-02 | v8 | TRUE
https://raw.githubusercontent.com/mrc-ide/global-lmic-reports/master/AFG/projections.csv | 2021-06-11 | hospital_incidence | 179.13 | 195.82 | 200.69 | 201.38 | 207.25 | 225.97 | Surged Additional 50% Reduction | Afghanistan | AFG | 2022-01-02 | v8 | TRUE
https://raw.githubusercontent.com/mrc-ide/global-lmic-reports/master/AFG/projections.csv | 2021-06-11 | ICU_incidence | 56.2 | 61.43 | 62.96 | 63.18 | 65.02 | 70.88 | Surged Additional 50% Reduction | Afghanistan | AFG | 2022-01-02 | v8 | TRUE
https://raw.githubusercontent.com/mrc-ide/global-lmic-reports/master/AFG/projections.csv | 2021-06-11 | prevalence | 209603.42 | 225790.61 | 232296.51 | 233010.43 | 240295.84 | 259153.02 | Surged Additional 50% Reduction | Afghanistan | AFG | 2022-01-02 | v8 | TRUE
https://raw.githubusercontent.com/mrc-ide/global-lmic-reports/master/AFG/projections.csv | 2021-06-11 | cumulative_infections | 1893610.75 | 1961582.81 | 2001490.2 | 1998197.52 | 2031825.67 | 2122872.29 | Surged Additional 50% Reduction | Afghanistan | AFG | 2022-01-02 | v8 | TRUE
https://raw.githubusercontent.com/mrc-ide/global-lmic-reports/master/AFG/projections.csv | 2021-06-11 | cumulative_deaths | 2905.46 | 2997.53 | 3062.42 | 3064.06 | 3133.71 | 3241.65 | Surged Additional 50% Reduction | Afghanistan | AFG | 2022-01-02 | v8 | TRUE
https://raw.githubusercontent.com/mrc-ide/global-lmic-reports/master/AFG/projections.csv | 2021-06-11 | Rt | 1.33 | 1.35 | 1.37 | 1.37 | 1.38 | 1.4 | Surged Additional 50% Reduction | Afghanistan | AFG | 2022-01-02 | v8 | TRUE
https://raw.githubusercontent.com/mrc-ide/global-lmic-reports/master/AFG/projections.csv | 2021-06-11 | Reff | 1.23 | 1.25 | 1.27 | 1.26 | 1.28 | 1.3 | Surged Additional 50% Reduction | Afghanistan | AFG | 2022-01-02 | v8 | TRUE
https://raw.githubusercontent.com/mrc-ide/global-lmic-reports/master/AFG/projections.csv | 2021-06-11 | infections | 35544.81 | 37816.41 | 38845.55 | 38944.19 | 40333.95 | 42604.97 | Surged Maintain Status Quo | Afghanistan | AFG | 2022-01-02 | v8 | TRUE
https://raw.githubusercontent.com/mrc-ide/global-lmic-reports/master/AFG/projections.csv | 2021-06-11 | deaths | 24.05 | 26.47 | 27.04 | 27.06 | 27.78 | 29.75 | Surged Maintain Status Quo | Afghanistan | AFG | 2022-01-02 | v8 | TRUE
https://raw.githubusercontent.com/mrc-ide/global-lmic-reports/master/AFG/projections.csv | 2021-06-11 | hospital_demand | 1245.54 | 1368.62 | 1400.8 | 1401.88 | 1438.97 | 1556.19 | Surged Maintain Status Quo | Afghanistan | AFG | 2022-01-02 | v8 | TRUE
https://raw.githubusercontent.com/mrc-ide/global-lmic-reports/master/AFG/projections.csv | 2021-06-11 | ICU_demand | 484.22 | 533.06 | 544.62 | 545.16 | 559.84 | 602.38 | Surged Maintain Status Quo | Afghanistan | AFG | 2022-01-02 | v8 | TRUE
https://raw.githubusercontent.com/mrc-ide/global-lmic-reports/master/AFG/projections.csv | 2021-06-11 | hospital_incidence | 179.13 | 195.82 | 200.69 | 201.38 | 207.25 | 225.97 | Surged Maintain Status Quo | Afghanistan | AFG | 2022-01-02 | v8 | TRUE
https://raw.githubusercontent.com/mrc-ide/global-lmic-reports/master/AFG/projections.csv | 2021-06-11 | ICU_incidence | 56.2 | 61.43 | 62.96 | 63.18 | 65.02 | 70.88 | Surged Maintain Status Quo | Afghanistan | AFG | 2022-01-02 | v8 | TRUE
https://raw.githubusercontent.com/mrc-ide/global-lmic-reports/master/AFG/projections.csv | 2021-06-11 | prevalence | 209603.42 | 225790.61 | 232296.51 | 233010.43 | 240295.84 | 259153.02 | Surged Maintain Status Quo | Afghanistan | AFG | 2022-01-02 | v8 | TRUE
https://raw.githubusercontent.com/mrc-ide/global-lmic-reports/master/AFG/projections.csv | 2021-06-11 | cumulative_infections | 1893610.75 | 1961582.81 | 2001490.2 | 1998197.52 | 2031825.67 | 2122872.29 | Surged Maintain Status Quo | Afghanistan | AFG | 2022-01-02 | v8 | TRUE
https://raw.githubusercontent.com/mrc-ide/global-lmic-reports/master/AFG/projections.csv | 2021-06-11 | cumulative_deaths | 2905.46 | 2997.53 | 3062.42 | 3064.06 | 3133.71 | 3241.65 | Surged Maintain Status Quo | Afghanistan | AFG | 2022-01-02 | v8 | TRUE
https://raw.githubusercontent.com/mrc-ide/global-lmic-reports/master/AFG/projections.csv | 2021-06-11 | Rt | 1.33 | 1.35 | 1.37 | 1.37 | 1.38 | 1.4 | Surged Maintain Status Quo | Afghanistan | AFG | 2022-01-02 | v8 | TRUE
https://raw.githubusercontent.com/mrc-ide/global-lmic-reports/master/AFG/projections.csv | 2021-06-11 | Reff | 1.23 | 1.25 | 1.27 | 1.26 | 1.28 | 1.3 | Surged Maintain Status Quo | Afghanistan | AFG | 2022-01-02 | v8 | TRUE
https://raw.githubusercontent.com/mrc-ide/global-lmic-reports/master/AFG/projections.csv | 2021-06-11 | infections | 35544.81 | 37816.41 | 38845.55 | 38944.19 | 40333.95 | 42604.97 | Surged Optimistic | Afghanistan | AFG | 2022-01-02 | v8 | TRUE
https://raw.githubusercontent.com/mrc-ide/global-lmic-reports/master/AFG/projections.csv | 2021-06-11 | deaths | 24.05 | 26.47 | 27.04 | 27.06 | 27.78 | 29.75 | Surged Optimistic | Afghanistan | AFG | 2022-01-02 | v8 | TRUE
https://raw.githubusercontent.com/mrc-ide/global-lmic-reports/master/AFG/projections.csv | 2021-06-11 | hospital_demand | 1245.54 | 1368.62 | 1400.8 | 1401.88 | 1438.97 | 1556.19 | Surged Optimistic | Afghanistan | AFG | 2022-01-02 | v8 | TRUE
https://raw.githubusercontent.com/mrc-ide/global-lmic-reports/master/AFG/projections.csv | 2021-06-11 | ICU_demand | 484.22 | 533.06 | 544.62 | 545.16 | 559.84 | 602.38 | Surged Optimistic | Afghanistan | AFG | 2022-01-02 | v8 | TRUE
https://raw.githubusercontent.com/mrc-ide/global-lmic-reports/master/AFG/projections.csv | 2021-06-11 | hospital_incidence | 179.13 | 195.82 | 200.69 | 201.38 | 207.25 | 225.97 | Surged Optimistic | Afghanistan | AFG | 2022-01-02 | v8 | TRUE
https://raw.githubusercontent.com/mrc-ide/global-lmic-reports/master/AFG/projections.csv | 2021-06-11 | ICU_incidence | 56.2 | 61.43 | 62.96 | 63.18 | 65.02 | 70.88 | Surged Optimistic | Afghanistan | AFG | 2022-01-02 | v8 | TRUE
https://raw.githubusercontent.com/mrc-ide/global-lmic-reports/master/AFG/projections.csv | 2021-06-11 | prevalence | 209603.42 | 225790.61 | 232296.51 | 233010.43 | 240295.84 | 259153.02 | Surged Optimistic | Afghanistan | AFG | 2022-01-02 | v8 | TRUE
https://raw.githubusercontent.com/mrc-ide/global-lmic-reports/master/AFG/projections.csv | 2021-06-11 | cumulative_infections | 1893610.75 | 1961582.81 | 2001490.2 | 1998197.52 | 2031825.67 | 2122872.29 | Surged Optimistic | Afghanistan | AFG | 2022-01-02 | v8 | TRUE
https://raw.githubusercontent.com/mrc-ide/global-lmic-reports/master/AFG/projections.csv | 2021-06-11 | cumulative_deaths | 2905.46 | 2997.53 | 3062.42 | 3064.06 | 3133.71 | 3241.65 | Surged Optimistic | Afghanistan | AFG | 2022-01-02 | v8 | TRUE
https://raw.githubusercontent.com/mrc-ide/global-lmic-reports/master/AFG/projections.csv | 2021-06-11 | Rt | 1.33 | 1.35 | 1.37 | 1.37 | 1.38 | 1.4 | Surged Optimistic | Afghanistan | AFG | 2022-01-02 | v8 | TRUE
https://raw.githubusercontent.com/mrc-ide/global-lmic-reports/master/AFG/projections.csv | 2021-06-11 | Reff | 1.23 | 1.25 | 1.27 | 1.26 | 1.28 | 1.3 | Surged Optimistic | Afghanistan | AFG | 2022-01-02 | v8 | TRUE
https://raw.githubusercontent.com/mrc-ide/global-lmic-reports/master/AFG/projections.csv | 2021-06-11 | infections | 35544.81 | 37816.41 | 38845.55 | 38944.19 | 40333.95 | 42604.97 | Surged Pessimistic | Afghanistan | AFG | 2022-01-02 | v8 | TRUE
https://raw.githubusercontent.com/mrc-ide/global-lmic-reports/master/AFG/projections.csv | 2021-06-11 | deaths | 24.05 | 26.47 | 27.04 | 27.06 | 27.78 | 29.75 | Surged Pessimistic | Afghanistan | AFG | 2022-01-02 | v8 | TRUE
https://raw.githubusercontent.com/mrc-ide/global-lmic-reports/master/AFG/projections.csv | 2021-06-11 | hospital_demand | 1245.54 | 1368.62 | 1400.8 | 1401.88 | 1438.97 | 1556.19 | Surged Pessimistic | Afghanistan | AFG | 2022-01-02 | v8 | TRUE
https://raw.githubusercontent.com/mrc-ide/global-lmic-reports/master/AFG/projections.csv | 2021-06-11 | ICU_demand | 484.22 | 533.06 | 544.62 | 545.16 | 559.84 | 602.38 | Surged Pessimistic | Afghanistan | AFG | 2022-01-02 | v8 | TRUE
https://raw.githubusercontent.com/mrc-ide/global-lmic-reports/master/AFG/projections.csv | 2021-06-11 | hospital_incidence | 179.13 | 195.82 | 200.69 | 201.38 | 207.25 | 225.97 | Surged Pessimistic | Afghanistan | AFG | 2022-01-02 | v8 | TRUE
https://raw.githubusercontent.com/mrc-ide/global-lmic-reports/master/AFG/projections.csv | 2021-06-11 | ICU_incidence | 56.2 | 61.43 | 62.96 | 63.18 | 65.02 | 70.88 | Surged Pessimistic | Afghanistan | AFG | 2022-01-02 | v8 | TRUE
https://raw.githubusercontent.com/mrc-ide/global-lmic-reports/master/AFG/projections.csv | 2021-06-11 | prevalence | 209603.42 | 225790.61 | 232296.51 | 233010.43 | 240295.84 | 259153.02 | Surged Pessimistic | Afghanistan | AFG | 2022-01-02 | v8 | TRUE
https://raw.githubusercontent.com/mrc-ide/global-lmic-reports/master/AFG/projections.csv | 2021-06-11 | cumulative_infections | 1893610.75 | 1961582.81 | 2001490.2 | 1998197.52 | 2031825.67 | 2122872.29 | Surged Pessimistic | Afghanistan | AFG | 2022-01-02 | v8 | TRUE
https://raw.githubusercontent.com/mrc-ide/global-lmic-reports/master/AFG/projections.csv | 2021-06-11 | cumulative_deaths | 2905.46 | 2997.53 | 3062.42 | 3064.06 | 3133.71 | 3241.65 | Surged Pessimistic | Afghanistan | AFG | 2022-01-02 | v8 | TRUE
https://raw.githubusercontent.com/mrc-ide/global-lmic-reports/master/AFG/projections.csv | 2021-06-11 | Rt | 1.33 | 1.35 | 1.37 | 1.37 | 1.38 | 1.4 | Surged Pessimistic | Afghanistan | AFG | 2022-01-02 | v8 | TRUE
https://raw.githubusercontent.com/mrc-ide/global-lmic-reports/master/AFG/projections.csv | 2021-06-11 | Reff | 1.23 | 1.25 | 1.27 | 1.26 | 1.28 | 1.3 | Surged Pessimistic | Afghanistan | AFG | 2022-01-02 | v8 | TRUE
https://raw.githubusercontent.com/mrc-ide/global-lmic-reports/master/AFG/projections.csv | 2021-06-11 | infections | 35544.81 | 37816.41 | 38845.55 | 38944.19 | 40333.95 | 42604.97 | Surged Relax Interventions 50% | Afghanistan | AFG | 2022-01-02 | v8 | TRUE
https://raw.githubusercontent.com/mrc-ide/global-lmic-reports/master/AFG/projections.csv | 2021-06-11 | deaths | 24.05 | 26.47 | 27.04 | 27.06 | 27.78 | 29.75 | Surged Relax Interventions 50% | Afghanistan | AFG | 2022-01-02 | v8 | TRUE
https://raw.githubusercontent.com/mrc-ide/global-lmic-reports/master/AFG/projections.csv | 2021-06-11 | hospital_demand | 1245.54 | 1368.62 | 1400.8 | 1401.88 | 1438.97 | 1556.19 | Surged Relax Interventions 50% | Afghanistan | AFG | 2022-01-02 | v8 | TRUE
https://raw.githubusercontent.com/mrc-ide/global-lmic-reports/master/AFG/projections.csv | 2021-06-11 | ICU_demand | 484.22 | 533.06 | 544.62 | 545.16 | 559.84 | 602.38 | Surged Relax Interventions 50% | Afghanistan | AFG | 2022-01-02 | v8 | TRUE
https://raw.githubusercontent.com/mrc-ide/global-lmic-reports/master/AFG/projections.csv | 2021-06-11 | hospital_incidence | 179.13 | 195.82 | 200.69 | 201.38 | 207.25 | 225.97 | Surged Relax Interventions 50% | Afghanistan | AFG | 2022-01-02 | v8 | TRUE
https://raw.githubusercontent.com/mrc-ide/global-lmic-reports/master/AFG/projections.csv | 2021-06-11 | ICU_incidence | 56.2 | 61.43 | 62.96 | 63.18 | 65.02 | 70.88 | Surged Relax Interventions 50% | Afghanistan | AFG | 2022-01-02 | v8 | TRUE
https://raw.githubusercontent.com/mrc-ide/global-lmic-reports/master/AFG/projections.csv | 2021-06-11 | prevalence | 209603.42 | 225790.61 | 232296.51 | 233010.43 | 240295.84 | 259153.02 | Surged Relax Interventions 50% | Afghanistan | AFG | 2022-01-02 | v8 | TRUE
https://raw.githubusercontent.com/mrc-ide/global-lmic-reports/master/AFG/projections.csv | 2021-06-11 | cumulative_infections | 1893610.75 | 1961582.81 | 2001490.2 | 1998197.52 | 2031825.67 | 2122872.29 | Surged Relax Interventions 50% | Afghanistan | AFG | 2022-01-02 | v8 | TRUE
https://raw.githubusercontent.com/mrc-ide/global-lmic-reports/master/AFG/projections.csv | 2021-06-11 | cumulative_deaths | 2905.46 | 2997.53 | 3062.42 | 3064.06 | 3133.71 | 3241.65 | Surged Relax Interventions 50% | Afghanistan | AFG | 2022-01-02 | v8 | TRUE
https://raw.githubusercontent.com/mrc-ide/global-lmic-reports/master/AFG/projections.csv | 2021-06-11 | Rt | 1.33 | 1.35 | 1.37 | 1.37 | 1.38 | 1.4 | Surged Relax Interventions 50% | Afghanistan | AFG | 2022-01-02 | v8 | TRUE
https://raw.githubusercontent.com/mrc-ide/global-lmic-reports/master/AFG/projections.csv | 2021-06-11 | Reff | 1.23 | 1.25 | 1.27 | 1.26 | 1.28 | 1.3 | Surged Relax Interventions 50% | Afghanistan | AFG | 2022-01-02 | v8 | TRUE
https://raw.githubusercontent.com/mrc-ide/global-lmic-reports/master/AFG/projections.csv | 2021-06-12 | infections | 36737.83 | 39528.89 | 41058.9 | 41067.91 | 42607.74 | 45857.89 | Additional 50% Reduction | Afghanistan | AFG | 2022-01-02 | v8 | TRUE
https://raw.githubusercontent.com/mrc-ide/global-lmic-reports/master/AFG/projections.csv | 2021-06-12 | deaths | 51.87 | 55.92 | 58.63 | 58.66 | 61.34 | 67.42 | Additional 50% Reduction | Afghanistan | AFG | 2022-01-02 | v8 | TRUE
https://raw.githubusercontent.com/mrc-ide/global-lmic-reports/master/AFG/projections.csv | 2021-06-12 | hospital_demand | 1324.47 | 1409.22 | 1468.72 | 1469.77 | 1526.1 | 1645.1 | Additional 50% Reduction | Afghanistan | AFG | 2022-01-02 | v8 | TRUE
https://raw.githubusercontent.com/mrc-ide/global-lmic-reports/master/AFG/projections.csv | 2021-06-12 | ICU_demand | 329.64 | 334.5 | 337.69 | 337.74 | 340.9 | 348.16 | Additional 50% Reduction | Afghanistan | AFG | 2022-01-02 | v8 | TRUE
https://raw.githubusercontent.com/mrc-ide/global-lmic-reports/master/AFG/projections.csv | 2021-06-12 | hospital_incidence | 190.64 | 203.49 | 211.77 | 211.96 | 219.52 | 239.94 | Additional 50% Reduction | Afghanistan | AFG | 2022-01-02 | v8 | TRUE
https://raw.githubusercontent.com/mrc-ide/global-lmic-reports/master/AFG/projections.csv | 2021-06-12 | ICU_incidence | 59.82 | 63.84 | 66.44 | 66.5 | 68.87 | 75.27 | Additional 50% Reduction | Afghanistan | AFG | 2022-01-02 | v8 | TRUE
https://raw.githubusercontent.com/mrc-ide/global-lmic-reports/master/AFG/projections.csv | 2021-06-12 | prevalence | 218664.64 | 234608.04 | 242937.32 | 243944.53 | 252172.08 | 275451.84 | Additional 50% Reduction | Afghanistan | AFG | 2022-01-02 | v8 | TRUE
https://raw.githubusercontent.com/mrc-ide/global-lmic-reports/master/AFG/projections.csv | 2021-06-12 | cumulative_infections | 1912563.98 | 2004401.66 | 2054934.08 | 2056777.82 | 2106499.7 | 2249269.93 | Additional 50% Reduction | Afghanistan | AFG | 2022-01-02 | v8 | TRUE
https://raw.githubusercontent.com/mrc-ide/global-lmic-reports/master/AFG/projections.csv | 2021-06-12 | cumulative_deaths | 3140.01 | 3306.4 | 3382.12 | 3402.32 | 3475.17 | 3773.42 | Additional 50% Reduction | Afghanistan | AFG | 2022-01-02 | v8 | TRUE
https://raw.githubusercontent.com/mrc-ide/global-lmic-reports/master/AFG/projections.csv | 2021-06-12 | Rt | 1.3 | 1.32 | 1.34 | 1.34 | 1.36 | 1.38 | Additional 50% Reduction | Afghanistan | AFG | 2022-01-02 | v8 | TRUE
https://raw.githubusercontent.com/mrc-ide/global-lmic-reports/master/AFG/projections.csv | 2021-06-12 | Reff | 1.2 | 1.22 | 1.24 | 1.24 | 1.25 | 1.27 | Additional 50% Reduction | Afghanistan | AFG | 2022-01-02 | v8 | TRUE
https://raw.githubusercontent.com/mrc-ide/global-lmic-reports/master/AFG/projections.csv | 2021-06-12 | infections | 36737.83 | 39528.89 | 41058.9 | 41067.91 | 42607.74 | 45857.89 | Maintain Status Quo | Afghanistan | AFG | 2022-01-02 | v8 | TRUE
https://raw.githubusercontent.com/mrc-ide/global-lmic-reports/master/AFG/projections.csv | 2021-06-12 | deaths | 51.87 | 55.92 | 58.63 | 58.66 | 61.34 | 67.42 | Maintain Status Quo | Afghanistan | AFG | 2022-01-02 | v8 | TRUE
https://raw.githubusercontent.com/mrc-ide/global-lmic-reports/master/AFG/projections.csv | 2021-06-12 | hospital_demand | 1324.47 | 1409.22 | 1468.72 | 1469.77 | 1526.1 | 1645.1 | Maintain Status Quo | Afghanistan | AFG | 2022-01-02 | v8 | TRUE
https://raw.githubusercontent.com/mrc-ide/global-lmic-reports/master/AFG/projections.csv | 2021-06-12 | ICU_demand | 329.64 | 334.5 | 337.69 | 337.74 | 340.9 | 348.16 | Maintain Status Quo | Afghanistan | AFG | 2022-01-02 | v8 | TRUE
https://raw.githubusercontent.com/mrc-ide/global-lmic-reports/master/AFG/projections.csv | 2021-06-12 | hospital_incidence | 190.64 | 203.49 | 211.77 | 211.96 | 219.52 | 239.94 | Maintain Status Quo | Afghanistan | AFG | 2022-01-02 | v8 | TRUE
https://raw.githubusercontent.com/mrc-ide/global-lmic-reports/master/AFG/projections.csv | 2021-06-12 | ICU_incidence | 59.82 | 63.84 | 66.44 | 66.5 | 68.87 | 75.27 | Maintain Status Quo | Afghanistan | AFG | 2022-01-02 | v8 | TRUE
https://raw.githubusercontent.com/mrc-ide/global-lmic-reports/master/AFG/projections.csv | 2021-06-12 | prevalence | 218664.64 | 234608.04 | 242937.32 | 243944.53 | 252172.08 | 275451.84 | Maintain Status Quo | Afghanistan | AFG | 2022-01-02 | v8 | TRUE
https://raw.githubusercontent.com/mrc-ide/global-lmic-reports/master/AFG/projections.csv | 2021-06-12 | cumulative_infections | 1912563.98 | 2004401.66 | 2054934.08 | 2056777.82 | 2106499.7 | 2249269.93 | Maintain Status Quo | Afghanistan | AFG | 2022-01-02 | v8 | TRUE
https://raw.githubusercontent.com/mrc-ide/global-lmic-reports/master/AFG/projections.csv | 2021-06-12 | cumulative_deaths | 3140.01 | 3306.4 | 3382.12 | 3402.32 | 3475.17 | 3773.42 | Maintain Status Quo | Afghanistan | AFG | 2022-01-02 | v8 | TRUE
https://raw.githubusercontent.com/mrc-ide/global-lmic-reports/master/AFG/projections.csv | 2021-06-12 | Rt | 1.3 | 1.32 | 1.34 | 1.34 | 1.36 | 1.38 | Maintain Status Quo | Afghanistan | AFG | 2022-01-02 | v8 | TRUE
https://raw.githubusercontent.com/mrc-ide/global-lmic-reports/master/AFG/projections.csv | 2021-06-12 | Reff | 1.2 | 1.22 | 1.24 | 1.24 | 1.25 | 1.27 | Maintain Status Quo | Afghanistan | AFG | 2022-01-02 | v8 | TRUE
https://raw.githubusercontent.com/mrc-ide/global-lmic-reports/master/AFG/projections.csv | 2021-06-12 | infections | 36737.83 | 39528.89 | 41058.9 | 41067.91 | 42607.74 | 45857.89 | Optimistic | Afghanistan | AFG | 2022-01-02 | v8 | TRUE
https://raw.githubusercontent.com/mrc-ide/global-lmic-reports/master/AFG/projections.csv | 2021-06-12 | deaths | 51.87 | 55.92 | 58.63 | 58.66 | 61.34 | 67.42 | Optimistic | Afghanistan | AFG | 2022-01-02 | v8 | TRUE
https://raw.githubusercontent.com/mrc-ide/global-lmic-reports/master/AFG/projections.csv | 2021-06-12 | hospital_demand | 1324.47 | 1409.22 | 1468.72 | 1469.77 | 1526.1 | 1645.1 | Optimistic | Afghanistan | AFG | 2022-01-02 | v8 | TRUE
https://raw.githubusercontent.com/mrc-ide/global-lmic-reports/master/AFG/projections.csv | 2021-06-12 | ICU_demand | 329.64 | 334.5 | 337.69 | 337.74 | 340.9 | 348.16 | Optimistic | Afghanistan | AFG | 2022-01-02 | v8 | TRUE
https://raw.githubusercontent.com/mrc-ide/global-lmic-reports/master/AFG/projections.csv | 2021-06-12 | hospital_incidence | 190.64 | 203.49 | 211.77 | 211.96 | 219.52 | 239.94 | Optimistic | Afghanistan | AFG | 2022-01-02 | v8 | TRUE
https://raw.githubusercontent.com/mrc-ide/global-lmic-reports/master/AFG/projections.csv | 2021-06-12 | ICU_incidence | 59.82 | 63.84 | 66.44 | 66.5 | 68.87 | 75.27 | Optimistic | Afghanistan | AFG | 2022-01-02 | v8 | TRUE
https://raw.githubusercontent.com/mrc-ide/global-lmic-reports/master/AFG/projections.csv | 2021-06-12 | prevalence | 218664.64 | 234608.04 | 242937.32 | 243944.53 | 252172.08 | 275451.84 | Optimistic | Afghanistan | AFG | 2022-01-02 | v8 | TRUE
https://raw.githubusercontent.com/mrc-ide/global-lmic-reports/master/AFG/projections.csv | 2021-06-12 | cumulative_infections | 1912563.98 | 2004401.66 | 2054934.08 | 2056777.82 | 2106499.7 | 2249269.93 | Optimistic | Afghanistan | AFG | 2022-01-02 | v8 | TRUE
https://raw.githubusercontent.com/mrc-ide/global-lmic-reports/master/AFG/projections.csv | 2021-06-12 | cumulative_deaths | 3140.01 | 3306.4 | 3382.12 | 3402.32 | 3475.17 | 3773.42 | Optimistic | Afghanistan | AFG | 2022-01-02 | v8 | TRUE
https://raw.githubusercontent.com/mrc-ide/global-lmic-reports/master/AFG/projections.csv | 2021-06-12 | Rt | 1.3 | 1.32 | 1.34 | 1.34 | 1.36 | 1.38 | Optimistic | Afghanistan | AFG | 2022-01-02 | v8 | TRUE
https://raw.githubusercontent.com/mrc-ide/global-lmic-reports/master/AFG/projections.csv | 2021-06-12 | Reff | 1.2 | 1.22 | 1.24 | 1.24 | 1.25 | 1.27 | Optimistic | Afghanistan | AFG | 2022-01-02 | v8 | TRUE
https://raw.githubusercontent.com/mrc-ide/global-lmic-reports/master/AFG/projections.csv | 2021-06-12 | infections | 36737.83 | 39528.89 | 41058.9 | 41067.91 | 42607.74 | 45857.89 | Pessimistic | Afghanistan | AFG | 2022-01-02 | v8 | TRUE
https://raw.githubusercontent.com/mrc-ide/global-lmic-reports/master/AFG/projections.csv | 2021-06-12 | deaths | 51.87 | 55.92 | 58.63 | 58.66 | 61.34 | 67.42 | Pessimistic | Afghanistan | AFG | 2022-01-02 | v8 | TRUE
https://raw.githubusercontent.com/mrc-ide/global-lmic-reports/master/AFG/projections.csv | 2021-06-12 | hospital_demand | 1324.47 | 1409.22 | 1468.72 | 1469.77 | 1526.1 | 1645.1 | Pessimistic | Afghanistan | AFG | 2022-01-02 | v8 | TRUE
https://raw.githubusercontent.com/mrc-ide/global-lmic-reports/master/AFG/projections.csv | 2021-06-12 | ICU_demand | 329.64 | 334.5 | 337.69 | 337.74 | 340.9 | 348.16 | Pessimistic | Afghanistan | AFG | 2022-01-02 | v8 | TRUE
https://raw.githubusercontent.com/mrc-ide/global-lmic-reports/master/AFG/projections.csv | 2021-06-12 | hospital_incidence | 190.64 | 203.49 | 211.77 | 211.96 | 219.52 | 239.94 | Pessimistic | Afghanistan | AFG | 2022-01-02 | v8 | TRUE
https://raw.githubusercontent.com/mrc-ide/global-lmic-reports/master/AFG/projections.csv | 2021-06-12 | ICU_incidence | 59.82 | 63.84 | 66.44 | 66.5 | 68.87 | 75.27 | Pessimistic | Afghanistan | AFG | 2022-01-02 | v8 | TRUE
https://raw.githubusercontent.com/mrc-ide/global-lmic-reports/master/AFG/projections.csv | 2021-06-12 | prevalence | 218664.64 | 234608.04 | 242937.32 | 243944.53 | 252172.08 | 275451.84 | Pessimistic | Afghanistan | AFG | 2022-01-02 | v8 | TRUE
https://raw.githubusercontent.com/mrc-ide/global-lmic-reports/master/AFG/projections.csv | 2021-06-12 | cumulative_infections | 1912563.98 | 2004401.66 | 2054934.08 | 2056777.82 | 2106499.7 | 2249269.93 | Pessimistic | Afghanistan | AFG | 2022-01-02 | v8 | TRUE
https://raw.githubusercontent.com/mrc-ide/global-lmic-reports/master/AFG/projections.csv | 2021-06-12 | cumulative_deaths | 3140.01 | 3306.4 | 3382.12 | 3402.32 | 3475.17 | 3773.42 | Pessimistic | Afghanistan | AFG | 2022-01-02 | v8 | TRUE
https://raw.githubusercontent.com/mrc-ide/global-lmic-reports/master/AFG/projections.csv | 2021-06-12 | Rt | 1.3 | 1.32 | 1.34 | 1.34 | 1.36 | 1.38 | Pessimistic | Afghanistan | AFG | 2022-01-02 | v8 | TRUE
https://raw.githubusercontent.com/mrc-ide/global-lmic-reports/master/AFG/projections.csv | 2021-06-12 | Reff | 1.2 | 1.22 | 1.24 | 1.24 | 1.25 | 1.27 | Pessimistic | Afghanistan | AFG | 2022-01-02 | v8 | TRUE
https://raw.githubusercontent.com/mrc-ide/global-lmic-reports/master/AFG/projections.csv | 2021-06-12 | infections | 36737.83 | 39528.89 | 41058.9 | 41067.91 | 42607.74 | 45857.89 | Relax Interventions 50% | Afghanistan | AFG | 2022-01-02 | v8 | TRUE
https://raw.githubusercontent.com/mrc-ide/global-lmic-reports/master/AFG/projections.csv | 2021-06-12 | deaths | 51.87 | 55.92 | 58.63 | 58.66 | 61.34 | 67.42 | Relax Interventions 50% | Afghanistan | AFG | 2022-01-02 | v8 | TRUE
https://raw.githubusercontent.com/mrc-ide/global-lmic-reports/master/AFG/projections.csv | 2021-06-12 | hospital_demand | 1324.47 | 1409.22 | 1468.72 | 1469.77 | 1526.1 | 1645.1 | Relax Interventions 50% | Afghanistan | AFG | 2022-01-02 | v8 | TRUE
https://raw.githubusercontent.com/mrc-ide/global-lmic-reports/master/AFG/projections.csv | 2021-06-12 | ICU_demand | 329.64 | 334.5 | 337.69 | 337.74 | 340.9 | 348.16 | Relax Interventions 50% | Afghanistan | AFG | 2022-01-02 | v8 | TRUE
https://raw.githubusercontent.com/mrc-ide/global-lmic-reports/master/AFG/projections.csv | 2021-06-12 | hospital_incidence | 190.64 | 203.49 | 211.77 | 211.96 | 219.52 | 239.94 | Relax Interventions 50% | Afghanistan | AFG | 2022-01-02 | v8 | TRUE
https://raw.githubusercontent.com/mrc-ide/global-lmic-reports/master/AFG/projections.csv | 2021-06-12 | ICU_incidence | 59.82 | 63.84 | 66.44 | 66.5 | 68.87 | 75.27 | Relax Interventions 50% | Afghanistan | AFG | 2022-01-02 | v8 | TRUE
https://raw.githubusercontent.com/mrc-ide/global-lmic-reports/master/AFG/projections.csv | 2021-06-12 | prevalence | 218664.64 | 234608.04 | 242937.32 | 243944.53 | 252172.08 | 275451.84 | Relax Interventions 50% | Afghanistan | AFG | 2022-01-02 | v8 | TRUE
https://raw.githubusercontent.com/mrc-ide/global-lmic-reports/master/AFG/projections.csv | 2021-06-12 | cumulative_infections | 1912563.98 | 2004401.66 | 2054934.08 | 2056777.82 | 2106499.7 | 2249269.93 | Relax Interventions 50% | Afghanistan | AFG | 2022-01-02 | v8 | TRUE
https://raw.githubusercontent.com/mrc-ide/global-lmic-reports/master/AFG/projections.csv | 2021-06-12 | cumulative_deaths | 3140.01 | 3306.4 | 3382.12 | 3402.32 | 3475.17 | 3773.42 | Relax Interventions 50% | Afghanistan | AFG | 2022-01-02 | v8 | TRUE
https://raw.githubusercontent.com/mrc-ide/global-lmic-reports/master/AFG/projections.csv | 2021-06-12 | Rt | 1.3 | 1.32 | 1.34 | 1.34 | 1.36 | 1.38 | Relax Interventions 50% | Afghanistan | AFG | 2022-01-02 | v8 | TRUE
https://raw.githubusercontent.com/mrc-ide/global-lmic-reports/master/AFG/projections.csv | 2021-06-12 | Reff | 1.2 | 1.22 | 1.24 | 1.24 | 1.25 | 1.27 | Relax Interventions 50% | Afghanistan | AFG | 2022-01-02 | v8 | TRUE
https://raw.githubusercontent.com/mrc-ide/global-lmic-reports/master/AFG/projections.csv | 2021-06-12 | infections | 37192.61 | 39298.69 | 40533.52 | 40642.95 | 42156.55 | 44464.03 | Surged Additional 50% Reduction | Afghanistan | AFG | 2022-01-02 | v8 | TRUE
https://raw.githubusercontent.com/mrc-ide/global-lmic-reports/master/AFG/projections.csv | 2021-06-12 | deaths | 25.28 | 27.84 | 28.42 | 28.44 | 29.2 | 31.35 | Surged Additional 50% Reduction | Afghanistan | AFG | 2022-01-02 | v8 | TRUE
https://raw.githubusercontent.com/mrc-ide/global-lmic-reports/master/AFG/projections.csv | 2021-06-12 | hospital_demand | 1307.63 | 1437.82 | 1468.98 | 1471.39 | 1510.78 | 1636.45 | Surged Additional 50% Reduction | Afghanistan | AFG | 2022-01-02 | v8 | TRUE
https://raw.githubusercontent.com/mrc-ide/global-lmic-reports/master/AFG/projections.csv | 2021-06-12 | ICU_demand | 508.61 | 559.16 | 572.09 | 572.46 | 587.09 | 633.89 | Surged Additional 50% Reduction | Afghanistan | AFG | 2022-01-02 | v8 | TRUE
https://raw.githubusercontent.com/mrc-ide/global-lmic-reports/master/AFG/projections.csv | 2021-06-12 | hospital_incidence | 186.84 | 203.13 | 208.91 | 209.66 | 215.75 | 235.08 | Surged Additional 50% Reduction | Afghanistan | AFG | 2022-01-02 | v8 | TRUE
https://raw.githubusercontent.com/mrc-ide/global-lmic-reports/master/AFG/projections.csv | 2021-06-12 | ICU_incidence | 58.62 | 63.73 | 65.55 | 65.78 | 67.69 | 73.74 | Surged Additional 50% Reduction | Afghanistan | AFG | 2022-01-02 | v8 | TRUE
https://raw.githubusercontent.com/mrc-ide/global-lmic-reports/master/AFG/projections.csv | 2021-06-12 | prevalence | 218136.73 | 234407.16 | 240905.03 | 241527.56 | 249483.23 | 267322.15 | Surged Additional 50% Reduction | Afghanistan | AFG | 2022-01-02 | v8 | TRUE
https://raw.githubusercontent.com/mrc-ide/global-lmic-reports/master/AFG/projections.csv | 2021-06-12 | cumulative_infections | 1931438.33 | 2000472.68 | 2040398.15 | 2038840.47 | 2072960.73 | 2166975.81 | Surged Additional 50% Reduction | Afghanistan | AFG | 2022-01-02 | v8 | TRUE
https://raw.githubusercontent.com/mrc-ide/global-lmic-reports/master/AFG/projections.csv | 2021-06-12 | cumulative_deaths | 2933.82 | 3025.21 | 3091.48 | 3092.5 | 3162.2 | 3269.87 | Surged Additional 50% Reduction | Afghanistan | AFG | 2022-01-02 | v8 | TRUE
https://raw.githubusercontent.com/mrc-ide/global-lmic-reports/master/AFG/projections.csv | 2021-06-12 | Rt | 1.29 | 1.33 | 1.35 | 1.34 | 1.35 | 1.39 | Surged Additional 50% Reduction | Afghanistan | AFG | 2022-01-02 | v8 | TRUE
https://raw.githubusercontent.com/mrc-ide/global-lmic-reports/master/AFG/projections.csv | 2021-06-12 | Reff | 1.19 | 1.23 | 1.24 | 1.24 | 1.25 | 1.28 | Surged Additional 50% Reduction | Afghanistan | AFG | 2022-01-02 | v8 | TRUE
https://raw.githubusercontent.com/mrc-ide/global-lmic-reports/master/AFG/projections.csv | 2021-06-12 | infections | 37192.61 | 39298.69 | 40533.52 | 40642.95 | 42156.55 | 44464.03 | Surged Maintain Status Quo | Afghanistan | AFG | 2022-01-02 | v8 | TRUE
https://raw.githubusercontent.com/mrc-ide/global-lmic-reports/master/AFG/projections.csv | 2021-06-12 | deaths | 25.28 | 27.84 | 28.42 | 28.44 | 29.2 | 31.35 | Surged Maintain Status Quo | Afghanistan | AFG | 2022-01-02 | v8 | TRUE
https://raw.githubusercontent.com/mrc-ide/global-lmic-reports/master/AFG/projections.csv | 2021-06-12 | hospital_demand | 1307.63 | 1437.82 | 1468.98 | 1471.39 | 1510.78 | 1636.45 | Surged Maintain Status Quo | Afghanistan | AFG | 2022-01-02 | v8 | TRUE
https://raw.githubusercontent.com/mrc-ide/global-lmic-reports/master/AFG/projections.csv | 2021-06-12 | ICU_demand | 508.61 | 559.16 | 572.09 | 572.46 | 587.09 | 633.89 | Surged Maintain Status Quo | Afghanistan | AFG | 2022-01-02 | v8 | TRUE
https://raw.githubusercontent.com/mrc-ide/global-lmic-reports/master/AFG/projections.csv | 2021-06-12 | hospital_incidence | 186.84 | 203.13 | 208.91 | 209.66 | 215.75 | 235.08 | Surged Maintain Status Quo | Afghanistan | AFG | 2022-01-02 | v8 | TRUE
https://raw.githubusercontent.com/mrc-ide/global-lmic-reports/master/AFG/projections.csv | 2021-06-12 | ICU_incidence | 58.62 | 63.73 | 65.55 | 65.78 | 67.69 | 73.74 | Surged Maintain Status Quo | Afghanistan | AFG | 2022-01-02 | v8 | TRUE
https://raw.githubusercontent.com/mrc-ide/global-lmic-reports/master/AFG/projections.csv | 2021-06-12 | prevalence | 218136.73 | 234407.16 | 240905.03 | 241527.56 | 249483.23 | 267322.15 | Surged Maintain Status Quo | Afghanistan | AFG | 2022-01-02 | v8 | TRUE
https://raw.githubusercontent.com/mrc-ide/global-lmic-reports/master/AFG/projections.csv | 2021-06-12 | cumulative_infections | 1931438.33 | 2000472.68 | 2040398.15 | 2038840.47 | 2072960.73 | 2166975.81 | Surged Maintain Status Quo | Afghanistan | AFG | 2022-01-02 | v8 | TRUE
https://raw.githubusercontent.com/mrc-ide/global-lmic-reports/master/AFG/projections.csv | 2021-06-12 | cumulative_deaths | 2933.82 | 3025.21 | 3091.48 | 3092.5 | 3162.2 | 3269.87 | Surged Maintain Status Quo | Afghanistan | AFG | 2022-01-02 | v8 | TRUE
https://raw.githubusercontent.com/mrc-ide/global-lmic-reports/master/AFG/projections.csv | 2021-06-12 | Rt | 1.29 | 1.33 | 1.35 | 1.34 | 1.35 | 1.39 | Surged Maintain Status Quo | Afghanistan | AFG | 2022-01-02 | v8 | TRUE
https://raw.githubusercontent.com/mrc-ide/global-lmic-reports/master/AFG/projections.csv | 2021-06-12 | Reff | 1.19 | 1.23 | 1.24 | 1.24 | 1.25 | 1.28 | Surged Maintain Status Quo | Afghanistan | AFG | 2022-01-02 | v8 | TRUE
https://raw.githubusercontent.com/mrc-ide/global-lmic-reports/master/AFG/projections.csv | 2021-06-12 | infections | 37192.61 | 39298.69 | 40533.52 | 40642.95 | 42156.55 | 44464.03 | Surged Optimistic | Afghanistan | AFG | 2022-01-02 | v8 | TRUE
https://raw.githubusercontent.com/mrc-ide/global-lmic-reports/master/AFG/projections.csv | 2021-06-12 | deaths | 25.28 | 27.84 | 28.42 | 28.44 | 29.2 | 31.35 | Surged Optimistic | Afghanistan | AFG | 2022-01-02 | v8 | TRUE
https://raw.githubusercontent.com/mrc-ide/global-lmic-reports/master/AFG/projections.csv | 2021-06-12 | hospital_demand | 1307.63 | 1437.82 | 1468.98 | 1471.39 | 1510.78 | 1636.45 | Surged Optimistic | Afghanistan | AFG | 2022-01-02 | v8 | TRUE
https://raw.githubusercontent.com/mrc-ide/global-lmic-reports/master/AFG/projections.csv | 2021-06-12 | ICU_demand | 508.61 | 559.16 | 572.09 | 572.46 | 587.09 | 633.89 | Surged Optimistic | Afghanistan | AFG | 2022-01-02 | v8 | TRUE
https://raw.githubusercontent.com/mrc-ide/global-lmic-reports/master/AFG/projections.csv | 2021-06-12 | hospital_incidence | 186.84 | 203.13 | 208.91 | 209.66 | 215.75 | 235.08 | Surged Optimistic | Afghanistan | AFG | 2022-01-02 | v8 | TRUE
https://raw.githubusercontent.com/mrc-ide/global-lmic-reports/master/AFG/projections.csv | 2021-06-12 | ICU_incidence | 58.62 | 63.73 | 65.55 | 65.78 | 67.69 | 73.74 | Surged Optimistic | Afghanistan | AFG | 2022-01-02 | v8 | TRUE
https://raw.githubusercontent.com/mrc-ide/global-lmic-reports/master/AFG/projections.csv | 2021-06-12 | prevalence | 218136.73 | 234407.16 | 240905.03 | 241527.56 | 249483.23 | 267322.15 | Surged Optimistic | Afghanistan | AFG | 2022-01-02 | v8 | TRUE
https://raw.githubusercontent.com/mrc-ide/global-lmic-reports/master/AFG/projections.csv | 2021-06-12 | cumulative_infections | 1931438.33 | 2000472.68 | 2040398.15 | 2038840.47 | 2072960.73 | 2166975.81 | Surged Optimistic | Afghanistan | AFG | 2022-01-02 | v8 | TRUE
https://raw.githubusercontent.com/mrc-ide/global-lmic-reports/master/AFG/projections.csv | 2021-06-12 | cumulative_deaths | 2933.82 | 3025.21 | 3091.48 | 3092.5 | 3162.2 | 3269.87 | Surged Optimistic | Afghanistan | AFG | 2022-01-02 | v8 | TRUE
https://raw.githubusercontent.com/mrc-ide/global-lmic-reports/master/AFG/projections.csv | 2021-06-12 | Rt | 1.29 | 1.33 | 1.35 | 1.34 | 1.35 | 1.39 | Surged Optimistic | Afghanistan | AFG | 2022-01-02 | v8 | TRUE
https://raw.githubusercontent.com/mrc-ide/global-lmic-reports/master/AFG/projections.csv | 2021-06-12 | Reff | 1.19 | 1.23 | 1.24 | 1.24 | 1.25 | 1.28 | Surged Optimistic | Afghanistan | AFG | 2022-01-02 | v8 | TRUE
https://raw.githubusercontent.com/mrc-ide/global-lmic-reports/master/AFG/projections.csv | 2021-06-12 | infections | 37192.61 | 39298.69 | 40533.52 | 40642.95 | 42156.55 | 44464.03 | Surged Pessimistic | Afghanistan | AFG | 2022-01-02 | v8 | TRUE
https://raw.githubusercontent.com/mrc-ide/global-lmic-reports/master/AFG/projections.csv | 2021-06-12 | deaths | 25.28 | 27.84 | 28.42 | 28.44 | 29.2 | 31.35 | Surged Pessimistic | Afghanistan | AFG | 2022-01-02 | v8 | TRUE
https://raw.githubusercontent.com/mrc-ide/global-lmic-reports/master/AFG/projections.csv | 2021-06-12 | hospital_demand | 1307.63 | 1437.82 | 1468.98 | 1471.39 | 1510.78 | 1636.45 | Surged Pessimistic | Afghanistan | AFG | 2022-01-02 | v8 | TRUE
https://raw.githubusercontent.com/mrc-ide/global-lmic-reports/master/AFG/projections.csv | 2021-06-12 | ICU_demand | 508.61 | 559.16 | 572.09 | 572.46 | 587.09 | 633.89 | Surged Pessimistic | Afghanistan | AFG | 2022-01-02 | v8 | TRUE
https://raw.githubusercontent.com/mrc-ide/global-lmic-reports/master/AFG/projections.csv | 2021-06-12 | hospital_incidence | 186.84 | 203.13 | 208.91 | 209.66 | 215.75 | 235.08 | Surged Pessimistic | Afghanistan | AFG | 2022-01-02 | v8 | TRUE
https://raw.githubusercontent.com/mrc-ide/global-lmic-reports/master/AFG/projections.csv | 2021-06-12 | ICU_incidence | 58.62 | 63.73 | 65.55 | 65.78 | 67.69 | 73.74 | Surged Pessimistic | Afghanistan | AFG | 2022-01-02 | v8 | TRUE
https://raw.githubusercontent.com/mrc-ide/global-lmic-reports/master/AFG/projections.csv | 2021-06-12 | prevalence | 218136.73 | 234407.16 | 240905.03 | 241527.56 | 249483.23 | 267322.15 | Surged Pessimistic | Afghanistan | AFG | 2022-01-02 | v8 | TRUE
https://raw.githubusercontent.com/mrc-ide/global-lmic-reports/master/AFG/projections.csv | 2021-06-12 | cumulative_infections | 1931438.33 | 2000472.68 | 2040398.15 | 2038840.47 | 2072960.73 | 2166975.81 | Surged Pessimistic | Afghanistan | AFG | 2022-01-02 | v8 | TRUE
https://raw.githubusercontent.com/mrc-ide/global-lmic-reports/master/AFG/projections.csv | 2021-06-12 | cumulative_deaths | 2933.82 | 3025.21 | 3091.48 | 3092.5 | 3162.2 | 3269.87 | Surged Pessimistic | Afghanistan | AFG | 2022-01-02 | v8 | TRUE
https://raw.githubusercontent.com/mrc-ide/global-lmic-reports/master/AFG/projections.csv | 2021-06-12 | Rt | 1.29 | 1.33 | 1.35 | 1.34 | 1.35 | 1.39 | Surged Pessimistic | Afghanistan | AFG | 2022-01-02 | v8 | TRUE
https://raw.githubusercontent.com/mrc-ide/global-lmic-reports/master/AFG/projections.csv | 2021-06-12 | Reff | 1.19 | 1.23 | 1.24 | 1.24 | 1.25 | 1.28 | Surged Pessimistic | Afghanistan | AFG | 2022-01-02 | v8 | TRUE
https://raw.githubusercontent.com/mrc-ide/global-lmic-reports/master/AFG/projections.csv | 2021-06-12 | infections | 37192.61 | 39298.69 | 40533.52 | 40642.95 | 42156.55 | 44464.03 | Surged Relax Interventions 50% | Afghanistan | AFG | 2022-01-02 | v8 | TRUE
https://raw.githubusercontent.com/mrc-ide/global-lmic-reports/master/AFG/projections.csv | 2021-06-12 | deaths | 25.28 | 27.84 | 28.42 | 28.44 | 29.2 | 31.35 | Surged Relax Interventions 50% | Afghanistan | AFG | 2022-01-02 | v8 | TRUE
https://raw.githubusercontent.com/mrc-ide/global-lmic-reports/master/AFG/projections.csv | 2021-06-12 | hospital_demand | 1307.63 | 1437.82 | 1468.98 | 1471.39 | 1510.78 | 1636.45 | Surged Relax Interventions 50% | Afghanistan | AFG | 2022-01-02 | v8 | TRUE
https://raw.githubusercontent.com/mrc-ide/global-lmic-reports/master/AFG/projections.csv | 2021-06-12 | ICU_demand | 508.61 | 559.16 | 572.09 | 572.46 | 587.09 | 633.89 | Surged Relax Interventions 50% | Afghanistan | AFG | 2022-01-02 | v8 | TRUE
https://raw.githubusercontent.com/mrc-ide/global-lmic-reports/master/AFG/projections.csv | 2021-06-12 | hospital_incidence | 186.84 | 203.13 | 208.91 | 209.66 | 215.75 | 235.08 | Surged Relax Interventions 50% | Afghanistan | AFG | 2022-01-02 | v8 | TRUE
https://raw.githubusercontent.com/mrc-ide/global-lmic-reports/master/AFG/projections.csv | 2021-06-12 | ICU_incidence | 58.62 | 63.73 | 65.55 | 65.78 | 67.69 | 73.74 | Surged Relax Interventions 50% | Afghanistan | AFG | 2022-01-02 | v8 | TRUE
https://raw.githubusercontent.com/mrc-ide/global-lmic-reports/master/AFG/projections.csv | 2021-06-12 | prevalence | 218136.73 | 234407.16 | 240905.03 | 241527.56 | 249483.23 | 267322.15 | Surged Relax Interventions 50% | Afghanistan | AFG | 2022-01-02 | v8 | TRUE
https://raw.githubusercontent.com/mrc-ide/global-lmic-reports/master/AFG/projections.csv | 2021-06-12 | cumulative_infections | 1931438.33 | 2000472.68 | 2040398.15 | 2038840.47 | 2072960.73 | 2166975.81 | Surged Relax Interventions 50% | Afghanistan | AFG | 2022-01-02 | v8 | TRUE
https://raw.githubusercontent.com/mrc-ide/global-lmic-reports/master/AFG/projections.csv | 2021-06-12 | cumulative_deaths | 2933.82 | 3025.21 | 3091.48 | 3092.5 | 3162.2 | 3269.87 | Surged Relax Interventions 50% | Afghanistan | AFG | 2022-01-02 | v8 | TRUE
https://raw.githubusercontent.com/mrc-ide/global-lmic-reports/master/AFG/projections.csv | 2021-06-12 | Rt | 1.29 | 1.33 | 1.35 | 1.34 | 1.35 | 1.39 | Surged Relax Interventions 50% | Afghanistan | AFG | 2022-01-02 | v8 | TRUE
https://raw.githubusercontent.com/mrc-ide/global-lmic-reports/master/AFG/projections.csv | 2021-06-12 | Reff | 1.19 | 1.23 | 1.24 | 1.24 | 1.25 | 1.28 | Surged Relax Interventions 50% | Afghanistan | AFG | 2022-01-02 | v8 | TRUE
https://raw.githubusercontent.com/mrc-ide/global-lmic-reports/master/AFG/projections.csv | 2021-06-13 | infections | 37448.32 | 40236.02 | 41970.66 | 41764.81 | 43135.67 | 45875.58 | Additional 50% Reduction | Afghanistan | AFG | 2022-01-02 | v8 | TRUE
https://raw.githubusercontent.com/mrc-ide/global-lmic-reports/master/AFG/projections.csv | 2021-06-13 | deaths | 54.46 | 58.72 | 61.48 | 61.58 | 64.3 | 70.82 | Additional 50% Reduction | Afghanistan | AFG | 2022-01-02 | v8 | TRUE
https://raw.githubusercontent.com/mrc-ide/global-lmic-reports/master/AFG/projections.csv | 2021-06-13 | hospital_demand | 1386.34 | 1474.36 | 1538.47 | 1539.04 | 1598.06 | 1725.39 | Additional 50% Reduction | Afghanistan | AFG | 2022-01-02 | v8 | TRUE
https://raw.githubusercontent.com/mrc-ide/global-lmic-reports/master/AFG/projections.csv | 2021-06-13 | ICU_demand | 332.71 | 337.81 | 341.13 | 341.17 | 344.2 | 352.16 | Additional 50% Reduction | Afghanistan | AFG | 2022-01-02 | v8 | TRUE
https://raw.githubusercontent.com/mrc-ide/global-lmic-reports/master/AFG/projections.csv | 2021-06-13 | hospital_incidence | 198.14 | 211.41 | 220.19 | 220.38 | 228.1 | 249.51 | Additional 50% Reduction | Afghanistan | AFG | 2022-01-02 | v8 | TRUE
https://raw.githubusercontent.com/mrc-ide/global-lmic-reports/master/AFG/projections.csv | 2021-06-13 | ICU_incidence | 62.17 | 66.33 | 69.08 | 69.14 | 71.56 | 78.27 | Additional 50% Reduction | Afghanistan | AFG | 2022-01-02 | v8 | TRUE
https://raw.githubusercontent.com/mrc-ide/global-lmic-reports/master/AFG/projections.csv | 2021-06-13 | prevalence | 225826.13 | 242238.53 | 251759.21 | 251942.48 | 261001.93 | 283016.89 | Additional 50% Reduction | Afghanistan | AFG | 2022-01-02 | v8 | TRUE
https://raw.githubusercontent.com/mrc-ide/global-lmic-reports/master/AFG/projections.csv | 2021-06-13 | cumulative_infections | 1951267.91 | 2043157.63 | 2097577.22 | 2098542.63 | 2149070.41 | 2294227.23 | Additional 50% Reduction | Afghanistan | AFG | 2022-01-02 | v8 | TRUE
https://raw.githubusercontent.com/mrc-ide/global-lmic-reports/master/AFG/projections.csv | 2021-06-13 | cumulative_deaths | 3194.93 | 3364.09 | 3444.57 | 3463.9 | 3538.94 | 3841.4 | Additional 50% Reduction | Afghanistan | AFG | 2022-01-02 | v8 | TRUE
https://raw.githubusercontent.com/mrc-ide/global-lmic-reports/master/AFG/projections.csv | 2021-06-13 | Rt | 1.35 | 1.37 | 1.38 | 1.38 | 1.39 | 1.41 | Additional 50% Reduction | Afghanistan | AFG | 2022-01-02 | v8 | TRUE
https://raw.githubusercontent.com/mrc-ide/global-lmic-reports/master/AFG/projections.csv | 2021-06-13 | Reff | 1.24 | 1.26 | 1.27 | 1.27 | 1.28 | 1.3 | Additional 50% Reduction | Afghanistan | AFG | 2022-01-02 | v8 | TRUE
https://raw.githubusercontent.com/mrc-ide/global-lmic-reports/master/AFG/projections.csv | 2021-06-13 | infections | 37448.32 | 40236.02 | 41970.66 | 41764.81 | 43135.67 | 45875.58 | Maintain Status Quo | Afghanistan | AFG | 2022-01-02 | v8 | TRUE
https://raw.githubusercontent.com/mrc-ide/global-lmic-reports/master/AFG/projections.csv | 2021-06-13 | deaths | 54.46 | 58.72 | 61.48 | 61.58 | 64.3 | 70.82 | Maintain Status Quo | Afghanistan | AFG | 2022-01-02 | v8 | TRUE
https://raw.githubusercontent.com/mrc-ide/global-lmic-reports/master/AFG/projections.csv | 2021-06-13 | hospital_demand | 1386.34 | 1474.36 | 1538.47 | 1539.04 | 1598.06 | 1725.39 | Maintain Status Quo | Afghanistan | AFG | 2022-01-02 | v8 | TRUE
https://raw.githubusercontent.com/mrc-ide/global-lmic-reports/master/AFG/projections.csv | 2021-06-13 | ICU_demand | 332.71 | 337.81 | 341.13 | 341.17 | 344.2 | 352.16 | Maintain Status Quo | Afghanistan | AFG | 2022-01-02 | v8 | TRUE
https://raw.githubusercontent.com/mrc-ide/global-lmic-reports/master/AFG/projections.csv | 2021-06-13 | hospital_incidence | 198.14 | 211.41 | 220.19 | 220.38 | 228.1 | 249.51 | Maintain Status Quo | Afghanistan | AFG | 2022-01-02 | v8 | TRUE
https://raw.githubusercontent.com/mrc-ide/global-lmic-reports/master/AFG/projections.csv | 2021-06-13 | ICU_incidence | 62.17 | 66.33 | 69.08 | 69.14 | 71.56 | 78.27 | Maintain Status Quo | Afghanistan | AFG | 2022-01-02 | v8 | TRUE
https://raw.githubusercontent.com/mrc-ide/global-lmic-reports/master/AFG/projections.csv | 2021-06-13 | prevalence | 225826.13 | 242238.53 | 251759.21 | 251942.48 | 261001.93 | 283016.89 | Maintain Status Quo | Afghanistan | AFG | 2022-01-02 | v8 | TRUE
https://raw.githubusercontent.com/mrc-ide/global-lmic-reports/master/AFG/projections.csv | 2021-06-13 | cumulative_infections | 1951267.91 | 2043157.63 | 2097577.22 | 2098542.63 | 2149070.41 | 2294227.23 | Maintain Status Quo | Afghanistan | AFG | 2022-01-02 | v8 | TRUE
https://raw.githubusercontent.com/mrc-ide/global-lmic-reports/master/AFG/projections.csv | 2021-06-13 | cumulative_deaths | 3194.93 | 3364.09 | 3444.57 | 3463.9 | 3538.94 | 3841.4 | Maintain Status Quo | Afghanistan | AFG | 2022-01-02 | v8 | TRUE
https://raw.githubusercontent.com/mrc-ide/global-lmic-reports/master/AFG/projections.csv | 2021-06-13 | Rt | 1.35 | 1.37 | 1.38 | 1.38 | 1.39 | 1.41 | Maintain Status Quo | Afghanistan | AFG | 2022-01-02 | v8 | TRUE
https://raw.githubusercontent.com/mrc-ide/global-lmic-reports/master/AFG/projections.csv | 2021-06-13 | Reff | 1.24 | 1.26 | 1.27 | 1.27 | 1.28 | 1.3 | Maintain Status Quo | Afghanistan | AFG | 2022-01-02 | v8 | TRUE
https://raw.githubusercontent.com/mrc-ide/global-lmic-reports/master/AFG/projections.csv | 2021-06-13 | infections | 37448.32 | 40236.02 | 41970.66 | 41764.81 | 43135.67 | 45875.58 | Optimistic | Afghanistan | AFG | 2022-01-02 | v8 | TRUE
https://raw.githubusercontent.com/mrc-ide/global-lmic-reports/master/AFG/projections.csv | 2021-06-13 | deaths | 54.46 | 58.72 | 61.48 | 61.58 | 64.3 | 70.82 | Optimistic | Afghanistan | AFG | 2022-01-02 | v8 | TRUE
https://raw.githubusercontent.com/mrc-ide/global-lmic-reports/master/AFG/projections.csv | 2021-06-13 | hospital_demand | 1386.34 | 1474.36 | 1538.47 | 1539.04 | 1598.06 | 1725.39 | Optimistic | Afghanistan | AFG | 2022-01-02 | v8 | TRUE
https://raw.githubusercontent.com/mrc-ide/global-lmic-reports/master/AFG/projections.csv | 2021-06-13 | ICU_demand | 332.71 | 337.81 | 341.13 | 341.17 | 344.2 | 352.16 | Optimistic | Afghanistan | AFG | 2022-01-02 | v8 | TRUE
https://raw.githubusercontent.com/mrc-ide/global-lmic-reports/master/AFG/projections.csv | 2021-06-13 | hospital_incidence | 198.14 | 211.41 | 220.19 | 220.38 | 228.1 | 249.51 | Optimistic | Afghanistan | AFG | 2022-01-02 | v8 | TRUE
https://raw.githubusercontent.com/mrc-ide/global-lmic-reports/master/AFG/projections.csv | 2021-06-13 | ICU_incidence | 62.17 | 66.33 | 69.08 | 69.14 | 71.56 | 78.27 | Optimistic | Afghanistan | AFG | 2022-01-02 | v8 | TRUE
https://raw.githubusercontent.com/mrc-ide/global-lmic-reports/master/AFG/projections.csv | 2021-06-13 | prevalence | 225826.13 | 242238.53 | 251759.21 | 251942.48 | 261001.93 | 283016.89 | Optimistic | Afghanistan | AFG | 2022-01-02 | v8 | TRUE
https://raw.githubusercontent.com/mrc-ide/global-lmic-reports/master/AFG/projections.csv | 2021-06-13 | cumulative_infections | 1951267.91 | 2043157.63 | 2097577.22 | 2098542.63 | 2149070.41 | 2294227.23 | Optimistic | Afghanistan | AFG | 2022-01-02 | v8 | TRUE
https://raw.githubusercontent.com/mrc-ide/global-lmic-reports/master/AFG/projections.csv | 2021-06-13 | cumulative_deaths | 3194.93 | 3364.09 | 3444.57 | 3463.9 | 3538.94 | 3841.4 | Optimistic | Afghanistan | AFG | 2022-01-02 | v8 | TRUE
https://raw.githubusercontent.com/mrc-ide/global-lmic-reports/master/AFG/projections.csv | 2021-06-13 | Rt | 1.35 | 1.37 | 1.38 | 1.38 | 1.39 | 1.41 | Optimistic | Afghanistan | AFG | 2022-01-02 | v8 | TRUE
https://raw.githubusercontent.com/mrc-ide/global-lmic-reports/master/AFG/projections.csv | 2021-06-13 | Reff | 1.24 | 1.26 | 1.27 | 1.27 | 1.28 | 1.3 | Optimistic | Afghanistan | AFG | 2022-01-02 | v8 | TRUE
https://raw.githubusercontent.com/mrc-ide/global-lmic-reports/master/AFG/projections.csv | 2021-06-13 | infections | 37448.32 | 40236.02 | 41970.66 | 41764.81 | 43135.67 | 45875.58 | Pessimistic | Afghanistan | AFG | 2022-01-02 | v8 | TRUE
https://raw.githubusercontent.com/mrc-ide/global-lmic-reports/master/AFG/projections.csv | 2021-06-13 | deaths | 54.46 | 58.72 | 61.48 | 61.58 | 64.3 | 70.82 | Pessimistic | Afghanistan | AFG | 2022-01-02 | v8 | TRUE
https://raw.githubusercontent.com/mrc-ide/global-lmic-reports/master/AFG/projections.csv | 2021-06-13 | hospital_demand | 1386.34 | 1474.36 | 1538.47 | 1539.04 | 1598.06 | 1725.39 | Pessimistic | Afghanistan | AFG | 2022-01-02 | v8 | TRUE
https://raw.githubusercontent.com/mrc-ide/global-lmic-reports/master/AFG/projections.csv | 2021-06-13 | ICU_demand | 332.71 | 337.81 | 341.13 | 341.17 | 344.2 | 352.16 | Pessimistic | Afghanistan | AFG | 2022-01-02 | v8 | TRUE
https://raw.githubusercontent.com/mrc-ide/global-lmic-reports/master/AFG/projections.csv | 2021-06-13 | hospital_incidence | 198.14 | 211.41 | 220.19 | 220.38 | 228.1 | 249.51 | Pessimistic | Afghanistan | AFG | 2022-01-02 | v8 | TRUE
https://raw.githubusercontent.com/mrc-ide/global-lmic-reports/master/AFG/projections.csv | 2021-06-13 | ICU_incidence | 62.17 | 66.33 | 69.08 | 69.14 | 71.56 | 78.27 | Pessimistic | Afghanistan | AFG | 2022-01-02 | v8 | TRUE
https://raw.githubusercontent.com/mrc-ide/global-lmic-reports/master/AFG/projections.csv | 2021-06-13 | prevalence | 225826.13 | 242238.53 | 251759.21 | 251942.48 | 261001.93 | 283016.89 | Pessimistic | Afghanistan | AFG | 2022-01-02 | v8 | TRUE
https://raw.githubusercontent.com/mrc-ide/global-lmic-reports/master/AFG/projections.csv | 2021-06-13 | cumulative_infections | 1951267.91 | 2043157.63 | 2097577.22 | 2098542.63 | 2149070.41 | 2294227.23 | Pessimistic | Afghanistan | AFG | 2022-01-02 | v8 | TRUE
https://raw.githubusercontent.com/mrc-ide/global-lmic-reports/master/AFG/projections.csv | 2021-06-13 | cumulative_deaths | 3194.93 | 3364.09 | 3444.57 | 3463.9 | 3538.94 | 3841.4 | Pessimistic | Afghanistan | AFG | 2022-01-02 | v8 | TRUE
https://raw.githubusercontent.com/mrc-ide/global-lmic-reports/master/AFG/projections.csv | 2021-06-13 | Rt | 1.35 | 1.37 | 1.38 | 1.38 | 1.39 | 1.41 | Pessimistic | Afghanistan | AFG | 2022-01-02 | v8 | TRUE
https://raw.githubusercontent.com/mrc-ide/global-lmic-reports/master/AFG/projections.csv | 2021-06-13 | Reff | 1.24 | 1.26 | 1.27 | 1.27 | 1.28 | 1.3 | Pessimistic | Afghanistan | AFG | 2022-01-02 | v8 | TRUE
https://raw.githubusercontent.com/mrc-ide/global-lmic-reports/master/AFG/projections.csv | 2021-06-13 | infections | 37448.32 | 40236.02 | 41970.66 | 41764.81 | 43135.67 | 45875.58 | Relax Interventions 50% | Afghanistan | AFG | 2022-01-02 | v8 | TRUE
https://raw.githubusercontent.com/mrc-ide/global-lmic-reports/master/AFG/projections.csv | 2021-06-13 | deaths | 54.46 | 58.72 | 61.48 | 61.58 | 64.3 | 70.82 | Relax Interventions 50% | Afghanistan | AFG | 2022-01-02 | v8 | TRUE
https://raw.githubusercontent.com/mrc-ide/global-lmic-reports/master/AFG/projections.csv | 2021-06-13 | hospital_demand | 1386.34 | 1474.36 | 1538.47 | 1539.04 | 1598.06 | 1725.39 | Relax Interventions 50% | Afghanistan | AFG | 2022-01-02 | v8 | TRUE
https://raw.githubusercontent.com/mrc-ide/global-lmic-reports/master/AFG/projections.csv | 2021-06-13 | ICU_demand | 332.71 | 337.81 | 341.13 | 341.17 | 344.2 | 352.16 | Relax Interventions 50% | Afghanistan | AFG | 2022-01-02 | v8 | TRUE
https://raw.githubusercontent.com/mrc-ide/global-lmic-reports/master/AFG/projections.csv | 2021-06-13 | hospital_incidence | 198.14 | 211.41 | 220.19 | 220.38 | 228.1 | 249.51 | Relax Interventions 50% | Afghanistan | AFG | 2022-01-02 | v8 | TRUE
https://raw.githubusercontent.com/mrc-ide/global-lmic-reports/master/AFG/projections.csv | 2021-06-13 | ICU_incidence | 62.17 | 66.33 | 69.08 | 69.14 | 71.56 | 78.27 | Relax Interventions 50% | Afghanistan | AFG | 2022-01-02 | v8 | TRUE
https://raw.githubusercontent.com/mrc-ide/global-lmic-reports/master/AFG/projections.csv | 2021-06-13 | prevalence | 225826.13 | 242238.53 | 251759.21 | 251942.48 | 261001.93 | 283016.89 | Relax Interventions 50% | Afghanistan | AFG | 2022-01-02 | v8 | TRUE
https://raw.githubusercontent.com/mrc-ide/global-lmic-reports/master/AFG/projections.csv | 2021-06-13 | cumulative_infections | 1951267.91 | 2043157.63 | 2097577.22 | 2098542.63 | 2149070.41 | 2294227.23 | Relax Interventions 50% | Afghanistan | AFG | 2022-01-02 | v8 | TRUE
https://raw.githubusercontent.com/mrc-ide/global-lmic-reports/master/AFG/projections.csv | 2021-06-13 | cumulative_deaths | 3194.93 | 3364.09 | 3444.57 | 3463.9 | 3538.94 | 3841.4 | Relax Interventions 50% | Afghanistan | AFG | 2022-01-02 | v8 | TRUE
https://raw.githubusercontent.com/mrc-ide/global-lmic-reports/master/AFG/projections.csv | 2021-06-13 | Rt | 1.35 | 1.37 | 1.38 | 1.38 | 1.39 | 1.41 | Relax Interventions 50% | Afghanistan | AFG | 2022-01-02 | v8 | TRUE
https://raw.githubusercontent.com/mrc-ide/global-lmic-reports/master/AFG/projections.csv | 2021-06-13 | Reff | 1.24 | 1.26 | 1.27 | 1.27 | 1.28 | 1.3 | Relax Interventions 50% | Afghanistan | AFG | 2022-01-02 | v8 | TRUE
https://raw.githubusercontent.com/mrc-ide/global-lmic-reports/master/AFG/projections.csv | 2021-06-13 | infections | 37819.43 | 40046.1 | 41298.75 | 41386.59 | 42824.05 | 45405.03 | Surged Additional 50% Reduction | Afghanistan | AFG | 2022-01-02 | v8 | TRUE
https://raw.githubusercontent.com/mrc-ide/global-lmic-reports/master/AFG/projections.csv | 2021-06-13 | deaths | 26.54 | 29.2 | 29.86 | 29.87 | 30.66 | 33.01 | Surged Additional 50% Reduction | Afghanistan | AFG | 2022-01-02 | v8 | TRUE
https://raw.githubusercontent.com/mrc-ide/global-lmic-reports/master/AFG/projections.csv | 2021-06-13 | hospital_demand | 1371.25 | 1507.94 | 1538.16 | 1542.21 | 1583.83 | 1717.61 | Surged Additional 50% Reduction | Afghanistan | AFG | 2022-01-02 | v8 | TRUE
https://raw.githubusercontent.com/mrc-ide/global-lmic-reports/master/AFG/projections.csv | 2021-06-13 | ICU_demand | 533.73 | 586.46 | 599.98 | 600.46 | 615.77 | 666.02 | Surged Additional 50% Reduction | Afghanistan | AFG | 2022-01-02 | v8 | TRUE
https://raw.githubusercontent.com/mrc-ide/global-lmic-reports/master/AFG/projections.csv | 2021-06-13 | hospital_incidence | 194.66 | 210.41 | 217.43 | 217.98 | 224.51 | 243.82 | Surged Additional 50% Reduction | Afghanistan | AFG | 2022-01-02 | v8 | TRUE
https://raw.githubusercontent.com/mrc-ide/global-lmic-reports/master/AFG/projections.csv | 2021-06-13 | ICU_incidence | 61.08 | 66.02 | 68.22 | 68.39 | 70.44 | 76.48 | Surged Additional 50% Reduction | Afghanistan | AFG | 2022-01-02 | v8 | TRUE
https://raw.githubusercontent.com/mrc-ide/global-lmic-reports/master/AFG/projections.csv | 2021-06-13 | prevalence | 226424.61 | 242352.32 | 248983.71 | 249548.56 | 257821.21 | 274297.88 | Surged Additional 50% Reduction | Afghanistan | AFG | 2022-01-02 | v8 | TRUE
https://raw.githubusercontent.com/mrc-ide/global-lmic-reports/master/AFG/projections.csv | 2021-06-13 | cumulative_infections | 1970154.32 | 2039884.89 | 2080013.01 | 2080227.06 | 2114848.33 | 2211651.26 | Surged Additional 50% Reduction | Afghanistan | AFG | 2022-01-02 | v8 | TRUE
https://raw.githubusercontent.com/mrc-ide/global-lmic-reports/master/AFG/projections.csv | 2021-06-13 | cumulative_deaths | 2963.65 | 3054.26 | 3121.98 | 3122.37 | 3192.1 | 3299.43 | Surged Additional 50% Reduction | Afghanistan | AFG | 2022-01-02 | v8 | TRUE
https://raw.githubusercontent.com/mrc-ide/global-lmic-reports/master/AFG/projections.csv | 2021-06-13 | Rt | 1.35 | 1.37 | 1.38 | 1.38 | 1.39 | 1.41 | Surged Additional 50% Reduction | Afghanistan | AFG | 2022-01-02 | v8 | TRUE
https://raw.githubusercontent.com/mrc-ide/global-lmic-reports/master/AFG/projections.csv | 2021-06-13 | Reff | 1.24 | 1.26 | 1.27 | 1.27 | 1.29 | 1.3 | Surged Additional 50% Reduction | Afghanistan | AFG | 2022-01-02 | v8 | TRUE
https://raw.githubusercontent.com/mrc-ide/global-lmic-reports/master/AFG/projections.csv | 2021-06-13 | infections | 37819.43 | 40046.1 | 41298.75 | 41386.59 | 42824.05 | 45405.03 | Surged Maintain Status Quo | Afghanistan | AFG | 2022-01-02 | v8 | TRUE
https://raw.githubusercontent.com/mrc-ide/global-lmic-reports/master/AFG/projections.csv | 2021-06-13 | deaths | 26.54 | 29.2 | 29.86 | 29.87 | 30.66 | 33.01 | Surged Maintain Status Quo | Afghanistan | AFG | 2022-01-02 | v8 | TRUE
https://raw.githubusercontent.com/mrc-ide/global-lmic-reports/master/AFG/projections.csv | 2021-06-13 | hospital_demand | 1371.25 | 1507.94 | 1538.16 | 1542.21 | 1583.83 | 1717.61 | Surged Maintain Status Quo | Afghanistan | AFG | 2022-01-02 | v8 | TRUE
https://raw.githubusercontent.com/mrc-ide/global-lmic-reports/master/AFG/projections.csv | 2021-06-13 | ICU_demand | 533.73 | 586.46 | 599.98 | 600.46 | 615.77 | 666.02 | Surged Maintain Status Quo | Afghanistan | AFG | 2022-01-02 | v8 | TRUE
https://raw.githubusercontent.com/mrc-ide/global-lmic-reports/master/AFG/projections.csv | 2021-06-13 | hospital_incidence | 194.66 | 210.41 | 217.43 | 217.98 | 224.51 | 243.82 | Surged Maintain Status Quo | Afghanistan | AFG | 2022-01-02 | v8 | TRUE
https://raw.githubusercontent.com/mrc-ide/global-lmic-reports/master/AFG/projections.csv | 2021-06-13 | ICU_incidence | 61.08 | 66.02 | 68.22 | 68.39 | 70.44 | 76.48 | Surged Maintain Status Quo | Afghanistan | AFG | 2022-01-02 | v8 | TRUE
https://raw.githubusercontent.com/mrc-ide/global-lmic-reports/master/AFG/projections.csv | 2021-06-13 | prevalence | 226424.61 | 242352.32 | 248983.71 | 249548.56 | 257821.21 | 274297.88 | Surged Maintain Status Quo | Afghanistan | AFG | 2022-01-02 | v8 | TRUE
https://raw.githubusercontent.com/mrc-ide/global-lmic-reports/master/AFG/projections.csv | 2021-06-13 | cumulative_infections | 1970154.32 | 2039884.89 | 2080013.01 | 2080227.06 | 2114848.33 | 2211651.26 | Surged Maintain Status Quo | Afghanistan | AFG | 2022-01-02 | v8 | TRUE
https://raw.githubusercontent.com/mrc-ide/global-lmic-reports/master/AFG/projections.csv | 2021-06-13 | cumulative_deaths | 2963.65 | 3054.26 | 3121.98 | 3122.37 | 3192.1 | 3299.43 | Surged Maintain Status Quo | Afghanistan | AFG | 2022-01-02 | v8 | TRUE
https://raw.githubusercontent.com/mrc-ide/global-lmic-reports/master/AFG/projections.csv | 2021-06-13 | Rt | 1.35 | 1.37 | 1.38 | 1.38 | 1.39 | 1.41 | Surged Maintain Status Quo | Afghanistan | AFG | 2022-01-02 | v8 | TRUE
https://raw.githubusercontent.com/mrc-ide/global-lmic-reports/master/AFG/projections.csv | 2021-06-13 | Reff | 1.24 | 1.26 | 1.27 | 1.27 | 1.29 | 1.3 | Surged Maintain Status Quo | Afghanistan | AFG | 2022-01-02 | v8 | TRUE
https://raw.githubusercontent.com/mrc-ide/global-lmic-reports/master/AFG/projections.csv | 2021-06-13 | infections | 37819.43 | 40046.1 | 41298.75 | 41386.59 | 42824.05 | 45405.03 | Surged Optimistic | Afghanistan | AFG | 2022-01-02 | v8 | TRUE
https://raw.githubusercontent.com/mrc-ide/global-lmic-reports/master/AFG/projections.csv | 2021-06-13 | deaths | 26.54 | 29.2 | 29.86 | 29.87 | 30.66 | 33.01 | Surged Optimistic | Afghanistan | AFG | 2022-01-02 | v8 | TRUE
https://raw.githubusercontent.com/mrc-ide/global-lmic-reports/master/AFG/projections.csv | 2021-06-13 | hospital_demand | 1371.25 | 1507.94 | 1538.16 | 1542.21 | 1583.83 | 1717.61 | Surged Optimistic | Afghanistan | AFG | 2022-01-02 | v8 | TRUE
https://raw.githubusercontent.com/mrc-ide/global-lmic-reports/master/AFG/projections.csv | 2021-06-13 | ICU_demand | 533.73 | 586.46 | 599.98 | 600.46 | 615.77 | 666.02 | Surged Optimistic | Afghanistan | AFG | 2022-01-02 | v8 | TRUE
https://raw.githubusercontent.com/mrc-ide/global-lmic-reports/master/AFG/projections.csv | 2021-06-13 | hospital_incidence | 194.66 | 210.41 | 217.43 | 217.98 | 224.51 | 243.82 | Surged Optimistic | Afghanistan | AFG | 2022-01-02 | v8 | TRUE
https://raw.githubusercontent.com/mrc-ide/global-lmic-reports/master/AFG/projections.csv | 2021-06-13 | ICU_incidence | 61.08 | 66.02 | 68.22 | 68.39 | 70.44 | 76.48 | Surged Optimistic | Afghanistan | AFG | 2022-01-02 | v8 | TRUE
https://raw.githubusercontent.com/mrc-ide/global-lmic-reports/master/AFG/projections.csv | 2021-06-13 | prevalence | 226424.61 | 242352.32 | 248983.71 | 249548.56 | 257821.21 | 274297.88 | Surged Optimistic | Afghanistan | AFG | 2022-01-02 | v8 | TRUE
https://raw.githubusercontent.com/mrc-ide/global-lmic-reports/master/AFG/projections.csv | 2021-06-13 | cumulative_infections | 1970154.32 | 2039884.89 | 2080013.01 | 2080227.06 | 2114848.33 | 2211651.26 | Surged Optimistic | Afghanistan | AFG | 2022-01-02 | v8 | TRUE
https://raw.githubusercontent.com/mrc-ide/global-lmic-reports/master/AFG/projections.csv | 2021-06-13 | cumulative_deaths | 2963.65 | 3054.26 | 3121.98 | 3122.37 | 3192.1 | 3299.43 | Surged Optimistic | Afghanistan | AFG | 2022-01-02 | v8 | TRUE
https://raw.githubusercontent.com/mrc-ide/global-lmic-reports/master/AFG/projections.csv | 2021-06-13 | Rt | 1.35 | 1.37 | 1.38 | 1.38 | 1.39 | 1.41 | Surged Optimistic | Afghanistan | AFG | 2022-01-02 | v8 | TRUE
https://raw.githubusercontent.com/mrc-ide/global-lmic-reports/master/AFG/projections.csv | 2021-06-13 | Reff | 1.24 | 1.26 | 1.27 | 1.27 | 1.29 | 1.3 | Surged Optimistic | Afghanistan | AFG | 2022-01-02 | v8 | TRUE
https://raw.githubusercontent.com/mrc-ide/global-lmic-reports/master/AFG/projections.csv | 2021-06-13 | infections | 37819.43 | 40046.1 | 41298.75 | 41386.59 | 42824.05 | 45405.03 | Surged Pessimistic | Afghanistan | AFG | 2022-01-02 | v8 | TRUE
https://raw.githubusercontent.com/mrc-ide/global-lmic-reports/master/AFG/projections.csv | 2021-06-13 | deaths | 26.54 | 29.2 | 29.86 | 29.87 | 30.66 | 33.01 | Surged Pessimistic | Afghanistan | AFG | 2022-01-02 | v8 | TRUE
https://raw.githubusercontent.com/mrc-ide/global-lmic-reports/master/AFG/projections.csv | 2021-06-13 | hospital_demand | 1371.25 | 1507.94 | 1538.16 | 1542.21 | 1583.83 | 1717.61 | Surged Pessimistic | Afghanistan | AFG | 2022-01-02 | v8 | TRUE
https://raw.githubusercontent.com/mrc-ide/global-lmic-reports/master/AFG/projections.csv | 2021-06-13 | ICU_demand | 533.73 | 586.46 | 599.98 | 600.46 | 615.77 | 666.02 | Surged Pessimistic | Afghanistan | AFG | 2022-01-02 | v8 | TRUE
https://raw.githubusercontent.com/mrc-ide/global-lmic-reports/master/AFG/projections.csv | 2021-06-13 | hospital_incidence | 194.66 | 210.41 | 217.43 | 217.98 | 224.51 | 243.82 | Surged Pessimistic | Afghanistan | AFG | 2022-01-02 | v8 | TRUE
https://raw.githubusercontent.com/mrc-ide/global-lmic-reports/master/AFG/projections.csv | 2021-06-13 | ICU_incidence | 61.08 | 66.02 | 68.22 | 68.39 | 70.44 | 76.48 | Surged Pessimistic | Afghanistan | AFG | 2022-01-02 | v8 | TRUE
https://raw.githubusercontent.com/mrc-ide/global-lmic-reports/master/AFG/projections.csv | 2021-06-13 | prevalence | 226424.61 | 242352.32 | 248983.71 | 249548.56 | 257821.21 | 274297.88 | Surged Pessimistic | Afghanistan | AFG | 2022-01-02 | v8 | TRUE
https://raw.githubusercontent.com/mrc-ide/global-lmic-reports/master/AFG/projections.csv | 2021-06-13 | cumulative_infections | 1970154.32 | 2039884.89 | 2080013.01 | 2080227.06 | 2114848.33 | 2211651.26 | Surged Pessimistic | Afghanistan | AFG | 2022-01-02 | v8 | TRUE
https://raw.githubusercontent.com/mrc-ide/global-lmic-reports/master/AFG/projections.csv | 2021-06-13 | cumulative_deaths | 2963.65 | 3054.26 | 3121.98 | 3122.37 | 3192.1 | 3299.43 | Surged Pessimistic | Afghanistan | AFG | 2022-01-02 | v8 | TRUE
https://raw.githubusercontent.com/mrc-ide/global-lmic-reports/master/AFG/projections.csv | 2021-06-13 | Rt | 1.35 | 1.37 | 1.38 | 1.38 | 1.39 | 1.41 | Surged Pessimistic | Afghanistan | AFG | 2022-01-02 | v8 | TRUE
https://raw.githubusercontent.com/mrc-ide/global-lmic-reports/master/AFG/projections.csv | 2021-06-13 | Reff | 1.24 | 1.26 | 1.27 | 1.27 | 1.29 | 1.3 | Surged Pessimistic | Afghanistan | AFG | 2022-01-02 | v8 | TRUE
https://raw.githubusercontent.com/mrc-ide/global-lmic-reports/master/AFG/projections.csv | 2021-06-13 | infections | 37819.43 | 40046.1 | 41298.75 | 41386.59 | 42824.05 | 45405.03 | Surged Relax Interventions 50% | Afghanistan | AFG | 2022-01-02 | v8 | TRUE
https://raw.githubusercontent.com/mrc-ide/global-lmic-reports/master/AFG/projections.csv | 2021-06-13 | deaths | 26.54 | 29.2 | 29.86 | 29.87 | 30.66 | 33.01 | Surged Relax Interventions 50% | Afghanistan | AFG | 2022-01-02 | v8 | TRUE
https://raw.githubusercontent.com/mrc-ide/global-lmic-reports/master/AFG/projections.csv | 2021-06-13 | hospital_demand | 1371.25 | 1507.94 | 1538.16 | 1542.21 | 1583.83 | 1717.61 | Surged Relax Interventions 50% | Afghanistan | AFG | 2022-01-02 | v8 | TRUE
https://raw.githubusercontent.com/mrc-ide/global-lmic-reports/master/AFG/projections.csv | 2021-06-13 | ICU_demand | 533.73 | 586.46 | 599.98 | 600.46 | 615.77 | 666.02 | Surged Relax Interventions 50% | Afghanistan | AFG | 2022-01-02 | v8 | TRUE
https://raw.githubusercontent.com/mrc-ide/global-lmic-reports/master/AFG/projections.csv | 2021-06-13 | hospital_incidence | 194.66 | 210.41 | 217.43 | 217.98 | 224.51 | 243.82 | Surged Relax Interventions 50% | Afghanistan | AFG | 2022-01-02 | v8 | TRUE
https://raw.githubusercontent.com/mrc-ide/global-lmic-reports/master/AFG/projections.csv | 2021-06-13 | ICU_incidence | 61.08 | 66.02 | 68.22 | 68.39 | 70.44 | 76.48 | Surged Relax Interventions 50% | Afghanistan | AFG | 2022-01-02 | v8 | TRUE
https://raw.githubusercontent.com/mrc-ide/global-lmic-reports/master/AFG/projections.csv | 2021-06-13 | prevalence | 226424.61 | 242352.32 | 248983.71 | 249548.56 | 257821.21 | 274297.88 | Surged Relax Interventions 50% | Afghanistan | AFG | 2022-01-02 | v8 | TRUE
https://raw.githubusercontent.com/mrc-ide/global-lmic-reports/master/AFG/projections.csv | 2021-06-13 | cumulative_infections | 1970154.32 | 2039884.89 | 2080013.01 | 2080227.06 | 2114848.33 | 2211651.26 | Surged Relax Interventions 50% | Afghanistan | AFG | 2022-01-02 | v8 | TRUE
https://raw.githubusercontent.com/mrc-ide/global-lmic-reports/master/AFG/projections.csv | 2021-06-13 | cumulative_deaths | 2963.65 | 3054.26 | 3121.98 | 3122.37 | 3192.1 | 3299.43 | Surged Relax Interventions 50% | Afghanistan | AFG | 2022-01-02 | v8 | TRUE
https://raw.githubusercontent.com/mrc-ide/global-lmic-reports/master/AFG/projections.csv | 2021-06-13 | Rt | 1.35 | 1.37 | 1.38 | 1.38 | 1.39 | 1.41 | Surged Relax Interventions 50% | Afghanistan | AFG | 2022-01-02 | v8 | TRUE
https://raw.githubusercontent.com/mrc-ide/global-lmic-reports/master/AFG/projections.csv | 2021-06-13 | Reff | 1.24 | 1.26 | 1.27 | 1.27 | 1.29 | 1.3 | Surged Relax Interventions 50% | Afghanistan | AFG | 2022-01-02 | v8 | TRUE
https://raw.githubusercontent.com/mrc-ide/global-lmic-reports/master/AFG/projections.csv | 2021-06-14 | infections | 39673.6 | 42743.87 | 44416.88 | 44545.46 | 46254.09 | 49918.04 | Additional 50% Reduction | Afghanistan | AFG | 2022-01-02 | v8 | TRUE
https://raw.githubusercontent.com/mrc-ide/global-lmic-reports/master/AFG/projections.csv | 2021-06-14 | deaths | 57.08 | 61.55 | 64.47 | 64.52 | 67.15 | 74.25 | Additional 50% Reduction | Afghanistan | AFG | 2022-01-02 | v8 | TRUE
https://raw.githubusercontent.com/mrc-ide/global-lmic-reports/master/AFG/projections.csv | 2021-06-14 | hospital_demand | 1449.67 | 1544 | 1609.3 | 1609.33 | 1671.05 | 1806.97 | Additional 50% Reduction | Afghanistan | AFG | 2022-01-02 | v8 | TRUE
https://raw.githubusercontent.com/mrc-ide/global-lmic-reports/master/AFG/projections.csv | 2021-06-14 | ICU_demand | 335.78 | 341.11 | 344.58 | 344.62 | 347.68 | 356.08 | Additional 50% Reduction | Afghanistan | AFG | 2022-01-02 | v8 | TRUE
https://raw.githubusercontent.com/mrc-ide/global-lmic-reports/master/AFG/projections.csv | 2021-06-14 | hospital_incidence | 205.58 | 219.33 | 228.49 | 228.78 | 236.62 | 258.75 | Additional 50% Reduction | Afghanistan | AFG | 2022-01-02 | v8 | TRUE
https://raw.githubusercontent.com/mrc-ide/global-lmic-reports/master/AFG/projections.csv | 2021-06-14 | ICU_incidence | 64.51 | 68.82 | 71.68 | 71.78 | 74.24 | 81.17 | Additional 50% Reduction | Afghanistan | AFG | 2022-01-02 | v8 | TRUE
https://raw.githubusercontent.com/mrc-ide/global-lmic-reports/master/AFG/projections.csv | 2021-06-14 | prevalence | 234101.65 | 251765.12 | 261682.55 | 261478.74 | 271346.34 | 293366.51 | Additional 50% Reduction | Afghanistan | AFG | 2022-01-02 | v8 | TRUE
https://raw.githubusercontent.com/mrc-ide/global-lmic-reports/master/AFG/projections.csv | 2021-06-14 | cumulative_infections | 1992930.35 | 2084222.68 | 2142918.51 | 2143088.09 | 2192908.16 | 2342874.51 | Additional 50% Reduction | Afghanistan | AFG | 2022-01-02 | v8 | TRUE
https://raw.githubusercontent.com/mrc-ide/global-lmic-reports/master/AFG/projections.csv | 2021-06-14 | cumulative_deaths | 3252.69 | 3427.23 | 3506.62 | 3528.42 | 3609.91 | 3912.67 | Additional 50% Reduction | Afghanistan | AFG | 2022-01-02 | v8 | TRUE
https://raw.githubusercontent.com/mrc-ide/global-lmic-reports/master/AFG/projections.csv | 2021-06-14 | Rt | 1.37 | 1.39 | 1.4 | 1.4 | 1.41 | 1.45 | Additional 50% Reduction | Afghanistan | AFG | 2022-01-02 | v8 | TRUE
https://raw.githubusercontent.com/mrc-ide/global-lmic-reports/master/AFG/projections.csv | 2021-06-14 | Reff | 1.26 | 1.28 | 1.29 | 1.29 | 1.3 | 1.33 | Additional 50% Reduction | Afghanistan | AFG | 2022-01-02 | v8 | TRUE
https://raw.githubusercontent.com/mrc-ide/global-lmic-reports/master/AFG/projections.csv | 2021-06-14 | infections | 39673.6 | 42743.87 | 44416.88 | 44545.46 | 46254.09 | 49918.04 | Maintain Status Quo | Afghanistan | AFG | 2022-01-02 | v8 | TRUE
https://raw.githubusercontent.com/mrc-ide/global-lmic-reports/master/AFG/projections.csv | 2021-06-14 | deaths | 57.08 | 61.55 | 64.47 | 64.52 | 67.15 | 74.25 | Maintain Status Quo | Afghanistan | AFG | 2022-01-02 | v8 | TRUE
https://raw.githubusercontent.com/mrc-ide/global-lmic-reports/master/AFG/projections.csv | 2021-06-14 | hospital_demand | 1449.67 | 1544 | 1609.3 | 1609.33 | 1671.05 | 1806.97 | Maintain Status Quo | Afghanistan | AFG | 2022-01-02 | v8 | TRUE
https://raw.githubusercontent.com/mrc-ide/global-lmic-reports/master/AFG/projections.csv | 2021-06-14 | ICU_demand | 335.78 | 341.11 | 344.58 | 344.62 | 347.68 | 356.08 | Maintain Status Quo | Afghanistan | AFG | 2022-01-02 | v8 | TRUE
https://raw.githubusercontent.com/mrc-ide/global-lmic-reports/master/AFG/projections.csv | 2021-06-14 | hospital_incidence | 205.58 | 219.33 | 228.49 | 228.78 | 236.62 | 258.75 | Maintain Status Quo | Afghanistan | AFG | 2022-01-02 | v8 | TRUE
https://raw.githubusercontent.com/mrc-ide/global-lmic-reports/master/AFG/projections.csv | 2021-06-14 | ICU_incidence | 64.51 | 68.82 | 71.68 | 71.78 | 74.24 | 81.17 | Maintain Status Quo | Afghanistan | AFG | 2022-01-02 | v8 | TRUE
https://raw.githubusercontent.com/mrc-ide/global-lmic-reports/master/AFG/projections.csv | 2021-06-14 | prevalence | 234101.65 | 251765.12 | 261682.55 | 261478.74 | 271346.34 | 293366.51 | Maintain Status Quo | Afghanistan | AFG | 2022-01-02 | v8 | TRUE
https://raw.githubusercontent.com/mrc-ide/global-lmic-reports/master/AFG/projections.csv | 2021-06-14 | cumulative_infections | 1992930.35 | 2084222.68 | 2142918.51 | 2143088.09 | 2192908.16 | 2342874.51 | Maintain Status Quo | Afghanistan | AFG | 2022-01-02 | v8 | TRUE
https://raw.githubusercontent.com/mrc-ide/global-lmic-reports/master/AFG/projections.csv | 2021-06-14 | cumulative_deaths | 3252.69 | 3427.23 | 3506.62 | 3528.42 | 3609.91 | 3912.67 | Maintain Status Quo | Afghanistan | AFG | 2022-01-02 | v8 | TRUE
https://raw.githubusercontent.com/mrc-ide/global-lmic-reports/master/AFG/projections.csv | 2021-06-14 | Rt | 1.37 | 1.39 | 1.4 | 1.4 | 1.41 | 1.45 | Maintain Status Quo | Afghanistan | AFG | 2022-01-02 | v8 | TRUE
https://raw.githubusercontent.com/mrc-ide/global-lmic-reports/master/AFG/projections.csv | 2021-06-14 | Reff | 1.26 | 1.28 | 1.29 | 1.29 | 1.3 | 1.33 | Maintain Status Quo | Afghanistan | AFG | 2022-01-02 | v8 | TRUE
https://raw.githubusercontent.com/mrc-ide/global-lmic-reports/master/AFG/projections.csv | 2021-06-14 | infections | 39673.6 | 42743.87 | 44416.88 | 44545.46 | 46254.09 | 49918.04 | Optimistic | Afghanistan | AFG | 2022-01-02 | v8 | TRUE
https://raw.githubusercontent.com/mrc-ide/global-lmic-reports/master/AFG/projections.csv | 2021-06-14 | deaths | 57.08 | 61.55 | 64.47 | 64.52 | 67.15 | 74.25 | Optimistic | Afghanistan | AFG | 2022-01-02 | v8 | TRUE
https://raw.githubusercontent.com/mrc-ide/global-lmic-reports/master/AFG/projections.csv | 2021-06-14 | hospital_demand | 1449.67 | 1544 | 1609.3 | 1609.33 | 1671.05 | 1806.97 | Optimistic | Afghanistan | AFG | 2022-01-02 | v8 | TRUE
https://raw.githubusercontent.com/mrc-ide/global-lmic-reports/master/AFG/projections.csv | 2021-06-14 | ICU_demand | 335.78 | 341.11 | 344.58 | 344.62 | 347.68 | 356.08 | Optimistic | Afghanistan | AFG | 2022-01-02 | v8 | TRUE
https://raw.githubusercontent.com/mrc-ide/global-lmic-reports/master/AFG/projections.csv | 2021-06-14 | hospital_incidence | 205.58 | 219.33 | 228.49 | 228.78 | 236.62 | 258.75 | Optimistic | Afghanistan | AFG | 2022-01-02 | v8 | TRUE
https://raw.githubusercontent.com/mrc-ide/global-lmic-reports/master/AFG/projections.csv | 2021-06-14 | ICU_incidence | 64.51 | 68.82 | 71.68 | 71.78 | 74.24 | 81.17 | Optimistic | Afghanistan | AFG | 2022-01-02 | v8 | TRUE
https://raw.githubusercontent.com/mrc-ide/global-lmic-reports/master/AFG/projections.csv | 2021-06-14 | prevalence | 234101.65 | 251765.12 | 261682.55 | 261478.74 | 271346.34 | 293366.51 | Optimistic | Afghanistan | AFG | 2022-01-02 | v8 | TRUE
https://raw.githubusercontent.com/mrc-ide/global-lmic-reports/master/AFG/projections.csv | 2021-06-14 | cumulative_infections | 1992930.35 | 2084222.68 | 2142918.51 | 2143088.09 | 2192908.16 | 2342874.51 | Optimistic | Afghanistan | AFG | 2022-01-02 | v8 | TRUE
https://raw.githubusercontent.com/mrc-ide/global-lmic-reports/master/AFG/projections.csv | 2021-06-14 | cumulative_deaths | 3252.69 | 3427.23 | 3506.62 | 3528.42 | 3609.91 | 3912.67 | Optimistic | Afghanistan | AFG | 2022-01-02 | v8 | TRUE
https://raw.githubusercontent.com/mrc-ide/global-lmic-reports/master/AFG/projections.csv | 2021-06-14 | Rt | 1.37 | 1.39 | 1.4 | 1.4 | 1.41 | 1.45 | Optimistic | Afghanistan | AFG | 2022-01-02 | v8 | TRUE
https://raw.githubusercontent.com/mrc-ide/global-lmic-reports/master/AFG/projections.csv | 2021-06-14 | Reff | 1.26 | 1.28 | 1.29 | 1.29 | 1.3 | 1.33 | Optimistic | Afghanistan | AFG | 2022-01-02 | v8 | TRUE
https://raw.githubusercontent.com/mrc-ide/global-lmic-reports/master/AFG/projections.csv | 2021-06-14 | infections | 39673.6 | 42743.87 | 44416.88 | 44545.46 | 46254.09 | 49918.04 | Pessimistic | Afghanistan | AFG | 2022-01-02 | v8 | TRUE
https://raw.githubusercontent.com/mrc-ide/global-lmic-reports/master/AFG/projections.csv | 2021-06-14 | deaths | 57.08 | 61.55 | 64.47 | 64.52 | 67.15 | 74.25 | Pessimistic | Afghanistan | AFG | 2022-01-02 | v8 | TRUE
https://raw.githubusercontent.com/mrc-ide/global-lmic-reports/master/AFG/projections.csv | 2021-06-14 | hospital_demand | 1449.67 | 1544 | 1609.3 | 1609.33 | 1671.05 | 1806.97 | Pessimistic | Afghanistan | AFG | 2022-01-02 | v8 | TRUE
https://raw.githubusercontent.com/mrc-ide/global-lmic-reports/master/AFG/projections.csv | 2021-06-14 | ICU_demand | 335.78 | 341.11 | 344.58 | 344.62 | 347.68 | 356.08 | Pessimistic | Afghanistan | AFG | 2022-01-02 | v8 | TRUE
https://raw.githubusercontent.com/mrc-ide/global-lmic-reports/master/AFG/projections.csv | 2021-06-14 | hospital_incidence | 205.58 | 219.33 | 228.49 | 228.78 | 236.62 | 258.75 | Pessimistic | Afghanistan | AFG | 2022-01-02 | v8 | TRUE
https://raw.githubusercontent.com/mrc-ide/global-lmic-reports/master/AFG/projections.csv | 2021-06-14 | ICU_incidence | 64.51 | 68.82 | 71.68 | 71.78 | 74.24 | 81.17 | Pessimistic | Afghanistan | AFG | 2022-01-02 | v8 | TRUE
https://raw.githubusercontent.com/mrc-ide/global-lmic-reports/master/AFG/projections.csv | 2021-06-14 | prevalence | 234101.65 | 251765.12 | 261682.55 | 261478.74 | 271346.34 | 293366.51 | Pessimistic | Afghanistan | AFG | 2022-01-02 | v8 | TRUE
https://raw.githubusercontent.com/mrc-ide/global-lmic-reports/master/AFG/projections.csv | 2021-06-14 | cumulative_infections | 1992930.35 | 2084222.68 | 2142918.51 | 2143088.09 | 2192908.16 | 2342874.51 | Pessimistic | Afghanistan | AFG | 2022-01-02 | v8 | TRUE
https://raw.githubusercontent.com/mrc-ide/global-lmic-reports/master/AFG/projections.csv | 2021-06-14 | cumulative_deaths | 3252.69 | 3427.23 | 3506.62 | 3528.42 | 3609.91 | 3912.67 | Pessimistic | Afghanistan | AFG | 2022-01-02 | v8 | TRUE
https://raw.githubusercontent.com/mrc-ide/global-lmic-reports/master/AFG/projections.csv | 2021-06-14 | Rt | 1.37 | 1.39 | 1.4 | 1.4 | 1.41 | 1.45 | Pessimistic | Afghanistan | AFG | 2022-01-02 | v8 | TRUE
https://raw.githubusercontent.com/mrc-ide/global-lmic-reports/master/AFG/projections.csv | 2021-06-14 | Reff | 1.26 | 1.28 | 1.29 | 1.29 | 1.3 | 1.33 | Pessimistic | Afghanistan | AFG | 2022-01-02 | v8 | TRUE
https://raw.githubusercontent.com/mrc-ide/global-lmic-reports/master/AFG/projections.csv | 2021-06-14 | infections | 39673.6 | 42743.87 | 44416.88 | 44545.46 | 46254.09 | 49918.04 | Relax Interventions 50% | Afghanistan | AFG | 2022-01-02 | v8 | TRUE
https://raw.githubusercontent.com/mrc-ide/global-lmic-reports/master/AFG/projections.csv | 2021-06-14 | deaths | 57.08 | 61.55 | 64.47 | 64.52 | 67.15 | 74.25 | Relax Interventions 50% | Afghanistan | AFG | 2022-01-02 | v8 | TRUE
https://raw.githubusercontent.com/mrc-ide/global-lmic-reports/master/AFG/projections.csv | 2021-06-14 | hospital_demand | 1449.67 | 1544 | 1609.3 | 1609.33 | 1671.05 | 1806.97 | Relax Interventions 50% | Afghanistan | AFG | 2022-01-02 | v8 | TRUE
https://raw.githubusercontent.com/mrc-ide/global-lmic-reports/master/AFG/projections.csv | 2021-06-14 | ICU_demand | 335.78 | 341.11 | 344.58 | 344.62 | 347.68 | 356.08 | Relax Interventions 50% | Afghanistan | AFG | 2022-01-02 | v8 | TRUE
https://raw.githubusercontent.com/mrc-ide/global-lmic-reports/master/AFG/projections.csv | 2021-06-14 | hospital_incidence | 205.58 | 219.33 | 228.49 | 228.78 | 236.62 | 258.75 | Relax Interventions 50% | Afghanistan | AFG | 2022-01-02 | v8 | TRUE
https://raw.githubusercontent.com/mrc-ide/global-lmic-reports/master/AFG/projections.csv | 2021-06-14 | ICU_incidence | 64.51 | 68.82 | 71.68 | 71.78 | 74.24 | 81.17 | Relax Interventions 50% | Afghanistan | AFG | 2022-01-02 | v8 | TRUE
https://raw.githubusercontent.com/mrc-ide/global-lmic-reports/master/AFG/projections.csv | 2021-06-14 | prevalence | 234101.65 | 251765.12 | 261682.55 | 261478.74 | 271346.34 | 293366.51 | Relax Interventions 50% | Afghanistan | AFG | 2022-01-02 | v8 | TRUE
https://raw.githubusercontent.com/mrc-ide/global-lmic-reports/master/AFG/projections.csv | 2021-06-14 | cumulative_infections | 1992930.35 | 2084222.68 | 2142918.51 | 2143088.09 | 2192908.16 | 2342874.51 | Relax Interventions 50% | Afghanistan | AFG | 2022-01-02 | v8 | TRUE
https://raw.githubusercontent.com/mrc-ide/global-lmic-reports/master/AFG/projections.csv | 2021-06-14 | cumulative_deaths | 3252.69 | 3427.23 | 3506.62 | 3528.42 | 3609.91 | 3912.67 | Relax Interventions 50% | Afghanistan | AFG | 2022-01-02 | v8 | TRUE
https://raw.githubusercontent.com/mrc-ide/global-lmic-reports/master/AFG/projections.csv | 2021-06-14 | Rt | 1.37 | 1.39 | 1.4 | 1.4 | 1.41 | 1.45 | Relax Interventions 50% | Afghanistan | AFG | 2022-01-02 | v8 | TRUE
https://raw.githubusercontent.com/mrc-ide/global-lmic-reports/master/AFG/projections.csv | 2021-06-14 | Reff | 1.26 | 1.28 | 1.29 | 1.29 | 1.3 | 1.33 | Relax Interventions 50% | Afghanistan | AFG | 2022-01-02 | v8 | TRUE
https://raw.githubusercontent.com/mrc-ide/global-lmic-reports/master/AFG/projections.csv | 2021-06-14 | infections | 40453.69 | 42530.96 | 43937.14 | 44081.16 | 45798.92 | 48311.27 | Surged Additional 50% Reduction | Afghanistan | AFG | 2022-01-02 | v8 | TRUE
https://raw.githubusercontent.com/mrc-ide/global-lmic-reports/master/AFG/projections.csv | 2021-06-14 | deaths | 27.85 | 30.6 | 31.33 | 31.34 | 32.16 | 34.71 | Surged Additional 50% Reduction | Afghanistan | AFG | 2022-01-02 | v8 | TRUE
https://raw.githubusercontent.com/mrc-ide/global-lmic-reports/master/AFG/projections.csv | 2021-06-14 | hospital_demand | 1436.21 | 1578.72 | 1611.02 | 1614.19 | 1657.79 | 1799.32 | Surged Additional 50% Reduction | Afghanistan | AFG | 2022-01-02 | v8 | TRUE
https://raw.githubusercontent.com/mrc-ide/global-lmic-reports/master/AFG/projections.csv | 2021-06-14 | ICU_demand | 559.51 | 614.78 | 627.91 | 629.09 | 645.17 | 698.63 | Surged Additional 50% Reduction | Afghanistan | AFG | 2022-01-02 | v8 | TRUE
https://raw.githubusercontent.com/mrc-ide/global-lmic-reports/master/AFG/projections.csv | 2021-06-14 | hospital_incidence | 202.79 | 218.75 | 225.88 | 226.29 | 233.26 | 252.4 | Surged Additional 50% Reduction | Afghanistan | AFG | 2022-01-02 | v8 | TRUE
https://raw.githubusercontent.com/mrc-ide/global-lmic-reports/master/AFG/projections.csv | 2021-06-14 | ICU_incidence | 63.64 | 68.64 | 70.88 | 71 | 73.19 | 79.18 | Surged Additional 50% Reduction | Afghanistan | AFG | 2022-01-02 | v8 | TRUE
https://raw.githubusercontent.com/mrc-ide/global-lmic-reports/master/AFG/projections.csv | 2021-06-14 | prevalence | 235939.11 | 251276.98 | 258338.32 | 259032.46 | 268173.24 | 283576.32 | Surged Additional 50% Reduction | Afghanistan | AFG | 2022-01-02 | v8 | TRUE
https://raw.githubusercontent.com/mrc-ide/global-lmic-reports/master/AFG/projections.csv | 2021-06-14 | cumulative_infections | 2011230.57 | 2083026.87 | 2125590.68 | 2124308.22 | 2159421.4 | 2258993.02 | Surged Additional 50% Reduction | Afghanistan | AFG | 2022-01-02 | v8 | TRUE
https://raw.githubusercontent.com/mrc-ide/global-lmic-reports/master/AFG/projections.csv | 2021-06-14 | cumulative_deaths | 2994.99 | 3084.27 | 3153.36 | 3153.71 | 3223.43 | 3330.36 | Surged Additional 50% Reduction | Afghanistan | AFG | 2022-01-02 | v8 | TRUE
https://raw.githubusercontent.com/mrc-ide/global-lmic-reports/master/AFG/projections.csv | 2021-06-14 | Rt | 1.36 | 1.39 | 1.4 | 1.4 | 1.42 | 1.43 | Surged Additional 50% Reduction | Afghanistan | AFG | 2022-01-02 | v8 | TRUE
https://raw.githubusercontent.com/mrc-ide/global-lmic-reports/master/AFG/projections.csv | 2021-06-14 | Reff | 1.25 | 1.28 | 1.29 | 1.29 | 1.31 | 1.32 | Surged Additional 50% Reduction | Afghanistan | AFG | 2022-01-02 | v8 | TRUE
https://raw.githubusercontent.com/mrc-ide/global-lmic-reports/master/AFG/projections.csv | 2021-06-14 | infections | 40453.69 | 42530.96 | 43937.14 | 44081.16 | 45798.92 | 48311.27 | Surged Maintain Status Quo | Afghanistan | AFG | 2022-01-02 | v8 | TRUE
https://raw.githubusercontent.com/mrc-ide/global-lmic-reports/master/AFG/projections.csv | 2021-06-14 | deaths | 27.85 | 30.6 | 31.33 | 31.34 | 32.16 | 34.71 | Surged Maintain Status Quo | Afghanistan | AFG | 2022-01-02 | v8 | TRUE
https://raw.githubusercontent.com/mrc-ide/global-lmic-reports/master/AFG/projections.csv | 2021-06-14 | hospital_demand | 1436.21 | 1578.72 | 1611.02 | 1614.19 | 1657.79 | 1799.32 | Surged Maintain Status Quo | Afghanistan | AFG | 2022-01-02 | v8 | TRUE
https://raw.githubusercontent.com/mrc-ide/global-lmic-reports/master/AFG/projections.csv | 2021-06-14 | ICU_demand | 559.51 | 614.78 | 627.91 | 629.09 | 645.17 | 698.63 | Surged Maintain Status Quo | Afghanistan | AFG | 2022-01-02 | v8 | TRUE
https://raw.githubusercontent.com/mrc-ide/global-lmic-reports/master/AFG/projections.csv | 2021-06-14 | hospital_incidence | 202.79 | 218.75 | 225.88 | 226.29 | 233.26 | 252.4 | Surged Maintain Status Quo | Afghanistan | AFG | 2022-01-02 | v8 | TRUE
https://raw.githubusercontent.com/mrc-ide/global-lmic-reports/master/AFG/projections.csv | 2021-06-14 | ICU_incidence | 63.64 | 68.64 | 70.88 | 71 | 73.19 | 79.18 | Surged Maintain Status Quo | Afghanistan | AFG | 2022-01-02 | v8 | TRUE
https://raw.githubusercontent.com/mrc-ide/global-lmic-reports/master/AFG/projections.csv | 2021-06-14 | prevalence | 235939.11 | 251276.98 | 258338.32 | 259032.46 | 268173.24 | 283576.32 | Surged Maintain Status Quo | Afghanistan | AFG | 2022-01-02 | v8 | TRUE
https://raw.githubusercontent.com/mrc-ide/global-lmic-reports/master/AFG/projections.csv | 2021-06-14 | cumulative_infections | 2011230.57 | 2083026.87 | 2125590.68 | 2124308.22 | 2159421.4 | 2258993.02 | Surged Maintain Status Quo | Afghanistan | AFG | 2022-01-02 | v8 | TRUE
https://raw.githubusercontent.com/mrc-ide/global-lmic-reports/master/AFG/projections.csv | 2021-06-14 | cumulative_deaths | 2994.99 | 3084.27 | 3153.36 | 3153.71 | 3223.43 | 3330.36 | Surged Maintain Status Quo | Afghanistan | AFG | 2022-01-02 | v8 | TRUE
https://raw.githubusercontent.com/mrc-ide/global-lmic-reports/master/AFG/projections.csv | 2021-06-14 | Rt | 1.36 | 1.39 | 1.4 | 1.4 | 1.42 | 1.43 | Surged Maintain Status Quo | Afghanistan | AFG | 2022-01-02 | v8 | TRUE
https://raw.githubusercontent.com/mrc-ide/global-lmic-reports/master/AFG/projections.csv | 2021-06-14 | Reff | 1.25 | 1.28 | 1.29 | 1.29 | 1.31 | 1.32 | Surged Maintain Status Quo | Afghanistan | AFG | 2022-01-02 | v8 | TRUE
https://raw.githubusercontent.com/mrc-ide/global-lmic-reports/master/AFG/projections.csv | 2021-06-14 | infections | 40453.69 | 42530.96 | 43937.14 | 44081.16 | 45798.92 | 48311.27 | Surged Optimistic | Afghanistan | AFG | 2022-01-02 | v8 | TRUE
https://raw.githubusercontent.com/mrc-ide/global-lmic-reports/master/AFG/projections.csv | 2021-06-14 | deaths | 27.85 | 30.6 | 31.33 | 31.34 | 32.16 | 34.71 | Surged Optimistic | Afghanistan | AFG | 2022-01-02 | v8 | TRUE
https://raw.githubusercontent.com/mrc-ide/global-lmic-reports/master/AFG/projections.csv | 2021-06-14 | hospital_demand | 1436.21 | 1578.72 | 1611.02 | 1614.19 | 1657.79 | 1799.32 | Surged Optimistic | Afghanistan | AFG | 2022-01-02 | v8 | TRUE
https://raw.githubusercontent.com/mrc-ide/global-lmic-reports/master/AFG/projections.csv | 2021-06-14 | ICU_demand | 559.51 | 614.78 | 627.91 | 629.09 | 645.17 | 698.63 | Surged Optimistic | Afghanistan | AFG | 2022-01-02 | v8 | TRUE
https://raw.githubusercontent.com/mrc-ide/global-lmic-reports/master/AFG/projections.csv | 2021-06-14 | hospital_incidence | 202.79 | 218.75 | 225.88 | 226.29 | 233.26 | 252.4 | Surged Optimistic | Afghanistan | AFG | 2022-01-02 | v8 | TRUE
https://raw.githubusercontent.com/mrc-ide/global-lmic-reports/master/AFG/projections.csv | 2021-06-14 | ICU_incidence | 63.64 | 68.64 | 70.88 | 71 | 73.19 | 79.18 | Surged Optimistic | Afghanistan | AFG | 2022-01-02 | v8 | TRUE
https://raw.githubusercontent.com/mrc-ide/global-lmic-reports/master/AFG/projections.csv | 2021-06-14 | prevalence | 235939.11 | 251276.98 | 258338.32 | 259032.46 | 268173.24 | 283576.32 | Surged Optimistic | Afghanistan | AFG | 2022-01-02 | v8 | TRUE
https://raw.githubusercontent.com/mrc-ide/global-lmic-reports/master/AFG/projections.csv | 2021-06-14 | cumulative_infections | 2011230.57 | 2083026.87 | 2125590.68 | 2124308.22 | 2159421.4 | 2258993.02 | Surged Optimistic | Afghanistan | AFG | 2022-01-02 | v8 | TRUE
https://raw.githubusercontent.com/mrc-ide/global-lmic-reports/master/AFG/projections.csv | 2021-06-14 | cumulative_deaths | 2994.99 | 3084.27 | 3153.36 | 3153.71 | 3223.43 | 3330.36 | Surged Optimistic | Afghanistan | AFG | 2022-01-02 | v8 | TRUE
https://raw.githubusercontent.com/mrc-ide/global-lmic-reports/master/AFG/projections.csv | 2021-06-14 | Rt | 1.36 | 1.39 | 1.4 | 1.4 | 1.42 | 1.43 | Surged Optimistic | Afghanistan | AFG | 2022-01-02 | v8 | TRUE
https://raw.githubusercontent.com/mrc-ide/global-lmic-reports/master/AFG/projections.csv | 2021-06-14 | Reff | 1.25 | 1.28 | 1.29 | 1.29 | 1.31 | 1.32 | Surged Optimistic | Afghanistan | AFG | 2022-01-02 | v8 | TRUE
https://raw.githubusercontent.com/mrc-ide/global-lmic-reports/master/AFG/projections.csv | 2021-06-14 | infections | 40453.69 | 42530.96 | 43937.14 | 44081.16 | 45798.92 | 48311.27 | Surged Pessimistic | Afghanistan | AFG | 2022-01-02 | v8 | TRUE
https://raw.githubusercontent.com/mrc-ide/global-lmic-reports/master/AFG/projections.csv | 2021-06-14 | deaths | 27.85 | 30.6 | 31.33 | 31.34 | 32.16 | 34.71 | Surged Pessimistic | Afghanistan | AFG | 2022-01-02 | v8 | TRUE
https://raw.githubusercontent.com/mrc-ide/global-lmic-reports/master/AFG/projections.csv | 2021-06-14 | hospital_demand | 1436.21 | 1578.72 | 1611.02 | 1614.19 | 1657.79 | 1799.32 | Surged Pessimistic | Afghanistan | AFG | 2022-01-02 | v8 | TRUE
https://raw.githubusercontent.com/mrc-ide/global-lmic-reports/master/AFG/projections.csv | 2021-06-14 | ICU_demand | 559.51 | 614.78 | 627.91 | 629.09 | 645.17 | 698.63 | Surged Pessimistic | Afghanistan | AFG | 2022-01-02 | v8 | TRUE
https://raw.githubusercontent.com/mrc-ide/global-lmic-reports/master/AFG/projections.csv | 2021-06-14 | hospital_incidence | 202.79 | 218.75 | 225.88 | 226.29 | 233.26 | 252.4 | Surged Pessimistic | Afghanistan | AFG | 2022-01-02 | v8 | TRUE
https://raw.githubusercontent.com/mrc-ide/global-lmic-reports/master/AFG/projections.csv | 2021-06-14 | ICU_incidence | 63.64 | 68.64 | 70.88 | 71 | 73.19 | 79.18 | Surged Pessimistic | Afghanistan | AFG | 2022-01-02 | v8 | TRUE
https://raw.githubusercontent.com/mrc-ide/global-lmic-reports/master/AFG/projections.csv | 2021-06-14 | prevalence | 235939.11 | 251276.98 | 258338.32 | 259032.46 | 268173.24 | 283576.32 | Surged Pessimistic | Afghanistan | AFG | 2022-01-02 | v8 | TRUE
https://raw.githubusercontent.com/mrc-ide/global-lmic-reports/master/AFG/projections.csv | 2021-06-14 | cumulative_infections | 2011230.57 | 2083026.87 | 2125590.68 | 2124308.22 | 2159421.4 | 2258993.02 | Surged Pessimistic | Afghanistan | AFG | 2022-01-02 | v8 | TRUE
https://raw.githubusercontent.com/mrc-ide/global-lmic-reports/master/AFG/projections.csv | 2021-06-14 | cumulative_deaths | 2994.99 | 3084.27 | 3153.36 | 3153.71 | 3223.43 | 3330.36 | Surged Pessimistic | Afghanistan | AFG | 2022-01-02 | v8 | TRUE
https://raw.githubusercontent.com/mrc-ide/global-lmic-reports/master/AFG/projections.csv | 2021-06-14 | Rt | 1.36 | 1.39 | 1.4 | 1.4 | 1.42 | 1.43 | Surged Pessimistic | Afghanistan | AFG | 2022-01-02 | v8 | TRUE
https://raw.githubusercontent.com/mrc-ide/global-lmic-reports/master/AFG/projections.csv | 2021-06-14 | Reff | 1.25 | 1.28 | 1.29 | 1.29 | 1.31 | 1.32 | Surged Pessimistic | Afghanistan | AFG | 2022-01-02 | v8 | TRUE
https://raw.githubusercontent.com/mrc-ide/global-lmic-reports/master/AFG/projections.csv | 2021-06-14 | infections | 40453.69 | 42530.96 | 43937.14 | 44081.16 | 45798.92 | 48311.27 | Surged Relax Interventions 50% | Afghanistan | AFG | 2022-01-02 | v8 | TRUE
https://raw.githubusercontent.com/mrc-ide/global-lmic-reports/master/AFG/projections.csv | 2021-06-14 | deaths | 27.85 | 30.6 | 31.33 | 31.34 | 32.16 | 34.71 | Surged Relax Interventions 50% | Afghanistan | AFG | 2022-01-02 | v8 | TRUE
https://raw.githubusercontent.com/mrc-ide/global-lmic-reports/master/AFG/projections.csv | 2021-06-14 | hospital_demand | 1436.21 | 1578.72 | 1611.02 | 1614.19 | 1657.79 | 1799.32 | Surged Relax Interventions 50% | Afghanistan | AFG | 2022-01-02 | v8 | TRUE
https://raw.githubusercontent.com/mrc-ide/global-lmic-reports/master/AFG/projections.csv | 2021-06-14 | ICU_demand | 559.51 | 614.78 | 627.91 | 629.09 | 645.17 | 698.63 | Surged Relax Interventions 50% | Afghanistan | AFG | 2022-01-02 | v8 | TRUE
https://raw.githubusercontent.com/mrc-ide/global-lmic-reports/master/AFG/projections.csv | 2021-06-14 | hospital_incidence | 202.79 | 218.75 | 225.88 | 226.29 | 233.26 | 252.4 | Surged Relax Interventions 50% | Afghanistan | AFG | 2022-01-02 | v8 | TRUE
https://raw.githubusercontent.com/mrc-ide/global-lmic-reports/master/AFG/projections.csv | 2021-06-14 | ICU_incidence | 63.64 | 68.64 | 70.88 | 71 | 73.19 | 79.18 | Surged Relax Interventions 50% | Afghanistan | AFG | 2022-01-02 | v8 | TRUE
https://raw.githubusercontent.com/mrc-ide/global-lmic-reports/master/AFG/projections.csv | 2021-06-14 | prevalence | 235939.11 | 251276.98 | 258338.32 | 259032.46 | 268173.24 | 283576.32 | Surged Relax Interventions 50% | Afghanistan | AFG | 2022-01-02 | v8 | TRUE
https://raw.githubusercontent.com/mrc-ide/global-lmic-reports/master/AFG/projections.csv | 2021-06-14 | cumulative_infections | 2011230.57 | 2083026.87 | 2125590.68 | 2124308.22 | 2159421.4 | 2258993.02 | Surged Relax Interventions 50% | Afghanistan | AFG | 2022-01-02 | v8 | TRUE
https://raw.githubusercontent.com/mrc-ide/global-lmic-reports/master/AFG/projections.csv | 2021-06-14 | cumulative_deaths | 2994.99 | 3084.27 | 3153.36 | 3153.71 | 3223.43 | 3330.36 | Surged Relax Interventions 50% | Afghanistan | AFG | 2022-01-02 | v8 | TRUE
https://raw.githubusercontent.com/mrc-ide/global-lmic-reports/master/AFG/projections.csv | 2021-06-14 | Rt | 1.36 | 1.39 | 1.4 | 1.4 | 1.42 | 1.43 | Surged Relax Interventions 50% | Afghanistan | AFG | 2022-01-02 | v8 | TRUE
https://raw.githubusercontent.com/mrc-ide/global-lmic-reports/master/AFG/projections.csv | 2021-06-14 | Reff | 1.25 | 1.28 | 1.29 | 1.29 | 1.31 | 1.32 | Surged Relax Interventions 50% | Afghanistan | AFG | 2022-01-02 | v8 | TRUE
https://raw.githubusercontent.com/mrc-ide/global-lmic-reports/master/AFG/projections.csv | 2021-06-15 | infections | 41602.85 | 44807.46 | 46709.41 | 46872.41 | 48854.94 | 53106.53 | Additional 50% Reduction | Afghanistan | AFG | 2022-01-02 | v8 | TRUE
https://raw.githubusercontent.com/mrc-ide/global-lmic-reports/master/AFG/projections.csv | 2021-06-15 | deaths | 59.69 | 64.37 | 67.43 | 67.47 | 70.17 | 77.56 | Additional 50% Reduction | Afghanistan | AFG | 2022-01-02 | v8 | TRUE
https://raw.githubusercontent.com/mrc-ide/global-lmic-reports/master/AFG/projections.csv | 2021-06-15 | hospital_demand | 1513.61 | 1613.34 | 1679.83 | 1680.48 | 1744.91 | 1889.67 | Additional 50% Reduction | Afghanistan | AFG | 2022-01-02 | v8 | TRUE
https://raw.githubusercontent.com/mrc-ide/global-lmic-reports/master/AFG/projections.csv | 2021-06-15 | ICU_demand | 338.85 | 344.42 | 347.99 | 348.07 | 351.2 | 359.87 | Additional 50% Reduction | Afghanistan | AFG | 2022-01-02 | v8 | TRUE
https://raw.githubusercontent.com/mrc-ide/global-lmic-reports/master/AFG/projections.csv | 2021-06-15 | hospital_incidence | 212.97 | 227.83 | 236.64 | 237.23 | 245.15 | 267.91 | Additional 50% Reduction | Afghanistan | AFG | 2022-01-02 | v8 | TRUE
https://raw.githubusercontent.com/mrc-ide/global-lmic-reports/master/AFG/projections.csv | 2021-06-15 | ICU_incidence | 66.83 | 71.49 | 74.25 | 74.43 | 76.92 | 84.04 | Additional 50% Reduction | Afghanistan | AFG | 2022-01-02 | v8 | TRUE
https://raw.githubusercontent.com/mrc-ide/global-lmic-reports/master/AFG/projections.csv | 2021-06-15 | prevalence | 243195.07 | 262037.2 | 272074.47 | 272078.02 | 282375.47 | 305586.39 | Additional 50% Reduction | Afghanistan | AFG | 2022-01-02 | v8 | TRUE
https://raw.githubusercontent.com/mrc-ide/global-lmic-reports/master/AFG/projections.csv | 2021-06-15 | cumulative_infections | 2037040.46 | 2131139.64 | 2190195.63 | 2189960.5 | 2238046.88 | 2394472.01 | Additional 50% Reduction | Afghanistan | AFG | 2022-01-02 | v8 | TRUE
https://raw.githubusercontent.com/mrc-ide/global-lmic-reports/master/AFG/projections.csv | 2021-06-15 | cumulative_deaths | 3313.31 | 3493.35 | 3571.35 | 3595.89 | 3685.56 | 3987.22 | Additional 50% Reduction | Afghanistan | AFG | 2022-01-02 | v8 | TRUE
https://raw.githubusercontent.com/mrc-ide/global-lmic-reports/master/AFG/projections.csv | 2021-06-15 | Rt | 1.35 | 1.36 | 1.38 | 1.38 | 1.39 | 1.41 | Additional 50% Reduction | Afghanistan | AFG | 2022-01-02 | v8 | TRUE
https://raw.githubusercontent.com/mrc-ide/global-lmic-reports/master/AFG/projections.csv | 2021-06-15 | Reff | 1.24 | 1.25 | 1.27 | 1.27 | 1.28 | 1.3 | Additional 50% Reduction | Afghanistan | AFG | 2022-01-02 | v8 | TRUE
https://raw.githubusercontent.com/mrc-ide/global-lmic-reports/master/AFG/projections.csv | 2021-06-15 | infections | 41602.85 | 44807.46 | 46709.41 | 46872.41 | 48854.94 | 53106.53 | Maintain Status Quo | Afghanistan | AFG | 2022-01-02 | v8 | TRUE
https://raw.githubusercontent.com/mrc-ide/global-lmic-reports/master/AFG/projections.csv | 2021-06-15 | deaths | 59.69 | 64.37 | 67.43 | 67.47 | 70.17 | 77.56 | Maintain Status Quo | Afghanistan | AFG | 2022-01-02 | v8 | TRUE
https://raw.githubusercontent.com/mrc-ide/global-lmic-reports/master/AFG/projections.csv | 2021-06-15 | hospital_demand | 1513.61 | 1613.34 | 1679.83 | 1680.48 | 1744.91 | 1889.67 | Maintain Status Quo | Afghanistan | AFG | 2022-01-02 | v8 | TRUE
https://raw.githubusercontent.com/mrc-ide/global-lmic-reports/master/AFG/projections.csv | 2021-06-15 | ICU_demand | 338.85 | 344.42 | 347.99 | 348.07 | 351.2 | 359.87 | Maintain Status Quo | Afghanistan | AFG | 2022-01-02 | v8 | TRUE
https://raw.githubusercontent.com/mrc-ide/global-lmic-reports/master/AFG/projections.csv | 2021-06-15 | hospital_incidence | 212.97 | 227.83 | 236.64 | 237.23 | 245.15 | 267.91 | Maintain Status Quo | Afghanistan | AFG | 2022-01-02 | v8 | TRUE
https://raw.githubusercontent.com/mrc-ide/global-lmic-reports/master/AFG/projections.csv | 2021-06-15 | ICU_incidence | 66.83 | 71.49 | 74.25 | 74.43 | 76.92 | 84.04 | Maintain Status Quo | Afghanistan | AFG | 2022-01-02 | v8 | TRUE
https://raw.githubusercontent.com/mrc-ide/global-lmic-reports/master/AFG/projections.csv | 2021-06-15 | prevalence | 243195.07 | 262037.2 | 272074.47 | 272078.02 | 282375.47 | 305586.39 | Maintain Status Quo | Afghanistan | AFG | 2022-01-02 | v8 | TRUE
https://raw.githubusercontent.com/mrc-ide/global-lmic-reports/master/AFG/projections.csv | 2021-06-15 | cumulative_infections | 2037040.46 | 2131139.64 | 2190195.63 | 2189960.5 | 2238046.88 | 2394472.01 | Maintain Status Quo | Afghanistan | AFG | 2022-01-02 | v8 | TRUE
https://raw.githubusercontent.com/mrc-ide/global-lmic-reports/master/AFG/projections.csv | 2021-06-15 | cumulative_deaths | 3313.31 | 3493.35 | 3571.35 | 3595.89 | 3685.56 | 3987.22 | Maintain Status Quo | Afghanistan | AFG | 2022-01-02 | v8 | TRUE
https://raw.githubusercontent.com/mrc-ide/global-lmic-reports/master/AFG/projections.csv | 2021-06-15 | Rt | 1.35 | 1.36 | 1.38 | 1.38 | 1.39 | 1.41 | Maintain Status Quo | Afghanistan | AFG | 2022-01-02 | v8 | TRUE
https://raw.githubusercontent.com/mrc-ide/global-lmic-reports/master/AFG/projections.csv | 2021-06-15 | Reff | 1.24 | 1.25 | 1.27 | 1.27 | 1.28 | 1.3 | Maintain Status Quo | Afghanistan | AFG | 2022-01-02 | v8 | TRUE
https://raw.githubusercontent.com/mrc-ide/global-lmic-reports/master/AFG/projections.csv | 2021-06-15 | infections | 41602.85 | 44807.46 | 46709.41 | 46872.41 | 48854.94 | 53106.53 | Optimistic | Afghanistan | AFG | 2022-01-02 | v8 | TRUE
https://raw.githubusercontent.com/mrc-ide/global-lmic-reports/master/AFG/projections.csv | 2021-06-15 | deaths | 59.69 | 64.37 | 67.43 | 67.47 | 70.17 | 77.56 | Optimistic | Afghanistan | AFG | 2022-01-02 | v8 | TRUE
https://raw.githubusercontent.com/mrc-ide/global-lmic-reports/master/AFG/projections.csv | 2021-06-15 | hospital_demand | 1513.61 | 1613.34 | 1679.83 | 1680.48 | 1744.91 | 1889.67 | Optimistic | Afghanistan | AFG | 2022-01-02 | v8 | TRUE
https://raw.githubusercontent.com/mrc-ide/global-lmic-reports/master/AFG/projections.csv | 2021-06-15 | ICU_demand | 338.85 | 344.42 | 347.99 | 348.07 | 351.2 | 359.87 | Optimistic | Afghanistan | AFG | 2022-01-02 | v8 | TRUE
https://raw.githubusercontent.com/mrc-ide/global-lmic-reports/master/AFG/projections.csv | 2021-06-15 | hospital_incidence | 212.97 | 227.83 | 236.64 | 237.23 | 245.15 | 267.91 | Optimistic | Afghanistan | AFG | 2022-01-02 | v8 | TRUE
https://raw.githubusercontent.com/mrc-ide/global-lmic-reports/master/AFG/projections.csv | 2021-06-15 | ICU_incidence | 66.83 | 71.49 | 74.25 | 74.43 | 76.92 | 84.04 | Optimistic | Afghanistan | AFG | 2022-01-02 | v8 | TRUE
https://raw.githubusercontent.com/mrc-ide/global-lmic-reports/master/AFG/projections.csv | 2021-06-15 | prevalence | 243195.07 | 262037.2 | 272074.47 | 272078.02 | 282375.47 | 305586.39 | Optimistic | Afghanistan | AFG | 2022-01-02 | v8 | TRUE
https://raw.githubusercontent.com/mrc-ide/global-lmic-reports/master/AFG/projections.csv | 2021-06-15 | cumulative_infections | 2037040.46 | 2131139.64 | 2190195.63 | 2189960.5 | 2238046.88 | 2394472.01 | Optimistic | Afghanistan | AFG | 2022-01-02 | v8 | TRUE
https://raw.githubusercontent.com/mrc-ide/global-lmic-reports/master/AFG/projections.csv | 2021-06-15 | cumulative_deaths | 3313.31 | 3493.35 | 3571.35 | 3595.89 | 3685.56 | 3987.22 | Optimistic | Afghanistan | AFG | 2022-01-02 | v8 | TRUE
https://raw.githubusercontent.com/mrc-ide/global-lmic-reports/master/AFG/projections.csv | 2021-06-15 | Rt | 1.35 | 1.36 | 1.38 | 1.38 | 1.39 | 1.41 | Optimistic | Afghanistan | AFG | 2022-01-02 | v8 | TRUE
https://raw.githubusercontent.com/mrc-ide/global-lmic-reports/master/AFG/projections.csv | 2021-06-15 | Reff | 1.24 | 1.25 | 1.27 | 1.27 | 1.28 | 1.3 | Optimistic | Afghanistan | AFG | 2022-01-02 | v8 | TRUE
https://raw.githubusercontent.com/mrc-ide/global-lmic-reports/master/AFG/projections.csv | 2021-06-15 | infections | 41602.85 | 44807.46 | 46709.41 | 46872.41 | 48854.94 | 53106.53 | Pessimistic | Afghanistan | AFG | 2022-01-02 | v8 | TRUE
https://raw.githubusercontent.com/mrc-ide/global-lmic-reports/master/AFG/projections.csv | 2021-06-15 | deaths | 59.69 | 64.37 | 67.43 | 67.47 | 70.17 | 77.56 | Pessimistic | Afghanistan | AFG | 2022-01-02 | v8 | TRUE
https://raw.githubusercontent.com/mrc-ide/global-lmic-reports/master/AFG/projections.csv | 2021-06-15 | hospital_demand | 1513.61 | 1613.34 | 1679.83 | 1680.48 | 1744.91 | 1889.67 | Pessimistic | Afghanistan | AFG | 2022-01-02 | v8 | TRUE
https://raw.githubusercontent.com/mrc-ide/global-lmic-reports/master/AFG/projections.csv | 2021-06-15 | ICU_demand | 338.85 | 344.42 | 347.99 | 348.07 | 351.2 | 359.87 | Pessimistic | Afghanistan | AFG | 2022-01-02 | v8 | TRUE
https://raw.githubusercontent.com/mrc-ide/global-lmic-reports/master/AFG/projections.csv | 2021-06-15 | hospital_incidence | 212.97 | 227.83 | 236.64 | 237.23 | 245.15 | 267.91 | Pessimistic | Afghanistan | AFG | 2022-01-02 | v8 | TRUE
https://raw.githubusercontent.com/mrc-ide/global-lmic-reports/master/AFG/projections.csv | 2021-06-15 | ICU_incidence | 66.83 | 71.49 | 74.25 | 74.43 | 76.92 | 84.04 | Pessimistic | Afghanistan | AFG | 2022-01-02 | v8 | TRUE
https://raw.githubusercontent.com/mrc-ide/global-lmic-reports/master/AFG/projections.csv | 2021-06-15 | prevalence | 243195.07 | 262037.2 | 272074.47 | 272078.02 | 282375.47 | 305586.39 | Pessimistic | Afghanistan | AFG | 2022-01-02 | v8 | TRUE
https://raw.githubusercontent.com/mrc-ide/global-lmic-reports/master/AFG/projections.csv | 2021-06-15 | cumulative_infections | 2037040.46 | 2131139.64 | 2190195.63 | 2189960.5 | 2238046.88 | 2394472.01 | Pessimistic | Afghanistan | AFG | 2022-01-02 | v8 | TRUE
https://raw.githubusercontent.com/mrc-ide/global-lmic-reports/master/AFG/projections.csv | 2021-06-15 | cumulative_deaths | 3313.31 | 3493.35 | 3571.35 | 3595.89 | 3685.56 | 3987.22 | Pessimistic | Afghanistan | AFG | 2022-01-02 | v8 | TRUE
https://raw.githubusercontent.com/mrc-ide/global-lmic-reports/master/AFG/projections.csv | 2021-06-15 | Rt | 1.35 | 1.36 | 1.38 | 1.38 | 1.39 | 1.41 | Pessimistic | Afghanistan | AFG | 2022-01-02 | v8 | TRUE
https://raw.githubusercontent.com/mrc-ide/global-lmic-reports/master/AFG/projections.csv | 2021-06-15 | Reff | 1.24 | 1.25 | 1.27 | 1.27 | 1.28 | 1.3 | Pessimistic | Afghanistan | AFG | 2022-01-02 | v8 | TRUE
https://raw.githubusercontent.com/mrc-ide/global-lmic-reports/master/AFG/projections.csv | 2021-06-15 | infections | 41602.85 | 44807.46 | 46709.41 | 46872.41 | 48854.94 | 53106.53 | Relax Interventions 50% | Afghanistan | AFG | 2022-01-02 | v8 | TRUE
https://raw.githubusercontent.com/mrc-ide/global-lmic-reports/master/AFG/projections.csv | 2021-06-15 | deaths | 59.69 | 64.37 | 67.43 | 67.47 | 70.17 | 77.56 | Relax Interventions 50% | Afghanistan | AFG | 2022-01-02 | v8 | TRUE
https://raw.githubusercontent.com/mrc-ide/global-lmic-reports/master/AFG/projections.csv | 2021-06-15 | hospital_demand | 1513.61 | 1613.34 | 1679.83 | 1680.48 | 1744.91 | 1889.67 | Relax Interventions 50% | Afghanistan | AFG | 2022-01-02 | v8 | TRUE
https://raw.githubusercontent.com/mrc-ide/global-lmic-reports/master/AFG/projections.csv | 2021-06-15 | ICU_demand | 338.85 | 344.42 | 347.99 | 348.07 | 351.2 | 359.87 | Relax Interventions 50% | Afghanistan | AFG | 2022-01-02 | v8 | TRUE
https://raw.githubusercontent.com/mrc-ide/global-lmic-reports/master/AFG/projections.csv | 2021-06-15 | hospital_incidence | 212.97 | 227.83 | 236.64 | 237.23 | 245.15 | 267.91 | Relax Interventions 50% | Afghanistan | AFG | 2022-01-02 | v8 | TRUE
https://raw.githubusercontent.com/mrc-ide/global-lmic-reports/master/AFG/projections.csv | 2021-06-15 | ICU_incidence | 66.83 | 71.49 | 74.25 | 74.43 | 76.92 | 84.04 | Relax Interventions 50% | Afghanistan | AFG | 2022-01-02 | v8 | TRUE
https://raw.githubusercontent.com/mrc-ide/global-lmic-reports/master/AFG/projections.csv | 2021-06-15 | prevalence | 243195.07 | 262037.2 | 272074.47 | 272078.02 | 282375.47 | 305586.39 | Relax Interventions 50% | Afghanistan | AFG | 2022-01-02 | v8 | TRUE
https://raw.githubusercontent.com/mrc-ide/global-lmic-reports/master/AFG/projections.csv | 2021-06-15 | cumulative_infections | 2037040.46 | 2131139.64 | 2190195.63 | 2189960.5 | 2238046.88 | 2394472.01 | Relax Interventions 50% | Afghanistan | AFG | 2022-01-02 | v8 | TRUE
https://raw.githubusercontent.com/mrc-ide/global-lmic-reports/master/AFG/projections.csv | 2021-06-15 | cumulative_deaths | 3313.31 | 3493.35 | 3571.35 | 3595.89 | 3685.56 | 3987.22 | Relax Interventions 50% | Afghanistan | AFG | 2022-01-02 | v8 | TRUE
https://raw.githubusercontent.com/mrc-ide/global-lmic-reports/master/AFG/projections.csv | 2021-06-15 | Rt | 1.35 | 1.36 | 1.38 | 1.38 | 1.39 | 1.41 | Relax Interventions 50% | Afghanistan | AFG | 2022-01-02 | v8 | TRUE
https://raw.githubusercontent.com/mrc-ide/global-lmic-reports/master/AFG/projections.csv | 2021-06-15 | Reff | 1.24 | 1.25 | 1.27 | 1.27 | 1.28 | 1.3 | Relax Interventions 50% | Afghanistan | AFG | 2022-01-02 | v8 | TRUE
https://raw.githubusercontent.com/mrc-ide/global-lmic-reports/master/AFG/projections.csv | 2021-06-15 | infections | 42425.63 | 44497.84 | 46148.3 | 46340.34 | 48040.54 | 50910.62 | Surged Additional 50% Reduction | Afghanistan | AFG | 2022-01-02 | v8 | TRUE
https://raw.githubusercontent.com/mrc-ide/global-lmic-reports/master/AFG/projections.csv | 2021-06-15 | deaths | 29.2 | 32.08 | 32.81 | 32.84 | 33.7 | 36.44 | Surged Additional 50% Reduction | Afghanistan | AFG | 2022-01-02 | v8 | TRUE
https://raw.githubusercontent.com/mrc-ide/global-lmic-reports/master/AFG/projections.csv | 2021-06-15 | hospital_demand | 1502.34 | 1646.5 | 1685.94 | 1687.18 | 1732.46 | 1881.2 | Surged Additional 50% Reduction | Afghanistan | AFG | 2022-01-02 | v8 | TRUE
https://raw.githubusercontent.com/mrc-ide/global-lmic-reports/master/AFG/projections.csv | 2021-06-15 | ICU_demand | 585.89 | 643.28 | 657.54 | 658.29 | 675.18 | 731.59 | Surged Additional 50% Reduction | Afghanistan | AFG | 2022-01-02 | v8 | TRUE
https://raw.githubusercontent.com/mrc-ide/global-lmic-reports/master/AFG/projections.csv | 2021-06-15 | hospital_incidence | 211.08 | 227.2 | 234.16 | 234.66 | 241.92 | 260.68 | Surged Additional 50% Reduction | Afghanistan | AFG | 2022-01-02 | v8 | TRUE
https://raw.githubusercontent.com/mrc-ide/global-lmic-reports/master/AFG/projections.csv | 2021-06-15 | ICU_incidence | 66.24 | 71.29 | 73.47 | 73.63 | 75.9 | 81.78 | Surged Additional 50% Reduction | Afghanistan | AFG | 2022-01-02 | v8 | TRUE
https://raw.githubusercontent.com/mrc-ide/global-lmic-reports/master/AFG/projections.csv | 2021-06-15 | prevalence | 246272.66 | 260634.22 | 268674.13 | 269520.85 | 279765.66 | 294842.61 | Surged Additional 50% Reduction | Afghanistan | AFG | 2022-01-02 | v8 | TRUE
https://raw.githubusercontent.com/mrc-ide/global-lmic-reports/master/AFG/projections.csv | 2021-06-15 | cumulative_infections | 2054372.08 | 2128758.5 | 2173761.21 | 2170648.57 | 2205838.16 | 2308583.17 | Surged Additional 50% Reduction | Afghanistan | AFG | 2022-01-02 | v8 | TRUE
https://raw.githubusercontent.com/mrc-ide/global-lmic-reports/master/AFG/projections.csv | 2021-06-15 | cumulative_deaths | 3027.85 | 3114.35 | 3186.11 | 3186.55 | 3256.23 | 3362.69 | Surged Additional 50% Reduction | Afghanistan | AFG | 2022-01-02 | v8 | TRUE
https://raw.githubusercontent.com/mrc-ide/global-lmic-reports/master/AFG/projections.csv | 2021-06-15 | Rt | 1.34 | 1.36 | 1.38 | 1.38 | 1.39 | 1.41 | Surged Additional 50% Reduction | Afghanistan | AFG | 2022-01-02 | v8 | TRUE
https://raw.githubusercontent.com/mrc-ide/global-lmic-reports/master/AFG/projections.csv | 2021-06-15 | Reff | 1.23 | 1.25 | 1.27 | 1.27 | 1.28 | 1.3 | Surged Additional 50% Reduction | Afghanistan | AFG | 2022-01-02 | v8 | TRUE
https://raw.githubusercontent.com/mrc-ide/global-lmic-reports/master/AFG/projections.csv | 2021-06-15 | infections | 42425.63 | 44497.84 | 46148.3 | 46340.34 | 48040.54 | 50910.62 | Surged Maintain Status Quo | Afghanistan | AFG | 2022-01-02 | v8 | TRUE
https://raw.githubusercontent.com/mrc-ide/global-lmic-reports/master/AFG/projections.csv | 2021-06-15 | deaths | 29.2 | 32.08 | 32.81 | 32.84 | 33.7 | 36.44 | Surged Maintain Status Quo | Afghanistan | AFG | 2022-01-02 | v8 | TRUE
https://raw.githubusercontent.com/mrc-ide/global-lmic-reports/master/AFG/projections.csv | 2021-06-15 | hospital_demand | 1502.34 | 1646.5 | 1685.94 | 1687.18 | 1732.46 | 1881.2 | Surged Maintain Status Quo | Afghanistan | AFG | 2022-01-02 | v8 | TRUE
https://raw.githubusercontent.com/mrc-ide/global-lmic-reports/master/AFG/projections.csv | 2021-06-15 | ICU_demand | 585.89 | 643.28 | 657.54 | 658.29 | 675.18 | 731.59 | Surged Maintain Status Quo | Afghanistan | AFG | 2022-01-02 | v8 | TRUE
https://raw.githubusercontent.com/mrc-ide/global-lmic-reports/master/AFG/projections.csv | 2021-06-15 | hospital_incidence | 211.08 | 227.2 | 234.16 | 234.66 | 241.92 | 260.68 | Surged Maintain Status Quo | Afghanistan | AFG | 2022-01-02 | v8 | TRUE
https://raw.githubusercontent.com/mrc-ide/global-lmic-reports/master/AFG/projections.csv | 2021-06-15 | ICU_incidence | 66.24 | 71.29 | 73.47 | 73.63 | 75.9 | 81.78 | Surged Maintain Status Quo | Afghanistan | AFG | 2022-01-02 | v8 | TRUE
https://raw.githubusercontent.com/mrc-ide/global-lmic-reports/master/AFG/projections.csv | 2021-06-15 | prevalence | 246272.66 | 260634.22 | 268674.13 | 269520.85 | 279765.66 | 294842.61 | Surged Maintain Status Quo | Afghanistan | AFG | 2022-01-02 | v8 | TRUE
https://raw.githubusercontent.com/mrc-ide/global-lmic-reports/master/AFG/projections.csv | 2021-06-15 | cumulative_infections | 2054372.08 | 2128758.5 | 2173761.21 | 2170648.57 | 2205838.16 | 2308583.17 | Surged Maintain Status Quo | Afghanistan | AFG | 2022-01-02 | v8 | TRUE
https://raw.githubusercontent.com/mrc-ide/global-lmic-reports/master/AFG/projections.csv | 2021-06-15 | cumulative_deaths | 3027.85 | 3114.35 | 3186.11 | 3186.55 | 3256.23 | 3362.69 | Surged Maintain Status Quo | Afghanistan | AFG | 2022-01-02 | v8 | TRUE
https://raw.githubusercontent.com/mrc-ide/global-lmic-reports/master/AFG/projections.csv | 2021-06-15 | Rt | 1.34 | 1.36 | 1.38 | 1.38 | 1.39 | 1.41 | Surged Maintain Status Quo | Afghanistan | AFG | 2022-01-02 | v8 | TRUE
https://raw.githubusercontent.com/mrc-ide/global-lmic-reports/master/AFG/projections.csv | 2021-06-15 | Reff | 1.23 | 1.25 | 1.27 | 1.27 | 1.28 | 1.3 | Surged Maintain Status Quo | Afghanistan | AFG | 2022-01-02 | v8 | TRUE
https://raw.githubusercontent.com/mrc-ide/global-lmic-reports/master/AFG/projections.csv | 2021-06-15 | infections | 42425.63 | 44497.84 | 46148.3 | 46340.34 | 48040.54 | 50910.62 | Surged Optimistic | Afghanistan | AFG | 2022-01-02 | v8 | TRUE
https://raw.githubusercontent.com/mrc-ide/global-lmic-reports/master/AFG/projections.csv | 2021-06-15 | deaths | 29.2 | 32.08 | 32.81 | 32.84 | 33.7 | 36.44 | Surged Optimistic | Afghanistan | AFG | 2022-01-02 | v8 | TRUE
https://raw.githubusercontent.com/mrc-ide/global-lmic-reports/master/AFG/projections.csv | 2021-06-15 | hospital_demand | 1502.34 | 1646.5 | 1685.94 | 1687.18 | 1732.46 | 1881.2 | Surged Optimistic | Afghanistan | AFG | 2022-01-02 | v8 | TRUE
https://raw.githubusercontent.com/mrc-ide/global-lmic-reports/master/AFG/projections.csv | 2021-06-15 | ICU_demand | 585.89 | 643.28 | 657.54 | 658.29 | 675.18 | 731.59 | Surged Optimistic | Afghanistan | AFG | 2022-01-02 | v8 | TRUE
https://raw.githubusercontent.com/mrc-ide/global-lmic-reports/master/AFG/projections.csv | 2021-06-15 | hospital_incidence | 211.08 | 227.2 | 234.16 | 234.66 | 241.92 | 260.68 | Surged Optimistic | Afghanistan | AFG | 2022-01-02 | v8 | TRUE
https://raw.githubusercontent.com/mrc-ide/global-lmic-reports/master/AFG/projections.csv | 2021-06-15 | ICU_incidence | 66.24 | 71.29 | 73.47 | 73.63 | 75.9 | 81.78 | Surged Optimistic | Afghanistan | AFG | 2022-01-02 | v8 | TRUE
https://raw.githubusercontent.com/mrc-ide/global-lmic-reports/master/AFG/projections.csv | 2021-06-15 | prevalence | 246272.66 | 260634.22 | 268674.13 | 269520.85 | 279765.66 | 294842.61 | Surged Optimistic | Afghanistan | AFG | 2022-01-02 | v8 | TRUE
https://raw.githubusercontent.com/mrc-ide/global-lmic-reports/master/AFG/projections.csv | 2021-06-15 | cumulative_infections | 2054372.08 | 2128758.5 | 2173761.21 | 2170648.57 | 2205838.16 | 2308583.17 | Surged Optimistic | Afghanistan | AFG | 2022-01-02 | v8 | TRUE
https://raw.githubusercontent.com/mrc-ide/global-lmic-reports/master/AFG/projections.csv | 2021-06-15 | cumulative_deaths | 3027.85 | 3114.35 | 3186.11 | 3186.55 | 3256.23 | 3362.69 | Surged Optimistic | Afghanistan | AFG | 2022-01-02 | v8 | TRUE
https://raw.githubusercontent.com/mrc-ide/global-lmic-reports/master/AFG/projections.csv | 2021-06-15 | Rt | 1.34 | 1.36 | 1.38 | 1.38 | 1.39 | 1.41 | Surged Optimistic | Afghanistan | AFG | 2022-01-02 | v8 | TRUE
https://raw.githubusercontent.com/mrc-ide/global-lmic-reports/master/AFG/projections.csv | 2021-06-15 | Reff | 1.23 | 1.25 | 1.27 | 1.27 | 1.28 | 1.3 | Surged Optimistic | Afghanistan | AFG | 2022-01-02 | v8 | TRUE
https://raw.githubusercontent.com/mrc-ide/global-lmic-reports/master/AFG/projections.csv | 2021-06-15 | infections | 42425.63 | 44497.84 | 46148.3 | 46340.34 | 48040.54 | 50910.62 | Surged Pessimistic | Afghanistan | AFG | 2022-01-02 | v8 | TRUE
https://raw.githubusercontent.com/mrc-ide/global-lmic-reports/master/AFG/projections.csv | 2021-06-15 | deaths | 29.2 | 32.08 | 32.81 | 32.84 | 33.7 | 36.44 | Surged Pessimistic | Afghanistan | AFG | 2022-01-02 | v8 | TRUE
https://raw.githubusercontent.com/mrc-ide/global-lmic-reports/master/AFG/projections.csv | 2021-06-15 | hospital_demand | 1502.34 | 1646.5 | 1685.94 | 1687.18 | 1732.46 | 1881.2 | Surged Pessimistic | Afghanistan | AFG | 2022-01-02 | v8 | TRUE
https://raw.githubusercontent.com/mrc-ide/global-lmic-reports/master/AFG/projections.csv | 2021-06-15 | ICU_demand | 585.89 | 643.28 | 657.54 | 658.29 | 675.18 | 731.59 | Surged Pessimistic | Afghanistan | AFG | 2022-01-02 | v8 | TRUE
https://raw.githubusercontent.com/mrc-ide/global-lmic-reports/master/AFG/projections.csv | 2021-06-15 | hospital_incidence | 211.08 | 227.2 | 234.16 | 234.66 | 241.92 | 260.68 | Surged Pessimistic | Afghanistan | AFG | 2022-01-02 | v8 | TRUE
https://raw.githubusercontent.com/mrc-ide/global-lmic-reports/master/AFG/projections.csv | 2021-06-15 | ICU_incidence | 66.24 | 71.29 | 73.47 | 73.63 | 75.9 | 81.78 | Surged Pessimistic | Afghanistan | AFG | 2022-01-02 | v8 | TRUE
https://raw.githubusercontent.com/mrc-ide/global-lmic-reports/master/AFG/projections.csv | 2021-06-15 | prevalence | 246272.66 | 260634.22 | 268674.13 | 269520.85 | 279765.66 | 294842.61 | Surged Pessimistic | Afghanistan | AFG | 2022-01-02 | v8 | TRUE
https://raw.githubusercontent.com/mrc-ide/global-lmic-reports/master/AFG/projections.csv | 2021-06-15 | cumulative_infections | 2054372.08 | 2128758.5 | 2173761.21 | 2170648.57 | 2205838.16 | 2308583.17 | Surged Pessimistic | Afghanistan | AFG | 2022-01-02 | v8 | TRUE
https://raw.githubusercontent.com/mrc-ide/global-lmic-reports/master/AFG/projections.csv | 2021-06-15 | cumulative_deaths | 3027.85 | 3114.35 | 3186.11 | 3186.55 | 3256.23 | 3362.69 | Surged Pessimistic | Afghanistan | AFG | 2022-01-02 | v8 | TRUE
https://raw.githubusercontent.com/mrc-ide/global-lmic-reports/master/AFG/projections.csv | 2021-06-15 | Rt | 1.34 | 1.36 | 1.38 | 1.38 | 1.39 | 1.41 | Surged Pessimistic | Afghanistan | AFG | 2022-01-02 | v8 | TRUE
https://raw.githubusercontent.com/mrc-ide/global-lmic-reports/master/AFG/projections.csv | 2021-06-15 | Reff | 1.23 | 1.25 | 1.27 | 1.27 | 1.28 | 1.3 | Surged Pessimistic | Afghanistan | AFG | 2022-01-02 | v8 | TRUE
https://raw.githubusercontent.com/mrc-ide/global-lmic-reports/master/AFG/projections.csv | 2021-06-15 | infections | 42425.63 | 44497.84 | 46148.3 | 46340.34 | 48040.54 | 50910.62 | Surged Relax Interventions 50% | Afghanistan | AFG | 2022-01-02 | v8 | TRUE
https://raw.githubusercontent.com/mrc-ide/global-lmic-reports/master/AFG/projections.csv | 2021-06-15 | deaths | 29.2 | 32.08 | 32.81 | 32.84 | 33.7 | 36.44 | Surged Relax Interventions 50% | Afghanistan | AFG | 2022-01-02 | v8 | TRUE
https://raw.githubusercontent.com/mrc-ide/global-lmic-reports/master/AFG/projections.csv | 2021-06-15 | hospital_demand | 1502.34 | 1646.5 | 1685.94 | 1687.18 | 1732.46 | 1881.2 | Surged Relax Interventions 50% | Afghanistan | AFG | 2022-01-02 | v8 | TRUE
https://raw.githubusercontent.com/mrc-ide/global-lmic-reports/master/AFG/projections.csv | 2021-06-15 | ICU_demand | 585.89 | 643.28 | 657.54 | 658.29 | 675.18 | 731.59 | Surged Relax Interventions 50% | Afghanistan | AFG | 2022-01-02 | v8 | TRUE
https://raw.githubusercontent.com/mrc-ide/global-lmic-reports/master/AFG/projections.csv | 2021-06-15 | hospital_incidence | 211.08 | 227.2 | 234.16 | 234.66 | 241.92 | 260.68 | Surged Relax Interventions 50% | Afghanistan | AFG | 2022-01-02 | v8 | TRUE
https://raw.githubusercontent.com/mrc-ide/global-lmic-reports/master/AFG/projections.csv | 2021-06-15 | ICU_incidence | 66.24 | 71.29 | 73.47 | 73.63 | 75.9 | 81.78 | Surged Relax Interventions 50% | Afghanistan | AFG | 2022-01-02 | v8 | TRUE
https://raw.githubusercontent.com/mrc-ide/global-lmic-reports/master/AFG/projections.csv | 2021-06-15 | prevalence | 246272.66 | 260634.22 | 268674.13 | 269520.85 | 279765.66 | 294842.61 | Surged Relax Interventions 50% | Afghanistan | AFG | 2022-01-02 | v8 | TRUE
https://raw.githubusercontent.com/mrc-ide/global-lmic-reports/master/AFG/projections.csv | 2021-06-15 | cumulative_infections | 2054372.08 | 2128758.5 | 2173761.21 | 2170648.57 | 2205838.16 | 2308583.17 | Surged Relax Interventions 50% | Afghanistan | AFG | 2022-01-02 | v8 | TRUE
https://raw.githubusercontent.com/mrc-ide/global-lmic-reports/master/AFG/projections.csv | 2021-06-15 | cumulative_deaths | 3027.85 | 3114.35 | 3186.11 | 3186.55 | 3256.23 | 3362.69 | Surged Relax Interventions 50% | Afghanistan | AFG | 2022-01-02 | v8 | TRUE
https://raw.githubusercontent.com/mrc-ide/global-lmic-reports/master/AFG/projections.csv | 2021-06-15 | Rt | 1.34 | 1.36 | 1.38 | 1.38 | 1.39 | 1.41 | Surged Relax Interventions 50% | Afghanistan | AFG | 2022-01-02 | v8 | TRUE
https://raw.githubusercontent.com/mrc-ide/global-lmic-reports/master/AFG/projections.csv | 2021-06-15 | Reff | 1.23 | 1.25 | 1.27 | 1.27 | 1.28 | 1.3 | Surged Relax Interventions 50% | Afghanistan | AFG | 2022-01-02 | v8 | TRUE
https://raw.githubusercontent.com/mrc-ide/global-lmic-reports/master/AFG/projections.csv | 2021-06-16 | infections | 42243.93 | 45499.3 | 47537.22 | 47599.19 | 49388.62 | 52992.46 | Additional 50% Reduction | Afghanistan | AFG | 2022-01-02 | v8 | TRUE
https://raw.githubusercontent.com/mrc-ide/global-lmic-reports/master/AFG/projections.csv | 2021-06-16 | deaths | 62.32 | 67.2 | 70.34 | 70.45 | 73.19 | 80.81 | Additional 50% Reduction | Afghanistan | AFG | 2022-01-02 | v8 | TRUE
https://raw.githubusercontent.com/mrc-ide/global-lmic-reports/master/AFG/projections.csv | 2021-06-16 | hospital_demand | 1578.16 | 1683.41 | 1751.13 | 1752.51 | 1818.45 | 1972.58 | Additional 50% Reduction | Afghanistan | AFG | 2022-01-02 | v8 | TRUE
https://raw.githubusercontent.com/mrc-ide/global-lmic-reports/master/AFG/projections.csv | 2021-06-16 | ICU_demand | 341.94 | 347.74 | 351.38 | 351.57 | 354.74 | 363.7 | Additional 50% Reduction | Afghanistan | AFG | 2022-01-02 | v8 | TRUE
https://raw.githubusercontent.com/mrc-ide/global-lmic-reports/master/AFG/projections.csv | 2021-06-16 | hospital_incidence | 220.64 | 236.63 | 244.98 | 245.9 | 254.09 | 277.23 | Additional 50% Reduction | Afghanistan | AFG | 2022-01-02 | v8 | TRUE
https://raw.githubusercontent.com/mrc-ide/global-lmic-reports/master/AFG/projections.csv | 2021-06-16 | ICU_incidence | 69.23 | 74.25 | 76.86 | 77.15 | 79.72 | 86.97 | Additional 50% Reduction | Afghanistan | AFG | 2022-01-02 | v8 | TRUE
https://raw.githubusercontent.com/mrc-ide/global-lmic-reports/master/AFG/projections.csv | 2021-06-16 | prevalence | 251896.19 | 271543.63 | 281527.42 | 282064.39 | 292669.41 | 316265.65 | Additional 50% Reduction | Afghanistan | AFG | 2022-01-02 | v8 | TRUE
https://raw.githubusercontent.com/mrc-ide/global-lmic-reports/master/AFG/projections.csv | 2021-06-16 | cumulative_infections | 2081791.63 | 2178533.87 | 2236968.05 | 2237559.69 | 2286861.56 | 2446290.14 | Additional 50% Reduction | Afghanistan | AFG | 2022-01-02 | v8 | TRUE
https://raw.githubusercontent.com/mrc-ide/global-lmic-reports/master/AFG/projections.csv | 2021-06-16 | cumulative_deaths | 3376.83 | 3562.51 | 3642.59 | 3666.34 | 3764.6 | 4065.02 | Additional 50% Reduction | Afghanistan | AFG | 2022-01-02 | v8 | TRUE
https://raw.githubusercontent.com/mrc-ide/global-lmic-reports/master/AFG/projections.csv | 2021-06-16 | Rt | 1.34 | 1.36 | 1.37 | 1.37 | 1.39 | 1.41 | Additional 50% Reduction | Afghanistan | AFG | 2022-01-02 | v8 | TRUE
https://raw.githubusercontent.com/mrc-ide/global-lmic-reports/master/AFG/projections.csv | 2021-06-16 | Reff | 1.23 | 1.25 | 1.26 | 1.26 | 1.27 | 1.29 | Additional 50% Reduction | Afghanistan | AFG | 2022-01-02 | v8 | TRUE
https://raw.githubusercontent.com/mrc-ide/global-lmic-reports/master/AFG/projections.csv | 2021-06-16 | infections | 42243.93 | 45499.3 | 47537.22 | 47599.19 | 49388.62 | 52992.46 | Maintain Status Quo | Afghanistan | AFG | 2022-01-02 | v8 | TRUE
https://raw.githubusercontent.com/mrc-ide/global-lmic-reports/master/AFG/projections.csv | 2021-06-16 | deaths | 62.32 | 67.2 | 70.34 | 70.45 | 73.19 | 80.81 | Maintain Status Quo | Afghanistan | AFG | 2022-01-02 | v8 | TRUE
https://raw.githubusercontent.com/mrc-ide/global-lmic-reports/master/AFG/projections.csv | 2021-06-16 | hospital_demand | 1578.16 | 1683.41 | 1751.13 | 1752.51 | 1818.45 | 1972.58 | Maintain Status Quo | Afghanistan | AFG | 2022-01-02 | v8 | TRUE
https://raw.githubusercontent.com/mrc-ide/global-lmic-reports/master/AFG/projections.csv | 2021-06-16 | ICU_demand | 341.94 | 347.74 | 351.38 | 351.57 | 354.74 | 363.7 | Maintain Status Quo | Afghanistan | AFG | 2022-01-02 | v8 | TRUE
https://raw.githubusercontent.com/mrc-ide/global-lmic-reports/master/AFG/projections.csv | 2021-06-16 | hospital_incidence | 220.64 | 236.63 | 244.98 | 245.9 | 254.09 | 277.23 | Maintain Status Quo | Afghanistan | AFG | 2022-01-02 | v8 | TRUE
https://raw.githubusercontent.com/mrc-ide/global-lmic-reports/master/AFG/projections.csv | 2021-06-16 | ICU_incidence | 69.23 | 74.25 | 76.86 | 77.15 | 79.72 | 86.97 | Maintain Status Quo | Afghanistan | AFG | 2022-01-02 | v8 | TRUE
https://raw.githubusercontent.com/mrc-ide/global-lmic-reports/master/AFG/projections.csv | 2021-06-16 | prevalence | 251896.19 | 271543.63 | 281527.42 | 282064.39 | 292669.41 | 316265.65 | Maintain Status Quo | Afghanistan | AFG | 2022-01-02 | v8 | TRUE
https://raw.githubusercontent.com/mrc-ide/global-lmic-reports/master/AFG/projections.csv | 2021-06-16 | cumulative_infections | 2081791.63 | 2178533.87 | 2236968.05 | 2237559.69 | 2286861.56 | 2446290.14 | Maintain Status Quo | Afghanistan | AFG | 2022-01-02 | v8 | TRUE
https://raw.githubusercontent.com/mrc-ide/global-lmic-reports/master/AFG/projections.csv | 2021-06-16 | cumulative_deaths | 3376.83 | 3562.51 | 3642.59 | 3666.34 | 3764.6 | 4065.02 | Maintain Status Quo | Afghanistan | AFG | 2022-01-02 | v8 | TRUE
https://raw.githubusercontent.com/mrc-ide/global-lmic-reports/master/AFG/projections.csv | 2021-06-16 | Rt | 1.34 | 1.36 | 1.37 | 1.37 | 1.39 | 1.41 | Maintain Status Quo | Afghanistan | AFG | 2022-01-02 | v8 | TRUE
https://raw.githubusercontent.com/mrc-ide/global-lmic-reports/master/AFG/projections.csv | 2021-06-16 | Reff | 1.23 | 1.25 | 1.26 | 1.26 | 1.27 | 1.29 | Maintain Status Quo | Afghanistan | AFG | 2022-01-02 | v8 | TRUE
https://raw.githubusercontent.com/mrc-ide/global-lmic-reports/master/AFG/projections.csv | 2021-06-16 | infections | 42243.93 | 45499.3 | 47537.22 | 47599.19 | 49388.62 | 52992.46 | Optimistic | Afghanistan | AFG | 2022-01-02 | v8 | TRUE
https://raw.githubusercontent.com/mrc-ide/global-lmic-reports/master/AFG/projections.csv | 2021-06-16 | deaths | 62.32 | 67.2 | 70.34 | 70.45 | 73.19 | 80.81 | Optimistic | Afghanistan | AFG | 2022-01-02 | v8 | TRUE
https://raw.githubusercontent.com/mrc-ide/global-lmic-reports/master/AFG/projections.csv | 2021-06-16 | hospital_demand | 1578.16 | 1683.41 | 1751.13 | 1752.51 | 1818.45 | 1972.58 | Optimistic | Afghanistan | AFG | 2022-01-02 | v8 | TRUE
https://raw.githubusercontent.com/mrc-ide/global-lmic-reports/master/AFG/projections.csv | 2021-06-16 | ICU_demand | 341.94 | 347.74 | 351.38 | 351.57 | 354.74 | 363.7 | Optimistic | Afghanistan | AFG | 2022-01-02 | v8 | TRUE
https://raw.githubusercontent.com/mrc-ide/global-lmic-reports/master/AFG/projections.csv | 2021-06-16 | hospital_incidence | 220.64 | 236.63 | 244.98 | 245.9 | 254.09 | 277.23 | Optimistic | Afghanistan | AFG | 2022-01-02 | v8 | TRUE
https://raw.githubusercontent.com/mrc-ide/global-lmic-reports/master/AFG/projections.csv | 2021-06-16 | ICU_incidence | 69.23 | 74.25 | 76.86 | 77.15 | 79.72 | 86.97 | Optimistic | Afghanistan | AFG | 2022-01-02 | v8 | TRUE
https://raw.githubusercontent.com/mrc-ide/global-lmic-reports/master/AFG/projections.csv | 2021-06-16 | prevalence | 251896.19 | 271543.63 | 281527.42 | 282064.39 | 292669.41 | 316265.65 | Optimistic | Afghanistan | AFG | 2022-01-02 | v8 | TRUE
https://raw.githubusercontent.com/mrc-ide/global-lmic-reports/master/AFG/projections.csv | 2021-06-16 | cumulative_infections | 2081791.63 | 2178533.87 | 2236968.05 | 2237559.69 | 2286861.56 | 2446290.14 | Optimistic | Afghanistan | AFG | 2022-01-02 | v8 | TRUE
https://raw.githubusercontent.com/mrc-ide/global-lmic-reports/master/AFG/projections.csv | 2021-06-16 | cumulative_deaths | 3376.83 | 3562.51 | 3642.59 | 3666.34 | 3764.6 | 4065.02 | Optimistic | Afghanistan | AFG | 2022-01-02 | v8 | TRUE
https://raw.githubusercontent.com/mrc-ide/global-lmic-reports/master/AFG/projections.csv | 2021-06-16 | Rt | 1.34 | 1.36 | 1.37 | 1.37 | 1.39 | 1.41 | Optimistic | Afghanistan | AFG | 2022-01-02 | v8 | TRUE
https://raw.githubusercontent.com/mrc-ide/global-lmic-reports/master/AFG/projections.csv | 2021-06-16 | Reff | 1.23 | 1.25 | 1.26 | 1.26 | 1.27 | 1.29 | Optimistic | Afghanistan | AFG | 2022-01-02 | v8 | TRUE
https://raw.githubusercontent.com/mrc-ide/global-lmic-reports/master/AFG/projections.csv | 2021-06-16 | infections | 42243.93 | 45499.3 | 47537.22 | 47599.19 | 49388.62 | 52992.46 | Pessimistic | Afghanistan | AFG | 2022-01-02 | v8 | TRUE
https://raw.githubusercontent.com/mrc-ide/global-lmic-reports/master/AFG/projections.csv | 2021-06-16 | deaths | 62.32 | 67.2 | 70.34 | 70.45 | 73.19 | 80.81 | Pessimistic | Afghanistan | AFG | 2022-01-02 | v8 | TRUE
https://raw.githubusercontent.com/mrc-ide/global-lmic-reports/master/AFG/projections.csv | 2021-06-16 | hospital_demand | 1578.16 | 1683.41 | 1751.13 | 1752.51 | 1818.45 | 1972.58 | Pessimistic | Afghanistan | AFG | 2022-01-02 | v8 | TRUE
https://raw.githubusercontent.com/mrc-ide/global-lmic-reports/master/AFG/projections.csv | 2021-06-16 | ICU_demand | 341.94 | 347.74 | 351.38 | 351.57 | 354.74 | 363.7 | Pessimistic | Afghanistan | AFG | 2022-01-02 | v8 | TRUE
https://raw.githubusercontent.com/mrc-ide/global-lmic-reports/master/AFG/projections.csv | 2021-06-16 | hospital_incidence | 220.64 | 236.63 | 244.98 | 245.9 | 254.09 | 277.23 | Pessimistic | Afghanistan | AFG | 2022-01-02 | v8 | TRUE
https://raw.githubusercontent.com/mrc-ide/global-lmic-reports/master/AFG/projections.csv | 2021-06-16 | ICU_incidence | 69.23 | 74.25 | 76.86 | 77.15 | 79.72 | 86.97 | Pessimistic | Afghanistan | AFG | 2022-01-02 | v8 | TRUE
https://raw.githubusercontent.com/mrc-ide/global-lmic-reports/master/AFG/projections.csv | 2021-06-16 | prevalence | 251896.19 | 271543.63 | 281527.42 | 282064.39 | 292669.41 | 316265.65 | Pessimistic | Afghanistan | AFG | 2022-01-02 | v8 | TRUE
https://raw.githubusercontent.com/mrc-ide/global-lmic-reports/master/AFG/projections.csv | 2021-06-16 | cumulative_infections | 2081791.63 | 2178533.87 | 2236968.05 | 2237559.69 | 2286861.56 | 2446290.14 | Pessimistic | Afghanistan | AFG | 2022-01-02 | v8 | TRUE
https://raw.githubusercontent.com/mrc-ide/global-lmic-reports/master/AFG/projections.csv | 2021-06-16 | cumulative_deaths | 3376.83 | 3562.51 | 3642.59 | 3666.34 | 3764.6 | 4065.02 | Pessimistic | Afghanistan | AFG | 2022-01-02 | v8 | TRUE
https://raw.githubusercontent.com/mrc-ide/global-lmic-reports/master/AFG/projections.csv | 2021-06-16 | Rt | 1.34 | 1.36 | 1.37 | 1.37 | 1.39 | 1.41 | Pessimistic | Afghanistan | AFG | 2022-01-02 | v8 | TRUE
https://raw.githubusercontent.com/mrc-ide/global-lmic-reports/master/AFG/projections.csv | 2021-06-16 | Reff | 1.23 | 1.25 | 1.26 | 1.26 | 1.27 | 1.29 | Pessimistic | Afghanistan | AFG | 2022-01-02 | v8 | TRUE
https://raw.githubusercontent.com/mrc-ide/global-lmic-reports/master/AFG/projections.csv | 2021-06-16 | infections | 42243.93 | 45499.3 | 47537.22 | 47599.19 | 49388.62 | 52992.46 | Relax Interventions 50% | Afghanistan | AFG | 2022-01-02 | v8 | TRUE
https://raw.githubusercontent.com/mrc-ide/global-lmic-reports/master/AFG/projections.csv | 2021-06-16 | deaths | 62.32 | 67.2 | 70.34 | 70.45 | 73.19 | 80.81 | Relax Interventions 50% | Afghanistan | AFG | 2022-01-02 | v8 | TRUE
https://raw.githubusercontent.com/mrc-ide/global-lmic-reports/master/AFG/projections.csv | 2021-06-16 | hospital_demand | 1578.16 | 1683.41 | 1751.13 | 1752.51 | 1818.45 | 1972.58 | Relax Interventions 50% | Afghanistan | AFG | 2022-01-02 | v8 | TRUE
https://raw.githubusercontent.com/mrc-ide/global-lmic-reports/master/AFG/projections.csv | 2021-06-16 | ICU_demand | 341.94 | 347.74 | 351.38 | 351.57 | 354.74 | 363.7 | Relax Interventions 50% | Afghanistan | AFG | 2022-01-02 | v8 | TRUE
https://raw.githubusercontent.com/mrc-ide/global-lmic-reports/master/AFG/projections.csv | 2021-06-16 | hospital_incidence | 220.64 | 236.63 | 244.98 | 245.9 | 254.09 | 277.23 | Relax Interventions 50% | Afghanistan | AFG | 2022-01-02 | v8 | TRUE
https://raw.githubusercontent.com/mrc-ide/global-lmic-reports/master/AFG/projections.csv | 2021-06-16 | ICU_incidence | 69.23 | 74.25 | 76.86 | 77.15 | 79.72 | 86.97 | Relax Interventions 50% | Afghanistan | AFG | 2022-01-02 | v8 | TRUE
https://raw.githubusercontent.com/mrc-ide/global-lmic-reports/master/AFG/projections.csv | 2021-06-16 | prevalence | 251896.19 | 271543.63 | 281527.42 | 282064.39 | 292669.41 | 316265.65 | Relax Interventions 50% | Afghanistan | AFG | 2022-01-02 | v8 | TRUE
https://raw.githubusercontent.com/mrc-ide/global-lmic-reports/master/AFG/projections.csv | 2021-06-16 | cumulative_infections | 2081791.63 | 2178533.87 | 2236968.05 | 2237559.69 | 2286861.56 | 2446290.14 | Relax Interventions 50% | Afghanistan | AFG | 2022-01-02 | v8 | TRUE
https://raw.githubusercontent.com/mrc-ide/global-lmic-reports/master/AFG/projections.csv | 2021-06-16 | cumulative_deaths | 3376.83 | 3562.51 | 3642.59 | 3666.34 | 3764.6 | 4065.02 | Relax Interventions 50% | Afghanistan | AFG | 2022-01-02 | v8 | TRUE
https://raw.githubusercontent.com/mrc-ide/global-lmic-reports/master/AFG/projections.csv | 2021-06-16 | Rt | 1.34 | 1.36 | 1.37 | 1.37 | 1.39 | 1.41 | Relax Interventions 50% | Afghanistan | AFG | 2022-01-02 | v8 | TRUE
https://raw.githubusercontent.com/mrc-ide/global-lmic-reports/master/AFG/projections.csv | 2021-06-16 | Reff | 1.23 | 1.25 | 1.26 | 1.26 | 1.27 | 1.29 | Relax Interventions 50% | Afghanistan | AFG | 2022-01-02 | v8 | TRUE
https://raw.githubusercontent.com/mrc-ide/global-lmic-reports/master/AFG/projections.csv | 2021-06-16 | infections | 42833.34 | 45643.86 | 46921.26 | 47113.15 | 48746.68 | 51783.88 | Surged Additional 50% Reduction | Afghanistan | AFG | 2022-01-02 | v8 | TRUE
https://raw.githubusercontent.com/mrc-ide/global-lmic-reports/master/AFG/projections.csv | 2021-06-16 | deaths | 30.58 | 33.61 | 34.3 | 34.38 | 35.28 | 38.2 | Surged Additional 50% Reduction | Afghanistan | AFG | 2022-01-02 | v8 | TRUE
https://raw.githubusercontent.com/mrc-ide/global-lmic-reports/master/AFG/projections.csv | 2021-06-16 | hospital_demand | 1569.61 | 1713.44 | 1756.64 | 1761.18 | 1808.03 | 1963.15 | Surged Additional 50% Reduction | Afghanistan | AFG | 2022-01-02 | v8 | TRUE
https://raw.githubusercontent.com/mrc-ide/global-lmic-reports/master/AFG/projections.csv | 2021-06-16 | ICU_demand | 612.86 | 671.25 | 687.19 | 688.06 | 705.64 | 764.83 | Surged Additional 50% Reduction | Afghanistan | AFG | 2022-01-02 | v8 | TRUE
https://raw.githubusercontent.com/mrc-ide/global-lmic-reports/master/AFG/projections.csv | 2021-06-16 | hospital_incidence | 219.65 | 235.96 | 242.7 | 243.26 | 251.14 | 269.09 | Surged Additional 50% Reduction | Afghanistan | AFG | 2022-01-02 | v8 | TRUE
https://raw.githubusercontent.com/mrc-ide/global-lmic-reports/master/AFG/projections.csv | 2021-06-16 | ICU_incidence | 68.93 | 74.04 | 76.15 | 76.32 | 78.8 | 84.41 | Surged Additional 50% Reduction | Afghanistan | AFG | 2022-01-02 | v8 | TRUE
https://raw.githubusercontent.com/mrc-ide/global-lmic-reports/master/AFG/projections.csv | 2021-06-16 | prevalence | 256157.48 | 269578.18 | 278707.4 | 279453.31 | 290234.97 | 305823.03 | Surged Additional 50% Reduction | Afghanistan | AFG | 2022-01-02 | v8 | TRUE
https://raw.githubusercontent.com/mrc-ide/global-lmic-reports/master/AFG/projections.csv | 2021-06-16 | cumulative_infections | 2098482.66 | 2175294.57 | 2222917.59 | 2217761.71 | 2253423.02 | 2358751.57 | Surged Additional 50% Reduction | Afghanistan | AFG | 2022-01-02 | v8 | TRUE
https://raw.githubusercontent.com/mrc-ide/global-lmic-reports/master/AFG/projections.csv | 2021-06-16 | cumulative_deaths | 3062.29 | 3148.26 | 3220.77 | 3220.93 | 3290.53 | 3396.99 | Surged Additional 50% Reduction | Afghanistan | AFG | 2022-01-02 | v8 | TRUE
https://raw.githubusercontent.com/mrc-ide/global-lmic-reports/master/AFG/projections.csv | 2021-06-16 | Rt | 1.34 | 1.36 | 1.37 | 1.37 | 1.39 | 1.41 | Surged Additional 50% Reduction | Afghanistan | AFG | 2022-01-02 | v8 | TRUE
https://raw.githubusercontent.com/mrc-ide/global-lmic-reports/master/AFG/projections.csv | 2021-06-16 | Reff | 1.22 | 1.25 | 1.26 | 1.26 | 1.27 | 1.29 | Surged Additional 50% Reduction | Afghanistan | AFG | 2022-01-02 | v8 | TRUE
https://raw.githubusercontent.com/mrc-ide/global-lmic-reports/master/AFG/projections.csv | 2021-06-16 | infections | 42833.34 | 45643.86 | 46921.26 | 47113.15 | 48746.68 | 51783.88 | Surged Maintain Status Quo | Afghanistan | AFG | 2022-01-02 | v8 | TRUE
https://raw.githubusercontent.com/mrc-ide/global-lmic-reports/master/AFG/projections.csv | 2021-06-16 | deaths | 30.58 | 33.61 | 34.3 | 34.38 | 35.28 | 38.2 | Surged Maintain Status Quo | Afghanistan | AFG | 2022-01-02 | v8 | TRUE
https://raw.githubusercontent.com/mrc-ide/global-lmic-reports/master/AFG/projections.csv | 2021-06-16 | hospital_demand | 1569.61 | 1713.44 | 1756.64 | 1761.18 | 1808.03 | 1963.15 | Surged Maintain Status Quo | Afghanistan | AFG | 2022-01-02 | v8 | TRUE
https://raw.githubusercontent.com/mrc-ide/global-lmic-reports/master/AFG/projections.csv | 2021-06-16 | ICU_demand | 612.86 | 671.25 | 687.19 | 688.06 | 705.64 | 764.83 | Surged Maintain Status Quo | Afghanistan | AFG | 2022-01-02 | v8 | TRUE
https://raw.githubusercontent.com/mrc-ide/global-lmic-reports/master/AFG/projections.csv | 2021-06-16 | hospital_incidence | 219.65 | 235.96 | 242.7 | 243.26 | 251.14 | 269.09 | Surged Maintain Status Quo | Afghanistan | AFG | 2022-01-02 | v8 | TRUE
https://raw.githubusercontent.com/mrc-ide/global-lmic-reports/master/AFG/projections.csv | 2021-06-16 | ICU_incidence | 68.93 | 74.04 | 76.15 | 76.32 | 78.8 | 84.41 | Surged Maintain Status Quo | Afghanistan | AFG | 2022-01-02 | v8 | TRUE
https://raw.githubusercontent.com/mrc-ide/global-lmic-reports/master/AFG/projections.csv | 2021-06-16 | prevalence | 256157.48 | 269578.18 | 278707.4 | 279453.31 | 290234.97 | 305823.03 | Surged Maintain Status Quo | Afghanistan | AFG | 2022-01-02 | v8 | TRUE
https://raw.githubusercontent.com/mrc-ide/global-lmic-reports/master/AFG/projections.csv | 2021-06-16 | cumulative_infections | 2098482.66 | 2175294.57 | 2222917.59 | 2217761.71 | 2253423.02 | 2358751.57 | Surged Maintain Status Quo | Afghanistan | AFG | 2022-01-02 | v8 | TRUE
https://raw.githubusercontent.com/mrc-ide/global-lmic-reports/master/AFG/projections.csv | 2021-06-16 | cumulative_deaths | 3062.29 | 3148.26 | 3220.77 | 3220.93 | 3290.53 | 3396.99 | Surged Maintain Status Quo | Afghanistan | AFG | 2022-01-02 | v8 | TRUE
https://raw.githubusercontent.com/mrc-ide/global-lmic-reports/master/AFG/projections.csv | 2021-06-16 | Rt | 1.34 | 1.36 | 1.37 | 1.37 | 1.39 | 1.41 | Surged Maintain Status Quo | Afghanistan | AFG | 2022-01-02 | v8 | TRUE
https://raw.githubusercontent.com/mrc-ide/global-lmic-reports/master/AFG/projections.csv | 2021-06-16 | Reff | 1.22 | 1.25 | 1.26 | 1.26 | 1.27 | 1.29 | Surged Maintain Status Quo | Afghanistan | AFG | 2022-01-02 | v8 | TRUE
https://raw.githubusercontent.com/mrc-ide/global-lmic-reports/master/AFG/projections.csv | 2021-06-16 | infections | 42833.34 | 45643.86 | 46921.26 | 47113.15 | 48746.68 | 51783.88 | Surged Optimistic | Afghanistan | AFG | 2022-01-02 | v8 | TRUE
https://raw.githubusercontent.com/mrc-ide/global-lmic-reports/master/AFG/projections.csv | 2021-06-16 | deaths | 30.58 | 33.61 | 34.3 | 34.38 | 35.28 | 38.2 | Surged Optimistic | Afghanistan | AFG | 2022-01-02 | v8 | TRUE
https://raw.githubusercontent.com/mrc-ide/global-lmic-reports/master/AFG/projections.csv | 2021-06-16 | hospital_demand | 1569.61 | 1713.44 | 1756.64 | 1761.18 | 1808.03 | 1963.15 | Surged Optimistic | Afghanistan | AFG | 2022-01-02 | v8 | TRUE
https://raw.githubusercontent.com/mrc-ide/global-lmic-reports/master/AFG/projections.csv | 2021-06-16 | ICU_demand | 612.86 | 671.25 | 687.19 | 688.06 | 705.64 | 764.83 | Surged Optimistic | Afghanistan | AFG | 2022-01-02 | v8 | TRUE
https://raw.githubusercontent.com/mrc-ide/global-lmic-reports/master/AFG/projections.csv | 2021-06-16 | hospital_incidence | 219.65 | 235.96 | 242.7 | 243.26 | 251.14 | 269.09 | Surged Optimistic | Afghanistan | AFG | 2022-01-02 | v8 | TRUE
https://raw.githubusercontent.com/mrc-ide/global-lmic-reports/master/AFG/projections.csv | 2021-06-16 | ICU_incidence | 68.93 | 74.04 | 76.15 | 76.32 | 78.8 | 84.41 | Surged Optimistic | Afghanistan | AFG | 2022-01-02 | v8 | TRUE
https://raw.githubusercontent.com/mrc-ide/global-lmic-reports/master/AFG/projections.csv | 2021-06-16 | prevalence | 256157.48 | 269578.18 | 278707.4 | 279453.31 | 290234.97 | 305823.03 | Surged Optimistic | Afghanistan | AFG | 2022-01-02 | v8 | TRUE
https://raw.githubusercontent.com/mrc-ide/global-lmic-reports/master/AFG/projections.csv | 2021-06-16 | cumulative_infections | 2098482.66 | 2175294.57 | 2222917.59 | 2217761.71 | 2253423.02 | 2358751.57 | Surged Optimistic | Afghanistan | AFG | 2022-01-02 | v8 | TRUE
https://raw.githubusercontent.com/mrc-ide/global-lmic-reports/master/AFG/projections.csv | 2021-06-16 | cumulative_deaths | 3062.29 | 3148.26 | 3220.77 | 3220.93 | 3290.53 | 3396.99 | Surged Optimistic | Afghanistan | AFG | 2022-01-02 | v8 | TRUE
https://raw.githubusercontent.com/mrc-ide/global-lmic-reports/master/AFG/projections.csv | 2021-06-16 | Rt | 1.34 | 1.36 | 1.37 | 1.37 | 1.39 | 1.41 | Surged Optimistic | Afghanistan | AFG | 2022-01-02 | v8 | TRUE
https://raw.githubusercontent.com/mrc-ide/global-lmic-reports/master/AFG/projections.csv | 2021-06-16 | Reff | 1.22 | 1.25 | 1.26 | 1.26 | 1.27 | 1.29 | Surged Optimistic | Afghanistan | AFG | 2022-01-02 | v8 | TRUE
https://raw.githubusercontent.com/mrc-ide/global-lmic-reports/master/AFG/projections.csv | 2021-06-16 | infections | 42833.34 | 45643.86 | 46921.26 | 47113.15 | 48746.68 | 51783.88 | Surged Pessimistic | Afghanistan | AFG | 2022-01-02 | v8 | TRUE
https://raw.githubusercontent.com/mrc-ide/global-lmic-reports/master/AFG/projections.csv | 2021-06-16 | deaths | 30.58 | 33.61 | 34.3 | 34.38 | 35.28 | 38.2 | Surged Pessimistic | Afghanistan | AFG | 2022-01-02 | v8 | TRUE
https://raw.githubusercontent.com/mrc-ide/global-lmic-reports/master/AFG/projections.csv | 2021-06-16 | hospital_demand | 1569.61 | 1713.44 | 1756.64 | 1761.18 | 1808.03 | 1963.15 | Surged Pessimistic | Afghanistan | AFG | 2022-01-02 | v8 | TRUE
https://raw.githubusercontent.com/mrc-ide/global-lmic-reports/master/AFG/projections.csv | 2021-06-16 | ICU_demand | 612.86 | 671.25 | 687.19 | 688.06 | 705.64 | 764.83 | Surged Pessimistic | Afghanistan | AFG | 2022-01-02 | v8 | TRUE
https://raw.githubusercontent.com/mrc-ide/global-lmic-reports/master/AFG/projections.csv | 2021-06-16 | hospital_incidence | 219.65 | 235.96 | 242.7 | 243.26 | 251.14 | 269.09 | Surged Pessimistic | Afghanistan | AFG | 2022-01-02 | v8 | TRUE
https://raw.githubusercontent.com/mrc-ide/global-lmic-reports/master/AFG/projections.csv | 2021-06-16 | ICU_incidence | 68.93 | 74.04 | 76.15 | 76.32 | 78.8 | 84.41 | Surged Pessimistic | Afghanistan | AFG | 2022-01-02 | v8 | TRUE
https://raw.githubusercontent.com/mrc-ide/global-lmic-reports/master/AFG/projections.csv | 2021-06-16 | prevalence | 256157.48 | 269578.18 | 278707.4 | 279453.31 | 290234.97 | 305823.03 | Surged Pessimistic | Afghanistan | AFG | 2022-01-02 | v8 | TRUE
https://raw.githubusercontent.com/mrc-ide/global-lmic-reports/master/AFG/projections.csv | 2021-06-16 | cumulative_infections | 2098482.66 | 2175294.57 | 2222917.59 | 2217761.71 | 2253423.02 | 2358751.57 | Surged Pessimistic | Afghanistan | AFG | 2022-01-02 | v8 | TRUE
https://raw.githubusercontent.com/mrc-ide/global-lmic-reports/master/AFG/projections.csv | 2021-06-16 | cumulative_deaths | 3062.29 | 3148.26 | 3220.77 | 3220.93 | 3290.53 | 3396.99 | Surged Pessimistic | Afghanistan | AFG | 2022-01-02 | v8 | TRUE
https://raw.githubusercontent.com/mrc-ide/global-lmic-reports/master/AFG/projections.csv | 2021-06-16 | Rt | 1.34 | 1.36 | 1.37 | 1.37 | 1.39 | 1.41 | Surged Pessimistic | Afghanistan | AFG | 2022-01-02 | v8 | TRUE
https://raw.githubusercontent.com/mrc-ide/global-lmic-reports/master/AFG/projections.csv | 2021-06-16 | Reff | 1.22 | 1.25 | 1.26 | 1.26 | 1.27 | 1.29 | Surged Pessimistic | Afghanistan | AFG | 2022-01-02 | v8 | TRUE
https://raw.githubusercontent.com/mrc-ide/global-lmic-reports/master/AFG/projections.csv | 2021-06-16 | infections | 42833.34 | 45643.86 | 46921.26 | 47113.15 | 48746.68 | 51783.88 | Surged Relax Interventions 50% | Afghanistan | AFG | 2022-01-02 | v8 | TRUE
https://raw.githubusercontent.com/mrc-ide/global-lmic-reports/master/AFG/projections.csv | 2021-06-16 | deaths | 30.58 | 33.61 | 34.3 | 34.38 | 35.28 | 38.2 | Surged Relax Interventions 50% | Afghanistan | AFG | 2022-01-02 | v8 | TRUE
https://raw.githubusercontent.com/mrc-ide/global-lmic-reports/master/AFG/projections.csv | 2021-06-16 | hospital_demand | 1569.61 | 1713.44 | 1756.64 | 1761.18 | 1808.03 | 1963.15 | Surged Relax Interventions 50% | Afghanistan | AFG | 2022-01-02 | v8 | TRUE
https://raw.githubusercontent.com/mrc-ide/global-lmic-reports/master/AFG/projections.csv | 2021-06-16 | ICU_demand | 612.86 | 671.25 | 687.19 | 688.06 | 705.64 | 764.83 | Surged Relax Interventions 50% | Afghanistan | AFG | 2022-01-02 | v8 | TRUE
https://raw.githubusercontent.com/mrc-ide/global-lmic-reports/master/AFG/projections.csv | 2021-06-16 | hospital_incidence | 219.65 | 235.96 | 242.7 | 243.26 | 251.14 | 269.09 | Surged Relax Interventions 50% | Afghanistan | AFG | 2022-01-02 | v8 | TRUE
https://raw.githubusercontent.com/mrc-ide/global-lmic-reports/master/AFG/projections.csv | 2021-06-16 | ICU_incidence | 68.93 | 74.04 | 76.15 | 76.32 | 78.8 | 84.41 | Surged Relax Interventions 50% | Afghanistan | AFG | 2022-01-02 | v8 | TRUE
https://raw.githubusercontent.com/mrc-ide/global-lmic-reports/master/AFG/projections.csv | 2021-06-16 | prevalence | 256157.48 | 269578.18 | 278707.4 | 279453.31 | 290234.97 | 305823.03 | Surged Relax Interventions 50% | Afghanistan | AFG | 2022-01-02 | v8 | TRUE
https://raw.githubusercontent.com/mrc-ide/global-lmic-reports/master/AFG/projections.csv | 2021-06-16 | cumulative_infections | 2098482.66 | 2175294.57 | 2222917.59 | 2217761.71 | 2253423.02 | 2358751.57 | Surged Relax Interventions 50% | Afghanistan | AFG | 2022-01-02 | v8 | TRUE
https://raw.githubusercontent.com/mrc-ide/global-lmic-reports/master/AFG/projections.csv | 2021-06-16 | cumulative_deaths | 3062.29 | 3148.26 | 3220.77 | 3220.93 | 3290.53 | 3396.99 | Surged Relax Interventions 50% | Afghanistan | AFG | 2022-01-02 | v8 | TRUE
https://raw.githubusercontent.com/mrc-ide/global-lmic-reports/master/AFG/projections.csv | 2021-06-16 | Rt | 1.34 | 1.36 | 1.37 | 1.37 | 1.39 | 1.41 | Surged Relax Interventions 50% | Afghanistan | AFG | 2022-01-02 | v8 | TRUE
https://raw.githubusercontent.com/mrc-ide/global-lmic-reports/master/AFG/projections.csv | 2021-06-16 | Reff | 1.22 | 1.25 | 1.26 | 1.26 | 1.27 | 1.29 | Surged Relax Interventions 50% | Afghanistan | AFG | 2022-01-02 | v8 | TRUE
https://raw.githubusercontent.com/mrc-ide/global-lmic-reports/master/AFG/projections.csv | 2021-06-17 | infections | 43525.95 | 47041.32 | 49149.36 | 49154.14 | 51033.4 | 54479.68 | Additional 50% Reduction | Afghanistan | AFG | 2022-01-02 | v8 | TRUE
https://raw.githubusercontent.com/mrc-ide/global-lmic-reports/master/AFG/projections.csv | 2021-06-17 | deaths | 64.97 | 70.17 | 73.28 | 73.48 | 76.26 | 84.13 | Additional 50% Reduction | Afghanistan | AFG | 2022-01-02 | v8 | TRUE
https://raw.githubusercontent.com/mrc-ide/global-lmic-reports/master/AFG/projections.csv | 2021-06-17 | hospital_demand | 1643.47 | 1754.65 | 1826.52 | 1825.58 | 1888.23 | 2054.49 | Additional 50% Reduction | Afghanistan | AFG | 2022-01-02 | v8 | TRUE
https://raw.githubusercontent.com/mrc-ide/global-lmic-reports/master/AFG/projections.csv | 2021-06-17 | ICU_demand | 345.11 | 351.39 | 354.85 | 355.14 | 358.39 | 367.6 | Additional 50% Reduction | Afghanistan | AFG | 2022-01-02 | v8 | TRUE
https://raw.githubusercontent.com/mrc-ide/global-lmic-reports/master/AFG/projections.csv | 2021-06-17 | hospital_incidence | 228.49 | 245.02 | 254.44 | 254.89 | 263.76 | 286.92 | Additional 50% Reduction | Afghanistan | AFG | 2022-01-02 | v8 | TRUE
https://raw.githubusercontent.com/mrc-ide/global-lmic-reports/master/AFG/projections.csv | 2021-06-17 | ICU_incidence | 71.69 | 76.87 | 79.83 | 79.97 | 82.75 | 90 | Additional 50% Reduction | Afghanistan | AFG | 2022-01-02 | v8 | TRUE
https://raw.githubusercontent.com/mrc-ide/global-lmic-reports/master/AFG/projections.csv | 2021-06-17 | prevalence | 260744.43 | 280823.24 | 291627.5 | 292192.9 | 303080.43 | 326902.34 | Additional 50% Reduction | Afghanistan | AFG | 2022-01-02 | v8 | TRUE
https://raw.githubusercontent.com/mrc-ide/global-lmic-reports/master/AFG/projections.csv | 2021-06-17 | cumulative_infections | 2128130.82 | 2225685.59 | 2286598.17 | 2286713.83 | 2338582.95 | 2499668 | Additional 50% Reduction | Afghanistan | AFG | 2022-01-02 | v8 | TRUE
https://raw.githubusercontent.com/mrc-ide/global-lmic-reports/master/AFG/projections.csv | 2021-06-17 | cumulative_deaths | 3443.31 | 3634.65 | 3722.89 | 3739.82 | 3844.27 | 4146.11 | Additional 50% Reduction | Afghanistan | AFG | 2022-01-02 | v8 | TRUE
https://raw.githubusercontent.com/mrc-ide/global-lmic-reports/master/AFG/projections.csv | 2021-06-17 | Rt | 1.28 | 1.31 | 1.33 | 1.33 | 1.35 | 1.37 | Additional 50% Reduction | Afghanistan | AFG | 2022-01-02 | v8 | TRUE
https://raw.githubusercontent.com/mrc-ide/global-lmic-reports/master/AFG/projections.csv | 2021-06-17 | Reff | 1.17 | 1.2 | 1.22 | 1.22 | 1.24 | 1.26 | Additional 50% Reduction | Afghanistan | AFG | 2022-01-02 | v8 | TRUE
https://raw.githubusercontent.com/mrc-ide/global-lmic-reports/master/AFG/projections.csv | 2021-06-17 | infections | 43525.95 | 47041.32 | 49149.36 | 49154.14 | 51033.4 | 54479.68 | Maintain Status Quo | Afghanistan | AFG | 2022-01-02 | v8 | TRUE
https://raw.githubusercontent.com/mrc-ide/global-lmic-reports/master/AFG/projections.csv | 2021-06-17 | deaths | 64.97 | 70.17 | 73.28 | 73.48 | 76.26 | 84.13 | Maintain Status Quo | Afghanistan | AFG | 2022-01-02 | v8 | TRUE
https://raw.githubusercontent.com/mrc-ide/global-lmic-reports/master/AFG/projections.csv | 2021-06-17 | hospital_demand | 1643.47 | 1754.65 | 1826.52 | 1825.58 | 1888.23 | 2054.49 | Maintain Status Quo | Afghanistan | AFG | 2022-01-02 | v8 | TRUE
https://raw.githubusercontent.com/mrc-ide/global-lmic-reports/master/AFG/projections.csv | 2021-06-17 | ICU_demand | 345.11 | 351.39 | 354.85 | 355.14 | 358.39 | 367.6 | Maintain Status Quo | Afghanistan | AFG | 2022-01-02 | v8 | TRUE
https://raw.githubusercontent.com/mrc-ide/global-lmic-reports/master/AFG/projections.csv | 2021-06-17 | hospital_incidence | 228.49 | 245.02 | 254.44 | 254.89 | 263.76 | 286.92 | Maintain Status Quo | Afghanistan | AFG | 2022-01-02 | v8 | TRUE
https://raw.githubusercontent.com/mrc-ide/global-lmic-reports/master/AFG/projections.csv | 2021-06-17 | ICU_incidence | 71.69 | 76.87 | 79.83 | 79.97 | 82.75 | 90 | Maintain Status Quo | Afghanistan | AFG | 2022-01-02 | v8 | TRUE
https://raw.githubusercontent.com/mrc-ide/global-lmic-reports/master/AFG/projections.csv | 2021-06-17 | prevalence | 260744.43 | 280823.24 | 291627.5 | 292192.9 | 303080.43 | 326902.34 | Maintain Status Quo | Afghanistan | AFG | 2022-01-02 | v8 | TRUE
https://raw.githubusercontent.com/mrc-ide/global-lmic-reports/master/AFG/projections.csv | 2021-06-17 | cumulative_infections | 2128130.82 | 2225685.59 | 2286598.17 | 2286713.83 | 2338582.95 | 2499668 | Maintain Status Quo | Afghanistan | AFG | 2022-01-02 | v8 | TRUE
https://raw.githubusercontent.com/mrc-ide/global-lmic-reports/master/AFG/projections.csv | 2021-06-17 | cumulative_deaths | 3443.31 | 3634.65 | 3722.89 | 3739.82 | 3844.27 | 4146.11 | Maintain Status Quo | Afghanistan | AFG | 2022-01-02 | v8 | TRUE
https://raw.githubusercontent.com/mrc-ide/global-lmic-reports/master/AFG/projections.csv | 2021-06-17 | Rt | 1.28 | 1.31 | 1.33 | 1.33 | 1.35 | 1.37 | Maintain Status Quo | Afghanistan | AFG | 2022-01-02 | v8 | TRUE
https://raw.githubusercontent.com/mrc-ide/global-lmic-reports/master/AFG/projections.csv | 2021-06-17 | Reff | 1.17 | 1.2 | 1.22 | 1.22 | 1.24 | 1.26 | Maintain Status Quo | Afghanistan | AFG | 2022-01-02 | v8 | TRUE
https://raw.githubusercontent.com/mrc-ide/global-lmic-reports/master/AFG/projections.csv | 2021-06-17 | infections | 43525.95 | 47041.32 | 49149.36 | 49154.14 | 51033.4 | 54479.68 | Optimistic | Afghanistan | AFG | 2022-01-02 | v8 | TRUE
https://raw.githubusercontent.com/mrc-ide/global-lmic-reports/master/AFG/projections.csv | 2021-06-17 | deaths | 64.97 | 70.17 | 73.28 | 73.48 | 76.26 | 84.13 | Optimistic | Afghanistan | AFG | 2022-01-02 | v8 | TRUE
https://raw.githubusercontent.com/mrc-ide/global-lmic-reports/master/AFG/projections.csv | 2021-06-17 | hospital_demand | 1643.47 | 1754.65 | 1826.52 | 1825.58 | 1888.23 | 2054.49 | Optimistic | Afghanistan | AFG | 2022-01-02 | v8 | TRUE
https://raw.githubusercontent.com/mrc-ide/global-lmic-reports/master/AFG/projections.csv | 2021-06-17 | ICU_demand | 345.11 | 351.39 | 354.85 | 355.14 | 358.39 | 367.6 | Optimistic | Afghanistan | AFG | 2022-01-02 | v8 | TRUE
https://raw.githubusercontent.com/mrc-ide/global-lmic-reports/master/AFG/projections.csv | 2021-06-17 | hospital_incidence | 228.49 | 245.02 | 254.44 | 254.89 | 263.76 | 286.92 | Optimistic | Afghanistan | AFG | 2022-01-02 | v8 | TRUE
https://raw.githubusercontent.com/mrc-ide/global-lmic-reports/master/AFG/projections.csv | 2021-06-17 | ICU_incidence | 71.69 | 76.87 | 79.83 | 79.97 | 82.75 | 90 | Optimistic | Afghanistan | AFG | 2022-01-02 | v8 | TRUE
https://raw.githubusercontent.com/mrc-ide/global-lmic-reports/master/AFG/projections.csv | 2021-06-17 | prevalence | 260744.43 | 280823.24 | 291627.5 | 292192.9 | 303080.43 | 326902.34 | Optimistic | Afghanistan | AFG | 2022-01-02 | v8 | TRUE
https://raw.githubusercontent.com/mrc-ide/global-lmic-reports/master/AFG/projections.csv | 2021-06-17 | cumulative_infections | 2128130.82 | 2225685.59 | 2286598.17 | 2286713.83 | 2338582.95 | 2499668 | Optimistic | Afghanistan | AFG | 2022-01-02 | v8 | TRUE
https://raw.githubusercontent.com/mrc-ide/global-lmic-reports/master/AFG/projections.csv | 2021-06-17 | cumulative_deaths | 3443.31 | 3634.65 | 3722.89 | 3739.82 | 3844.27 | 4146.11 | Optimistic | Afghanistan | AFG | 2022-01-02 | v8 | TRUE
https://raw.githubusercontent.com/mrc-ide/global-lmic-reports/master/AFG/projections.csv | 2021-06-17 | Rt | 1.28 | 1.31 | 1.33 | 1.33 | 1.35 | 1.37 | Optimistic | Afghanistan | AFG | 2022-01-02 | v8 | TRUE
https://raw.githubusercontent.com/mrc-ide/global-lmic-reports/master/AFG/projections.csv | 2021-06-17 | Reff | 1.17 | 1.2 | 1.22 | 1.22 | 1.24 | 1.26 | Optimistic | Afghanistan | AFG | 2022-01-02 | v8 | TRUE
https://raw.githubusercontent.com/mrc-ide/global-lmic-reports/master/AFG/projections.csv | 2021-06-17 | infections | 43525.95 | 47041.32 | 49149.36 | 49154.14 | 51033.4 | 54479.68 | Pessimistic | Afghanistan | AFG | 2022-01-02 | v8 | TRUE
https://raw.githubusercontent.com/mrc-ide/global-lmic-reports/master/AFG/projections.csv | 2021-06-17 | deaths | 64.97 | 70.17 | 73.28 | 73.48 | 76.26 | 84.13 | Pessimistic | Afghanistan | AFG | 2022-01-02 | v8 | TRUE
https://raw.githubusercontent.com/mrc-ide/global-lmic-reports/master/AFG/projections.csv | 2021-06-17 | hospital_demand | 1643.47 | 1754.65 | 1826.52 | 1825.58 | 1888.23 | 2054.49 | Pessimistic | Afghanistan | AFG | 2022-01-02 | v8 | TRUE
https://raw.githubusercontent.com/mrc-ide/global-lmic-reports/master/AFG/projections.csv | 2021-06-17 | ICU_demand | 345.11 | 351.39 | 354.85 | 355.14 | 358.39 | 367.6 | Pessimistic | Afghanistan | AFG | 2022-01-02 | v8 | TRUE
https://raw.githubusercontent.com/mrc-ide/global-lmic-reports/master/AFG/projections.csv | 2021-06-17 | hospital_incidence | 228.49 | 245.02 | 254.44 | 254.89 | 263.76 | 286.92 | Pessimistic | Afghanistan | AFG | 2022-01-02 | v8 | TRUE
https://raw.githubusercontent.com/mrc-ide/global-lmic-reports/master/AFG/projections.csv | 2021-06-17 | ICU_incidence | 71.69 | 76.87 | 79.83 | 79.97 | 82.75 | 90 | Pessimistic | Afghanistan | AFG | 2022-01-02 | v8 | TRUE
https://raw.githubusercontent.com/mrc-ide/global-lmic-reports/master/AFG/projections.csv | 2021-06-17 | prevalence | 260744.43 | 280823.24 | 291627.5 | 292192.9 | 303080.43 | 326902.34 | Pessimistic | Afghanistan | AFG | 2022-01-02 | v8 | TRUE
https://raw.githubusercontent.com/mrc-ide/global-lmic-reports/master/AFG/projections.csv | 2021-06-17 | cumulative_infections | 2128130.82 | 2225685.59 | 2286598.17 | 2286713.83 | 2338582.95 | 2499668 | Pessimistic | Afghanistan | AFG | 2022-01-02 | v8 | TRUE
https://raw.githubusercontent.com/mrc-ide/global-lmic-reports/master/AFG/projections.csv | 2021-06-17 | cumulative_deaths | 3443.31 | 3634.65 | 3722.89 | 3739.82 | 3844.27 | 4146.11 | Pessimistic | Afghanistan | AFG | 2022-01-02 | v8 | TRUE
https://raw.githubusercontent.com/mrc-ide/global-lmic-reports/master/AFG/projections.csv | 2021-06-17 | Rt | 1.28 | 1.31 | 1.33 | 1.33 | 1.35 | 1.37 | Pessimistic | Afghanistan | AFG | 2022-01-02 | v8 | TRUE
https://raw.githubusercontent.com/mrc-ide/global-lmic-reports/master/AFG/projections.csv | 2021-06-17 | Reff | 1.17 | 1.2 | 1.22 | 1.22 | 1.24 | 1.26 | Pessimistic | Afghanistan | AFG | 2022-01-02 | v8 | TRUE
https://raw.githubusercontent.com/mrc-ide/global-lmic-reports/master/AFG/projections.csv | 2021-06-17 | infections | 43525.95 | 47041.32 | 49149.36 | 49154.14 | 51033.4 | 54479.68 | Relax Interventions 50% | Afghanistan | AFG | 2022-01-02 | v8 | TRUE
https://raw.githubusercontent.com/mrc-ide/global-lmic-reports/master/AFG/projections.csv | 2021-06-17 | deaths | 64.97 | 70.17 | 73.28 | 73.48 | 76.26 | 84.13 | Relax Interventions 50% | Afghanistan | AFG | 2022-01-02 | v8 | TRUE
https://raw.githubusercontent.com/mrc-ide/global-lmic-reports/master/AFG/projections.csv | 2021-06-17 | hospital_demand | 1643.47 | 1754.65 | 1826.52 | 1825.58 | 1888.23 | 2054.49 | Relax Interventions 50% | Afghanistan | AFG | 2022-01-02 | v8 | TRUE
https://raw.githubusercontent.com/mrc-ide/global-lmic-reports/master/AFG/projections.csv | 2021-06-17 | ICU_demand | 345.11 | 351.39 | 354.85 | 355.14 | 358.39 | 367.6 | Relax Interventions 50% | Afghanistan | AFG | 2022-01-02 | v8 | TRUE
https://raw.githubusercontent.com/mrc-ide/global-lmic-reports/master/AFG/projections.csv | 2021-06-17 | hospital_incidence | 228.49 | 245.02 | 254.44 | 254.89 | 263.76 | 286.92 | Relax Interventions 50% | Afghanistan | AFG | 2022-01-02 | v8 | TRUE
https://raw.githubusercontent.com/mrc-ide/global-lmic-reports/master/AFG/projections.csv | 2021-06-17 | ICU_incidence | 71.69 | 76.87 | 79.83 | 79.97 | 82.75 | 90 | Relax Interventions 50% | Afghanistan | AFG | 2022-01-02 | v8 | TRUE
https://raw.githubusercontent.com/mrc-ide/global-lmic-reports/master/AFG/projections.csv | 2021-06-17 | prevalence | 260744.43 | 280823.24 | 291627.5 | 292192.9 | 303080.43 | 326902.34 | Relax Interventions 50% | Afghanistan | AFG | 2022-01-02 | v8 | TRUE
https://raw.githubusercontent.com/mrc-ide/global-lmic-reports/master/AFG/projections.csv | 2021-06-17 | cumulative_infections | 2128130.82 | 2225685.59 | 2286598.17 | 2286713.83 | 2338582.95 | 2499668 | Relax Interventions 50% | Afghanistan | AFG | 2022-01-02 | v8 | TRUE
https://raw.githubusercontent.com/mrc-ide/global-lmic-reports/master/AFG/projections.csv | 2021-06-17 | cumulative_deaths | 3443.31 | 3634.65 | 3722.89 | 3739.82 | 3844.27 | 4146.11 | Relax Interventions 50% | Afghanistan | AFG | 2022-01-02 | v8 | TRUE
https://raw.githubusercontent.com/mrc-ide/global-lmic-reports/master/AFG/projections.csv | 2021-06-17 | Rt | 1.28 | 1.31 | 1.33 | 1.33 | 1.35 | 1.37 | Relax Interventions 50% | Afghanistan | AFG | 2022-01-02 | v8 | TRUE
https://raw.githubusercontent.com/mrc-ide/global-lmic-reports/master/AFG/projections.csv | 2021-06-17 | Reff | 1.17 | 1.2 | 1.22 | 1.22 | 1.24 | 1.26 | Relax Interventions 50% | Afghanistan | AFG | 2022-01-02 | v8 | TRUE
https://raw.githubusercontent.com/mrc-ide/global-lmic-reports/master/AFG/projections.csv | 2021-06-17 | infections | 44086.05 | 47069.04 | 48525.32 | 48665.75 | 50321.8 | 53547.43 | Surged Additional 50% Reduction | Afghanistan | AFG | 2022-01-02 | v8 | TRUE
https://raw.githubusercontent.com/mrc-ide/global-lmic-reports/master/AFG/projections.csv | 2021-06-17 | deaths | 32 | 35.14 | 35.9 | 35.95 | 36.9 | 39.97 | Surged Additional 50% Reduction | Afghanistan | AFG | 2022-01-02 | v8 | TRUE
https://raw.githubusercontent.com/mrc-ide/global-lmic-reports/master/AFG/projections.csv | 2021-06-17 | hospital_demand | 1638.59 | 1780.46 | 1828.55 | 1836.35 | 1885.89 | 2046.19 | Surged Additional 50% Reduction | Afghanistan | AFG | 2022-01-02 | v8 | TRUE
https://raw.githubusercontent.com/mrc-ide/global-lmic-reports/master/AFG/projections.csv | 2021-06-17 | ICU_demand | 640.76 | 698.92 | 717.11 | 718.43 | 736.59 | 798.81 | Surged Additional 50% Reduction | Afghanistan | AFG | 2022-01-02 | v8 | TRUE
https://raw.githubusercontent.com/mrc-ide/global-lmic-reports/master/AFG/projections.csv | 2021-06-17 | hospital_incidence | 228.57 | 244.87 | 251.61 | 252.17 | 260.59 | 277.79 | Surged Additional 50% Reduction | Afghanistan | AFG | 2022-01-02 | v8 | TRUE
https://raw.githubusercontent.com/mrc-ide/global-lmic-reports/master/AFG/projections.csv | 2021-06-17 | ICU_incidence | 71.72 | 76.82 | 78.94 | 79.12 | 81.76 | 87.14 | Surged Additional 50% Reduction | Afghanistan | AFG | 2022-01-02 | v8 | TRUE
https://raw.githubusercontent.com/mrc-ide/global-lmic-reports/master/AFG/projections.csv | 2021-06-17 | prevalence | 265859.18 | 279036.2 | 288597.4 | 289538.59 | 300782.2 | 317149.09 | Surged Additional 50% Reduction | Afghanistan | AFG | 2022-01-02 | v8 | TRUE
https://raw.githubusercontent.com/mrc-ide/global-lmic-reports/master/AFG/projections.csv | 2021-06-17 | cumulative_infections | 2144146.89 | 2223398.77 | 2272968.51 | 2266427.46 | 2302585.5 | 2410323.15 | Surged Additional 50% Reduction | Afghanistan | AFG | 2022-01-02 | v8 | TRUE
https://raw.githubusercontent.com/mrc-ide/global-lmic-reports/master/AFG/projections.csv | 2021-06-17 | cumulative_deaths | 3098.02 | 3183.7 | 3256.98 | 3256.88 | 3326.35 | 3434.19 | Surged Additional 50% Reduction | Afghanistan | AFG | 2022-01-02 | v8 | TRUE
https://raw.githubusercontent.com/mrc-ide/global-lmic-reports/master/AFG/projections.csv | 2021-06-17 | Rt | 1.28 | 1.32 | 1.34 | 1.33 | 1.35 | 1.38 | Surged Additional 50% Reduction | Afghanistan | AFG | 2022-01-02 | v8 | TRUE
https://raw.githubusercontent.com/mrc-ide/global-lmic-reports/master/AFG/projections.csv | 2021-06-17 | Reff | 1.17 | 1.21 | 1.23 | 1.22 | 1.24 | 1.27 | Surged Additional 50% Reduction | Afghanistan | AFG | 2022-01-02 | v8 | TRUE
https://raw.githubusercontent.com/mrc-ide/global-lmic-reports/master/AFG/projections.csv | 2021-06-17 | infections | 44086.05 | 47069.04 | 48525.32 | 48665.75 | 50321.8 | 53547.43 | Surged Maintain Status Quo | Afghanistan | AFG | 2022-01-02 | v8 | TRUE
https://raw.githubusercontent.com/mrc-ide/global-lmic-reports/master/AFG/projections.csv | 2021-06-17 | deaths | 32 | 35.14 | 35.9 | 35.95 | 36.9 | 39.97 | Surged Maintain Status Quo | Afghanistan | AFG | 2022-01-02 | v8 | TRUE
https://raw.githubusercontent.com/mrc-ide/global-lmic-reports/master/AFG/projections.csv | 2021-06-17 | hospital_demand | 1638.59 | 1780.46 | 1828.55 | 1836.35 | 1885.89 | 2046.19 | Surged Maintain Status Quo | Afghanistan | AFG | 2022-01-02 | v8 | TRUE
https://raw.githubusercontent.com/mrc-ide/global-lmic-reports/master/AFG/projections.csv | 2021-06-17 | ICU_demand | 640.76 | 698.92 | 717.11 | 718.43 | 736.59 | 798.81 | Surged Maintain Status Quo | Afghanistan | AFG | 2022-01-02 | v8 | TRUE
https://raw.githubusercontent.com/mrc-ide/global-lmic-reports/master/AFG/projections.csv | 2021-06-17 | hospital_incidence | 228.57 | 244.87 | 251.61 | 252.17 | 260.59 | 277.79 | Surged Maintain Status Quo | Afghanistan | AFG | 2022-01-02 | v8 | TRUE
https://raw.githubusercontent.com/mrc-ide/global-lmic-reports/master/AFG/projections.csv | 2021-06-17 | ICU_incidence | 71.72 | 76.82 | 78.94 | 79.12 | 81.76 | 87.14 | Surged Maintain Status Quo | Afghanistan | AFG | 2022-01-02 | v8 | TRUE
https://raw.githubusercontent.com/mrc-ide/global-lmic-reports/master/AFG/projections.csv | 2021-06-17 | prevalence | 265859.18 | 279036.2 | 288597.4 | 289538.59 | 300782.2 | 317149.09 | Surged Maintain Status Quo | Afghanistan | AFG | 2022-01-02 | v8 | TRUE
https://raw.githubusercontent.com/mrc-ide/global-lmic-reports/master/AFG/projections.csv | 2021-06-17 | cumulative_infections | 2144146.89 | 2223398.77 | 2272968.51 | 2266427.46 | 2302585.5 | 2410323.15 | Surged Maintain Status Quo | Afghanistan | AFG | 2022-01-02 | v8 | TRUE
https://raw.githubusercontent.com/mrc-ide/global-lmic-reports/master/AFG/projections.csv | 2021-06-17 | cumulative_deaths | 3098.02 | 3183.7 | 3256.98 | 3256.88 | 3326.35 | 3434.19 | Surged Maintain Status Quo | Afghanistan | AFG | 2022-01-02 | v8 | TRUE
https://raw.githubusercontent.com/mrc-ide/global-lmic-reports/master/AFG/projections.csv | 2021-06-17 | Rt | 1.28 | 1.32 | 1.34 | 1.33 | 1.35 | 1.38 | Surged Maintain Status Quo | Afghanistan | AFG | 2022-01-02 | v8 | TRUE
https://raw.githubusercontent.com/mrc-ide/global-lmic-reports/master/AFG/projections.csv | 2021-06-17 | Reff | 1.17 | 1.21 | 1.23 | 1.22 | 1.24 | 1.27 | Surged Maintain Status Quo | Afghanistan | AFG | 2022-01-02 | v8 | TRUE
https://raw.githubusercontent.com/mrc-ide/global-lmic-reports/master/AFG/projections.csv | 2021-06-17 | infections | 44086.05 | 47069.04 | 48525.32 | 48665.75 | 50321.8 | 53547.43 | Surged Optimistic | Afghanistan | AFG | 2022-01-02 | v8 | TRUE
https://raw.githubusercontent.com/mrc-ide/global-lmic-reports/master/AFG/projections.csv | 2021-06-17 | deaths | 32 | 35.14 | 35.9 | 35.95 | 36.9 | 39.97 | Surged Optimistic | Afghanistan | AFG | 2022-01-02 | v8 | TRUE
https://raw.githubusercontent.com/mrc-ide/global-lmic-reports/master/AFG/projections.csv | 2021-06-17 | hospital_demand | 1638.59 | 1780.46 | 1828.55 | 1836.35 | 1885.89 | 2046.19 | Surged Optimistic | Afghanistan | AFG | 2022-01-02 | v8 | TRUE
https://raw.githubusercontent.com/mrc-ide/global-lmic-reports/master/AFG/projections.csv | 2021-06-17 | ICU_demand | 640.76 | 698.92 | 717.11 | 718.43 | 736.59 | 798.81 | Surged Optimistic | Afghanistan | AFG | 2022-01-02 | v8 | TRUE
https://raw.githubusercontent.com/mrc-ide/global-lmic-reports/master/AFG/projections.csv | 2021-06-17 | hospital_incidence | 228.57 | 244.87 | 251.61 | 252.17 | 260.59 | 277.79 | Surged Optimistic | Afghanistan | AFG | 2022-01-02 | v8 | TRUE
https://raw.githubusercontent.com/mrc-ide/global-lmic-reports/master/AFG/projections.csv | 2021-06-17 | ICU_incidence | 71.72 | 76.82 | 78.94 | 79.12 | 81.76 | 87.14 | Surged Optimistic | Afghanistan | AFG | 2022-01-02 | v8 | TRUE
https://raw.githubusercontent.com/mrc-ide/global-lmic-reports/master/AFG/projections.csv | 2021-06-17 | prevalence | 265859.18 | 279036.2 | 288597.4 | 289538.59 | 300782.2 | 317149.09 | Surged Optimistic | Afghanistan | AFG | 2022-01-02 | v8 | TRUE
https://raw.githubusercontent.com/mrc-ide/global-lmic-reports/master/AFG/projections.csv | 2021-06-17 | cumulative_infections | 2144146.89 | 2223398.77 | 2272968.51 | 2266427.46 | 2302585.5 | 2410323.15 | Surged Optimistic | Afghanistan | AFG | 2022-01-02 | v8 | TRUE
https://raw.githubusercontent.com/mrc-ide/global-lmic-reports/master/AFG/projections.csv | 2021-06-17 | cumulative_deaths | 3098.02 | 3183.7 | 3256.98 | 3256.88 | 3326.35 | 3434.19 | Surged Optimistic | Afghanistan | AFG | 2022-01-02 | v8 | TRUE
https://raw.githubusercontent.com/mrc-ide/global-lmic-reports/master/AFG/projections.csv | 2021-06-17 | Rt | 1.28 | 1.32 | 1.34 | 1.33 | 1.35 | 1.38 | Surged Optimistic | Afghanistan | AFG | 2022-01-02 | v8 | TRUE
https://raw.githubusercontent.com/mrc-ide/global-lmic-reports/master/AFG/projections.csv | 2021-06-17 | Reff | 1.17 | 1.21 | 1.23 | 1.22 | 1.24 | 1.27 | Surged Optimistic | Afghanistan | AFG | 2022-01-02 | v8 | TRUE
https://raw.githubusercontent.com/mrc-ide/global-lmic-reports/master/AFG/projections.csv | 2021-06-17 | infections | 44086.05 | 47069.04 | 48525.32 | 48665.75 | 50321.8 | 53547.43 | Surged Pessimistic | Afghanistan | AFG | 2022-01-02 | v8 | TRUE
https://raw.githubusercontent.com/mrc-ide/global-lmic-reports/master/AFG/projections.csv | 2021-06-17 | deaths | 32 | 35.14 | 35.9 | 35.95 | 36.9 | 39.97 | Surged Pessimistic | Afghanistan | AFG | 2022-01-02 | v8 | TRUE
https://raw.githubusercontent.com/mrc-ide/global-lmic-reports/master/AFG/projections.csv | 2021-06-17 | hospital_demand | 1638.59 | 1780.46 | 1828.55 | 1836.35 | 1885.89 | 2046.19 | Surged Pessimistic | Afghanistan | AFG | 2022-01-02 | v8 | TRUE
https://raw.githubusercontent.com/mrc-ide/global-lmic-reports/master/AFG/projections.csv | 2021-06-17 | ICU_demand | 640.76 | 698.92 | 717.11 | 718.43 | 736.59 | 798.81 | Surged Pessimistic | Afghanistan | AFG | 2022-01-02 | v8 | TRUE
https://raw.githubusercontent.com/mrc-ide/global-lmic-reports/master/AFG/projections.csv | 2021-06-17 | hospital_incidence | 228.57 | 244.87 | 251.61 | 252.17 | 260.59 | 277.79 | Surged Pessimistic | Afghanistan | AFG | 2022-01-02 | v8 | TRUE
https://raw.githubusercontent.com/mrc-ide/global-lmic-reports/master/AFG/projections.csv | 2021-06-17 | ICU_incidence | 71.72 | 76.82 | 78.94 | 79.12 | 81.76 | 87.14 | Surged Pessimistic | Afghanistan | AFG | 2022-01-02 | v8 | TRUE
https://raw.githubusercontent.com/mrc-ide/global-lmic-reports/master/AFG/projections.csv | 2021-06-17 | prevalence | 265859.18 | 279036.2 | 288597.4 | 289538.59 | 300782.2 | 317149.09 | Surged Pessimistic | Afghanistan | AFG | 2022-01-02 | v8 | TRUE
https://raw.githubusercontent.com/mrc-ide/global-lmic-reports/master/AFG/projections.csv | 2021-06-17 | cumulative_infections | 2144146.89 | 2223398.77 | 2272968.51 | 2266427.46 | 2302585.5 | 2410323.15 | Surged Pessimistic | Afghanistan | AFG | 2022-01-02 | v8 | TRUE
https://raw.githubusercontent.com/mrc-ide/global-lmic-reports/master/AFG/projections.csv | 2021-06-17 | cumulative_deaths | 3098.02 | 3183.7 | 3256.98 | 3256.88 | 3326.35 | 3434.19 | Surged Pessimistic | Afghanistan | AFG | 2022-01-02 | v8 | TRUE
https://raw.githubusercontent.com/mrc-ide/global-lmic-reports/master/AFG/projections.csv | 2021-06-17 | Rt | 1.28 | 1.32 | 1.34 | 1.33 | 1.35 | 1.38 | Surged Pessimistic | Afghanistan | AFG | 2022-01-02 | v8 | TRUE
https://raw.githubusercontent.com/mrc-ide/global-lmic-reports/master/AFG/projections.csv | 2021-06-17 | Reff | 1.17 | 1.21 | 1.23 | 1.22 | 1.24 | 1.27 | Surged Pessimistic | Afghanistan | AFG | 2022-01-02 | v8 | TRUE
https://raw.githubusercontent.com/mrc-ide/global-lmic-reports/master/AFG/projections.csv | 2021-06-17 | infections | 44086.05 | 47069.04 | 48525.32 | 48665.75 | 50321.8 | 53547.43 | Surged Relax Interventions 50% | Afghanistan | AFG | 2022-01-02 | v8 | TRUE
https://raw.githubusercontent.com/mrc-ide/global-lmic-reports/master/AFG/projections.csv | 2021-06-17 | deaths | 32 | 35.14 | 35.9 | 35.95 | 36.9 | 39.97 | Surged Relax Interventions 50% | Afghanistan | AFG | 2022-01-02 | v8 | TRUE
https://raw.githubusercontent.com/mrc-ide/global-lmic-reports/master/AFG/projections.csv | 2021-06-17 | hospital_demand | 1638.59 | 1780.46 | 1828.55 | 1836.35 | 1885.89 | 2046.19 | Surged Relax Interventions 50% | Afghanistan | AFG | 2022-01-02 | v8 | TRUE
https://raw.githubusercontent.com/mrc-ide/global-lmic-reports/master/AFG/projections.csv | 2021-06-17 | ICU_demand | 640.76 | 698.92 | 717.11 | 718.43 | 736.59 | 798.81 | Surged Relax Interventions 50% | Afghanistan | AFG | 2022-01-02 | v8 | TRUE
https://raw.githubusercontent.com/mrc-ide/global-lmic-reports/master/AFG/projections.csv | 2021-06-17 | hospital_incidence | 228.57 | 244.87 | 251.61 | 252.17 | 260.59 | 277.79 | Surged Relax Interventions 50% | Afghanistan | AFG | 2022-01-02 | v8 | TRUE
https://raw.githubusercontent.com/mrc-ide/global-lmic-reports/master/AFG/projections.csv | 2021-06-17 | ICU_incidence | 71.72 | 76.82 | 78.94 | 79.12 | 81.76 | 87.14 | Surged Relax Interventions 50% | Afghanistan | AFG | 2022-01-02 | v8 | TRUE
https://raw.githubusercontent.com/mrc-ide/global-lmic-reports/master/AFG/projections.csv | 2021-06-17 | prevalence | 265859.18 | 279036.2 | 288597.4 | 289538.59 | 300782.2 | 317149.09 | Surged Relax Interventions 50% | Afghanistan | AFG | 2022-01-02 | v8 | TRUE
https://raw.githubusercontent.com/mrc-ide/global-lmic-reports/master/AFG/projections.csv | 2021-06-17 | cumulative_infections | 2144146.89 | 2223398.77 | 2272968.51 | 2266427.46 | 2302585.5 | 2410323.15 | Surged Relax Interventions 50% | Afghanistan | AFG | 2022-01-02 | v8 | TRUE
https://raw.githubusercontent.com/mrc-ide/global-lmic-reports/master/AFG/projections.csv | 2021-06-17 | cumulative_deaths | 3098.02 | 3183.7 | 3256.98 | 3256.88 | 3326.35 | 3434.19 | Surged Relax Interventions 50% | Afghanistan | AFG | 2022-01-02 | v8 | TRUE
https://raw.githubusercontent.com/mrc-ide/global-lmic-reports/master/AFG/projections.csv | 2021-06-17 | Rt | 1.28 | 1.32 | 1.34 | 1.33 | 1.35 | 1.38 | Surged Relax Interventions 50% | Afghanistan | AFG | 2022-01-02 | v8 | TRUE
https://raw.githubusercontent.com/mrc-ide/global-lmic-reports/master/AFG/projections.csv | 2021-06-17 | Reff | 1.17 | 1.21 | 1.23 | 1.22 | 1.24 | 1.27 | Surged Relax Interventions 50% | Afghanistan | AFG | 2022-01-02 | v8 | TRUE
https://raw.githubusercontent.com/mrc-ide/global-lmic-reports/master/AFG/projections.csv | 2021-06-18 | infections | 43651.94 | 47268.41 | 49608.02 | 49313.17 | 51205.69 | 54214.04 | Additional 50% Reduction | Afghanistan | AFG | 2022-01-02 | v8 | TRUE
https://raw.githubusercontent.com/mrc-ide/global-lmic-reports/master/AFG/projections.csv | 2021-06-18 | deaths | 67.75 | 73.32 | 76.28 | 76.59 | 79.47 | 87.52 | Additional 50% Reduction | Afghanistan | AFG | 2022-01-02 | v8 | TRUE
https://raw.githubusercontent.com/mrc-ide/global-lmic-reports/master/AFG/projections.csv | 2021-06-18 | hospital_demand | 1709.76 | 1826.63 | 1899.19 | 1899.88 | 1962.73 | 2137.2 | Additional 50% Reduction | Afghanistan | AFG | 2022-01-02 | v8 | TRUE
https://raw.githubusercontent.com/mrc-ide/global-lmic-reports/master/AFG/projections.csv | 2021-06-18 | ICU_demand | 348.36 | 355 | 358.49 | 358.82 | 362.25 | 371.6 | Additional 50% Reduction | Afghanistan | AFG | 2022-01-02 | v8 | TRUE
https://raw.githubusercontent.com/mrc-ide/global-lmic-reports/master/AFG/projections.csv | 2021-06-18 | hospital_incidence | 236.6 | 254.33 | 264.05 | 264.19 | 273.86 | 296.93 | Additional 50% Reduction | Afghanistan | AFG | 2022-01-02 | v8 | TRUE
https://raw.githubusercontent.com/mrc-ide/global-lmic-reports/master/AFG/projections.csv | 2021-06-18 | ICU_incidence | 74.24 | 79.8 | 82.83 | 82.88 | 85.91 | 93.13 | Additional 50% Reduction | Afghanistan | AFG | 2022-01-02 | v8 | TRUE
https://raw.githubusercontent.com/mrc-ide/global-lmic-reports/master/AFG/projections.csv | 2021-06-18 | prevalence | 268470.63 | 288784.61 | 300711.98 | 301028.57 | 311344.77 | 334721.15 | Additional 50% Reduction | Afghanistan | AFG | 2022-01-02 | v8 | TRUE
https://raw.githubusercontent.com/mrc-ide/global-lmic-reports/master/AFG/projections.csv | 2021-06-18 | cumulative_infections | 2174465.69 | 2272535.47 | 2336562.71 | 2336027 | 2390825.82 | 2552329.19 | Additional 50% Reduction | Afghanistan | AFG | 2022-01-02 | v8 | TRUE
https://raw.githubusercontent.com/mrc-ide/global-lmic-reports/master/AFG/projections.csv | 2021-06-18 | cumulative_deaths | 3512.86 | 3708.59 | 3802.73 | 3816.41 | 3921.6 | 4230.57 | Additional 50% Reduction | Afghanistan | AFG | 2022-01-02 | v8 | TRUE
https://raw.githubusercontent.com/mrc-ide/global-lmic-reports/master/AFG/projections.csv | 2021-06-18 | Rt | 1.03 | 1.06 | 1.07 | 1.07 | 1.09 | 1.11 | Additional 50% Reduction | Afghanistan | AFG | 2022-01-02 | v8 | TRUE
https://raw.githubusercontent.com/mrc-ide/global-lmic-reports/master/AFG/projections.csv | 2021-06-18 | Reff | 0.94 | 0.97 | 0.98 | 0.98 | 1 | 1.02 | Additional 50% Reduction | Afghanistan | AFG | 2022-01-02 | v8 | TRUE
https://raw.githubusercontent.com/mrc-ide/global-lmic-reports/master/AFG/projections.csv | 2021-06-18 | infections | 43651.94 | 47268.41 | 49608.02 | 49313.17 | 51205.69 | 54214.04 | Maintain Status Quo | Afghanistan | AFG | 2022-01-02 | v8 | TRUE
https://raw.githubusercontent.com/mrc-ide/global-lmic-reports/master/AFG/projections.csv | 2021-06-18 | deaths | 67.75 | 73.32 | 76.28 | 76.59 | 79.47 | 87.52 | Maintain Status Quo | Afghanistan | AFG | 2022-01-02 | v8 | TRUE
https://raw.githubusercontent.com/mrc-ide/global-lmic-reports/master/AFG/projections.csv | 2021-06-18 | hospital_demand | 1709.76 | 1826.63 | 1899.19 | 1899.88 | 1962.73 | 2137.2 | Maintain Status Quo | Afghanistan | AFG | 2022-01-02 | v8 | TRUE
https://raw.githubusercontent.com/mrc-ide/global-lmic-reports/master/AFG/projections.csv | 2021-06-18 | ICU_demand | 348.36 | 355 | 358.49 | 358.82 | 362.25 | 371.6 | Maintain Status Quo | Afghanistan | AFG | 2022-01-02 | v8 | TRUE
https://raw.githubusercontent.com/mrc-ide/global-lmic-reports/master/AFG/projections.csv | 2021-06-18 | hospital_incidence | 236.6 | 254.33 | 264.05 | 264.19 | 273.86 | 296.93 | Maintain Status Quo | Afghanistan | AFG | 2022-01-02 | v8 | TRUE
https://raw.githubusercontent.com/mrc-ide/global-lmic-reports/master/AFG/projections.csv | 2021-06-18 | ICU_incidence | 74.24 | 79.8 | 82.83 | 82.88 | 85.91 | 93.13 | Maintain Status Quo | Afghanistan | AFG | 2022-01-02 | v8 | TRUE
https://raw.githubusercontent.com/mrc-ide/global-lmic-reports/master/AFG/projections.csv | 2021-06-18 | prevalence | 268470.63 | 288784.61 | 300711.98 | 301028.57 | 311344.77 | 334721.15 | Maintain Status Quo | Afghanistan | AFG | 2022-01-02 | v8 | TRUE
https://raw.githubusercontent.com/mrc-ide/global-lmic-reports/master/AFG/projections.csv | 2021-06-18 | cumulative_infections | 2174465.69 | 2272535.47 | 2336562.71 | 2336027 | 2390825.82 | 2552329.19 | Maintain Status Quo | Afghanistan | AFG | 2022-01-02 | v8 | TRUE
https://raw.githubusercontent.com/mrc-ide/global-lmic-reports/master/AFG/projections.csv | 2021-06-18 | cumulative_deaths | 3512.86 | 3708.59 | 3802.73 | 3816.41 | 3921.6 | 4230.57 | Maintain Status Quo | Afghanistan | AFG | 2022-01-02 | v8 | TRUE
https://raw.githubusercontent.com/mrc-ide/global-lmic-reports/master/AFG/projections.csv | 2021-06-18 | Rt | 1.03 | 1.06 | 1.07 | 1.07 | 1.09 | 1.11 | Maintain Status Quo | Afghanistan | AFG | 2022-01-02 | v8 | TRUE
https://raw.githubusercontent.com/mrc-ide/global-lmic-reports/master/AFG/projections.csv | 2021-06-18 | Reff | 0.94 | 0.97 | 0.98 | 0.98 | 1 | 1.02 | Maintain Status Quo | Afghanistan | AFG | 2022-01-02 | v8 | TRUE
https://raw.githubusercontent.com/mrc-ide/global-lmic-reports/master/AFG/projections.csv | 2021-06-18 | infections | 43651.94 | 47268.41 | 49608.02 | 49313.17 | 51205.69 | 54214.04 | Optimistic | Afghanistan | AFG | 2022-01-02 | v8 | TRUE
https://raw.githubusercontent.com/mrc-ide/global-lmic-reports/master/AFG/projections.csv | 2021-06-18 | deaths | 67.75 | 73.32 | 76.28 | 76.59 | 79.47 | 87.52 | Optimistic | Afghanistan | AFG | 2022-01-02 | v8 | TRUE
https://raw.githubusercontent.com/mrc-ide/global-lmic-reports/master/AFG/projections.csv | 2021-06-18 | hospital_demand | 1709.76 | 1826.63 | 1899.19 | 1899.88 | 1962.73 | 2137.2 | Optimistic | Afghanistan | AFG | 2022-01-02 | v8 | TRUE
https://raw.githubusercontent.com/mrc-ide/global-lmic-reports/master/AFG/projections.csv | 2021-06-18 | ICU_demand | 348.36 | 355 | 358.49 | 358.82 | 362.25 | 371.6 | Optimistic | Afghanistan | AFG | 2022-01-02 | v8 | TRUE
https://raw.githubusercontent.com/mrc-ide/global-lmic-reports/master/AFG/projections.csv | 2021-06-18 | hospital_incidence | 236.6 | 254.33 | 264.05 | 264.19 | 273.86 | 296.93 | Optimistic | Afghanistan | AFG | 2022-01-02 | v8 | TRUE
https://raw.githubusercontent.com/mrc-ide/global-lmic-reports/master/AFG/projections.csv | 2021-06-18 | ICU_incidence | 74.24 | 79.8 | 82.83 | 82.88 | 85.91 | 93.13 | Optimistic | Afghanistan | AFG | 2022-01-02 | v8 | TRUE
https://raw.githubusercontent.com/mrc-ide/global-lmic-reports/master/AFG/projections.csv | 2021-06-18 | prevalence | 268470.63 | 288784.61 | 300711.98 | 301028.57 | 311344.77 | 334721.15 | Optimistic | Afghanistan | AFG | 2022-01-02 | v8 | TRUE
https://raw.githubusercontent.com/mrc-ide/global-lmic-reports/master/AFG/projections.csv | 2021-06-18 | cumulative_infections | 2174465.69 | 2272535.47 | 2336562.71 | 2336027 | 2390825.82 | 2552329.19 | Optimistic | Afghanistan | AFG | 2022-01-02 | v8 | TRUE
https://raw.githubusercontent.com/mrc-ide/global-lmic-reports/master/AFG/projections.csv | 2021-06-18 | cumulative_deaths | 3512.86 | 3708.59 | 3802.73 | 3816.41 | 3921.6 | 4230.57 | Optimistic | Afghanistan | AFG | 2022-01-02 | v8 | TRUE
https://raw.githubusercontent.com/mrc-ide/global-lmic-reports/master/AFG/projections.csv | 2021-06-18 | Rt | 1.03 | 1.06 | 1.07 | 1.07 | 1.09 | 1.11 | Optimistic | Afghanistan | AFG | 2022-01-02 | v8 | TRUE
https://raw.githubusercontent.com/mrc-ide/global-lmic-reports/master/AFG/projections.csv | 2021-06-18 | Reff | 0.94 | 0.97 | 0.98 | 0.98 | 1 | 1.02 | Optimistic | Afghanistan | AFG | 2022-01-02 | v8 | TRUE
https://raw.githubusercontent.com/mrc-ide/global-lmic-reports/master/AFG/projections.csv | 2021-06-18 | infections | 43651.94 | 47268.41 | 49608.02 | 49313.17 | 51205.69 | 54214.04 | Pessimistic | Afghanistan | AFG | 2022-01-02 | v8 | TRUE
https://raw.githubusercontent.com/mrc-ide/global-lmic-reports/master/AFG/projections.csv | 2021-06-18 | deaths | 67.75 | 73.32 | 76.28 | 76.59 | 79.47 | 87.52 | Pessimistic | Afghanistan | AFG | 2022-01-02 | v8 | TRUE
https://raw.githubusercontent.com/mrc-ide/global-lmic-reports/master/AFG/projections.csv | 2021-06-18 | hospital_demand | 1709.76 | 1826.63 | 1899.19 | 1899.88 | 1962.73 | 2137.2 | Pessimistic | Afghanistan | AFG | 2022-01-02 | v8 | TRUE
https://raw.githubusercontent.com/mrc-ide/global-lmic-reports/master/AFG/projections.csv | 2021-06-18 | ICU_demand | 348.36 | 355 | 358.49 | 358.82 | 362.25 | 371.6 | Pessimistic | Afghanistan | AFG | 2022-01-02 | v8 | TRUE
https://raw.githubusercontent.com/mrc-ide/global-lmic-reports/master/AFG/projections.csv | 2021-06-18 | hospital_incidence | 236.6 | 254.33 | 264.05 | 264.19 | 273.86 | 296.93 | Pessimistic | Afghanistan | AFG | 2022-01-02 | v8 | TRUE
https://raw.githubusercontent.com/mrc-ide/global-lmic-reports/master/AFG/projections.csv | 2021-06-18 | ICU_incidence | 74.24 | 79.8 | 82.83 | 82.88 | 85.91 | 93.13 | Pessimistic | Afghanistan | AFG | 2022-01-02 | v8 | TRUE
https://raw.githubusercontent.com/mrc-ide/global-lmic-reports/master/AFG/projections.csv | 2021-06-18 | prevalence | 268470.63 | 288784.61 | 300711.98 | 301028.57 | 311344.77 | 334721.15 | Pessimistic | Afghanistan | AFG | 2022-01-02 | v8 | TRUE
https://raw.githubusercontent.com/mrc-ide/global-lmic-reports/master/AFG/projections.csv | 2021-06-18 | cumulative_infections | 2174465.69 | 2272535.47 | 2336562.71 | 2336027 | 2390825.82 | 2552329.19 | Pessimistic | Afghanistan | AFG | 2022-01-02 | v8 | TRUE
https://raw.githubusercontent.com/mrc-ide/global-lmic-reports/master/AFG/projections.csv | 2021-06-18 | cumulative_deaths | 3512.86 | 3708.59 | 3802.73 | 3816.41 | 3921.6 | 4230.57 | Pessimistic | Afghanistan | AFG | 2022-01-02 | v8 | TRUE
https://raw.githubusercontent.com/mrc-ide/global-lmic-reports/master/AFG/projections.csv | 2021-06-18 | Rt | 1.03 | 1.06 | 1.07 | 1.07 | 1.09 | 1.11 | Pessimistic | Afghanistan | AFG | 2022-01-02 | v8 | TRUE
https://raw.githubusercontent.com/mrc-ide/global-lmic-reports/master/AFG/projections.csv | 2021-06-18 | Reff | 0.94 | 0.97 | 0.98 | 0.98 | 1 | 1.02 | Pessimistic | Afghanistan | AFG | 2022-01-02 | v8 | TRUE
https://raw.githubusercontent.com/mrc-ide/global-lmic-reports/master/AFG/projections.csv | 2021-06-18 | infections | 43651.94 | 47268.41 | 49608.02 | 49313.17 | 51205.69 | 54214.04 | Relax Interventions 50% | Afghanistan | AFG | 2022-01-02 | v8 | TRUE
https://raw.githubusercontent.com/mrc-ide/global-lmic-reports/master/AFG/projections.csv | 2021-06-18 | deaths | 67.75 | 73.32 | 76.28 | 76.59 | 79.47 | 87.52 | Relax Interventions 50% | Afghanistan | AFG | 2022-01-02 | v8 | TRUE
https://raw.githubusercontent.com/mrc-ide/global-lmic-reports/master/AFG/projections.csv | 2021-06-18 | hospital_demand | 1709.76 | 1826.63 | 1899.19 | 1899.88 | 1962.73 | 2137.2 | Relax Interventions 50% | Afghanistan | AFG | 2022-01-02 | v8 | TRUE
https://raw.githubusercontent.com/mrc-ide/global-lmic-reports/master/AFG/projections.csv | 2021-06-18 | ICU_demand | 348.36 | 355 | 358.49 | 358.82 | 362.25 | 371.6 | Relax Interventions 50% | Afghanistan | AFG | 2022-01-02 | v8 | TRUE
https://raw.githubusercontent.com/mrc-ide/global-lmic-reports/master/AFG/projections.csv | 2021-06-18 | hospital_incidence | 236.6 | 254.33 | 264.05 | 264.19 | 273.86 | 296.93 | Relax Interventions 50% | Afghanistan | AFG | 2022-01-02 | v8 | TRUE
https://raw.githubusercontent.com/mrc-ide/global-lmic-reports/master/AFG/projections.csv | 2021-06-18 | ICU_incidence | 74.24 | 79.8 | 82.83 | 82.88 | 85.91 | 93.13 | Relax Interventions 50% | Afghanistan | AFG | 2022-01-02 | v8 | TRUE
https://raw.githubusercontent.com/mrc-ide/global-lmic-reports/master/AFG/projections.csv | 2021-06-18 | prevalence | 268470.63 | 288784.61 | 300711.98 | 301028.57 | 311344.77 | 334721.15 | Relax Interventions 50% | Afghanistan | AFG | 2022-01-02 | v8 | TRUE
https://raw.githubusercontent.com/mrc-ide/global-lmic-reports/master/AFG/projections.csv | 2021-06-18 | cumulative_infections | 2174465.69 | 2272535.47 | 2336562.71 | 2336027 | 2390825.82 | 2552329.19 | Relax Interventions 50% | Afghanistan | AFG | 2022-01-02 | v8 | TRUE
https://raw.githubusercontent.com/mrc-ide/global-lmic-reports/master/AFG/projections.csv | 2021-06-18 | cumulative_deaths | 3512.86 | 3708.59 | 3802.73 | 3816.41 | 3921.6 | 4230.57 | Relax Interventions 50% | Afghanistan | AFG | 2022-01-02 | v8 | TRUE
https://raw.githubusercontent.com/mrc-ide/global-lmic-reports/master/AFG/projections.csv | 2021-06-18 | Rt | 1.03 | 1.06 | 1.07 | 1.07 | 1.09 | 1.11 | Relax Interventions 50% | Afghanistan | AFG | 2022-01-02 | v8 | TRUE
https://raw.githubusercontent.com/mrc-ide/global-lmic-reports/master/AFG/projections.csv | 2021-06-18 | Reff | 0.94 | 0.97 | 0.98 | 0.98 | 1 | 1.02 | Relax Interventions 50% | Afghanistan | AFG | 2022-01-02 | v8 | TRUE
https://raw.githubusercontent.com/mrc-ide/global-lmic-reports/master/AFG/projections.csv | 2021-06-18 | infections | 43918.72 | 47131.01 | 48811.37 | 48912.56 | 50421.33 | 53111.74 | Surged Additional 50% Reduction | Afghanistan | AFG | 2022-01-02 | v8 | TRUE
https://raw.githubusercontent.com/mrc-ide/global-lmic-reports/master/AFG/projections.csv | 2021-06-18 | deaths | 33.45 | 36.63 | 37.51 | 37.55 | 38.53 | 41.76 | Surged Additional 50% Reduction | Afghanistan | AFG | 2022-01-02 | v8 | TRUE
https://raw.githubusercontent.com/mrc-ide/global-lmic-reports/master/AFG/projections.csv | 2021-06-18 | hospital_demand | 1711.44 | 1850.2 | 1904.45 | 1912.88 | 1966.02 | 2131.07 | Surged Additional 50% Reduction | Afghanistan | AFG | 2022-01-02 | v8 | TRUE
https://raw.githubusercontent.com/mrc-ide/global-lmic-reports/master/AFG/projections.csv | 2021-06-18 | ICU_demand | 669.85 | 726.96 | 746.21 | 749.44 | 768.82 | 833.39 | Surged Additional 50% Reduction | Afghanistan | AFG | 2022-01-02 | v8 | TRUE
https://raw.githubusercontent.com/mrc-ide/global-lmic-reports/master/AFG/projections.csv | 2021-06-18 | hospital_incidence | 237.84 | 253.59 | 260.73 | 261.4 | 270.61 | 286.75 | Surged Additional 50% Reduction | Afghanistan | AFG | 2022-01-02 | v8 | TRUE
https://raw.githubusercontent.com/mrc-ide/global-lmic-reports/master/AFG/projections.csv | 2021-06-18 | ICU_incidence | 74.63 | 79.56 | 81.8 | 82 | 84.89 | 89.94 | Surged Additional 50% Reduction | Afghanistan | AFG | 2022-01-02 | v8 | TRUE
https://raw.githubusercontent.com/mrc-ide/global-lmic-reports/master/AFG/projections.csv | 2021-06-18 | prevalence | 272858.73 | 288562.37 | 297172.27 | 298431.88 | 309617.87 | 327091.86 | Surged Additional 50% Reduction | Afghanistan | AFG | 2022-01-02 | v8 | TRUE
https://raw.githubusercontent.com/mrc-ide/global-lmic-reports/master/AFG/projections.csv | 2021-06-18 | cumulative_infections | 2190398.5 | 2271789.87 | 2319167.42 | 2315340.01 | 2352094.91 | 2461880.69 | Surged Additional 50% Reduction | Afghanistan | AFG | 2022-01-02 | v8 | TRUE
https://raw.githubusercontent.com/mrc-ide/global-lmic-reports/master/AFG/projections.csv | 2021-06-18 | cumulative_deaths | 3134.78 | 3220.71 | 3293.82 | 3294.43 | 3363.74 | 3472.91 | Surged Additional 50% Reduction | Afghanistan | AFG | 2022-01-02 | v8 | TRUE
https://raw.githubusercontent.com/mrc-ide/global-lmic-reports/master/AFG/projections.csv | 2021-06-18 | Rt | 1.04 | 1.06 | 1.07 | 1.07 | 1.09 | 1.13 | Surged Additional 50% Reduction | Afghanistan | AFG | 2022-01-02 | v8 | TRUE
https://raw.githubusercontent.com/mrc-ide/global-lmic-reports/master/AFG/projections.csv | 2021-06-18 | Reff | 0.95 | 0.97 | 0.98 | 0.98 | 1 | 1.03 | Surged Additional 50% Reduction | Afghanistan | AFG | 2022-01-02 | v8 | TRUE
https://raw.githubusercontent.com/mrc-ide/global-lmic-reports/master/AFG/projections.csv | 2021-06-18 | infections | 43918.72 | 47131.01 | 48811.37 | 48912.56 | 50421.33 | 53111.74 | Surged Maintain Status Quo | Afghanistan | AFG | 2022-01-02 | v8 | TRUE
https://raw.githubusercontent.com/mrc-ide/global-lmic-reports/master/AFG/projections.csv | 2021-06-18 | deaths | 33.45 | 36.63 | 37.51 | 37.55 | 38.53 | 41.76 | Surged Maintain Status Quo | Afghanistan | AFG | 2022-01-02 | v8 | TRUE
https://raw.githubusercontent.com/mrc-ide/global-lmic-reports/master/AFG/projections.csv | 2021-06-18 | hospital_demand | 1711.44 | 1850.2 | 1904.45 | 1912.88 | 1966.02 | 2131.07 | Surged Maintain Status Quo | Afghanistan | AFG | 2022-01-02 | v8 | TRUE
https://raw.githubusercontent.com/mrc-ide/global-lmic-reports/master/AFG/projections.csv | 2021-06-18 | ICU_demand | 669.85 | 726.96 | 746.21 | 749.44 | 768.82 | 833.39 | Surged Maintain Status Quo | Afghanistan | AFG | 2022-01-02 | v8 | TRUE
https://raw.githubusercontent.com/mrc-ide/global-lmic-reports/master/AFG/projections.csv | 2021-06-18 | hospital_incidence | 237.84 | 253.59 | 260.73 | 261.4 | 270.61 | 286.75 | Surged Maintain Status Quo | Afghanistan | AFG | 2022-01-02 | v8 | TRUE
https://raw.githubusercontent.com/mrc-ide/global-lmic-reports/master/AFG/projections.csv | 2021-06-18 | ICU_incidence | 74.63 | 79.56 | 81.8 | 82 | 84.89 | 89.94 | Surged Maintain Status Quo | Afghanistan | AFG | 2022-01-02 | v8 | TRUE
https://raw.githubusercontent.com/mrc-ide/global-lmic-reports/master/AFG/projections.csv | 2021-06-18 | prevalence | 272858.73 | 288562.37 | 297172.27 | 298431.88 | 309617.87 | 327091.86 | Surged Maintain Status Quo | Afghanistan | AFG | 2022-01-02 | v8 | TRUE
https://raw.githubusercontent.com/mrc-ide/global-lmic-reports/master/AFG/projections.csv | 2021-06-18 | cumulative_infections | 2190398.5 | 2271789.87 | 2319167.42 | 2315340.01 | 2352094.91 | 2461880.69 | Surged Maintain Status Quo | Afghanistan | AFG | 2022-01-02 | v8 | TRUE
https://raw.githubusercontent.com/mrc-ide/global-lmic-reports/master/AFG/projections.csv | 2021-06-18 | cumulative_deaths | 3134.78 | 3220.71 | 3293.82 | 3294.43 | 3363.74 | 3472.91 | Surged Maintain Status Quo | Afghanistan | AFG | 2022-01-02 | v8 | TRUE
https://raw.githubusercontent.com/mrc-ide/global-lmic-reports/master/AFG/projections.csv | 2021-06-18 | Rt | 1.04 | 1.06 | 1.07 | 1.07 | 1.09 | 1.13 | Surged Maintain Status Quo | Afghanistan | AFG | 2022-01-02 | v8 | TRUE
https://raw.githubusercontent.com/mrc-ide/global-lmic-reports/master/AFG/projections.csv | 2021-06-18 | Reff | 0.95 | 0.97 | 0.98 | 0.98 | 1 | 1.03 | Surged Maintain Status Quo | Afghanistan | AFG | 2022-01-02 | v8 | TRUE
https://raw.githubusercontent.com/mrc-ide/global-lmic-reports/master/AFG/projections.csv | 2021-06-18 | infections | 43918.72 | 47131.01 | 48811.37 | 48912.56 | 50421.33 | 53111.74 | Surged Optimistic | Afghanistan | AFG | 2022-01-02 | v8 | TRUE
https://raw.githubusercontent.com/mrc-ide/global-lmic-reports/master/AFG/projections.csv | 2021-06-18 | deaths | 33.45 | 36.63 | 37.51 | 37.55 | 38.53 | 41.76 | Surged Optimistic | Afghanistan | AFG | 2022-01-02 | v8 | TRUE
https://raw.githubusercontent.com/mrc-ide/global-lmic-reports/master/AFG/projections.csv | 2021-06-18 | hospital_demand | 1711.44 | 1850.2 | 1904.45 | 1912.88 | 1966.02 | 2131.07 | Surged Optimistic | Afghanistan | AFG | 2022-01-02 | v8 | TRUE
https://raw.githubusercontent.com/mrc-ide/global-lmic-reports/master/AFG/projections.csv | 2021-06-18 | ICU_demand | 669.85 | 726.96 | 746.21 | 749.44 | 768.82 | 833.39 | Surged Optimistic | Afghanistan | AFG | 2022-01-02 | v8 | TRUE
https://raw.githubusercontent.com/mrc-ide/global-lmic-reports/master/AFG/projections.csv | 2021-06-18 | hospital_incidence | 237.84 | 253.59 | 260.73 | 261.4 | 270.61 | 286.75 | Surged Optimistic | Afghanistan | AFG | 2022-01-02 | v8 | TRUE
https://raw.githubusercontent.com/mrc-ide/global-lmic-reports/master/AFG/projections.csv | 2021-06-18 | ICU_incidence | 74.63 | 79.56 | 81.8 | 82 | 84.89 | 89.94 | Surged Optimistic | Afghanistan | AFG | 2022-01-02 | v8 | TRUE
https://raw.githubusercontent.com/mrc-ide/global-lmic-reports/master/AFG/projections.csv | 2021-06-18 | prevalence | 272858.73 | 288562.37 | 297172.27 | 298431.88 | 309617.87 | 327091.86 | Surged Optimistic | Afghanistan | AFG | 2022-01-02 | v8 | TRUE
https://raw.githubusercontent.com/mrc-ide/global-lmic-reports/master/AFG/projections.csv | 2021-06-18 | cumulative_infections | 2190398.5 | 2271789.87 | 2319167.42 | 2315340.01 | 2352094.91 | 2461880.69 | Surged Optimistic | Afghanistan | AFG | 2022-01-02 | v8 | TRUE
https://raw.githubusercontent.com/mrc-ide/global-lmic-reports/master/AFG/projections.csv | 2021-06-18 | cumulative_deaths | 3134.78 | 3220.71 | 3293.82 | 3294.43 | 3363.74 | 3472.91 | Surged Optimistic | Afghanistan | AFG | 2022-01-02 | v8 | TRUE
https://raw.githubusercontent.com/mrc-ide/global-lmic-reports/master/AFG/projections.csv | 2021-06-18 | Rt | 1.04 | 1.06 | 1.07 | 1.07 | 1.09 | 1.13 | Surged Optimistic | Afghanistan | AFG | 2022-01-02 | v8 | TRUE
https://raw.githubusercontent.com/mrc-ide/global-lmic-reports/master/AFG/projections.csv | 2021-06-18 | Reff | 0.95 | 0.97 | 0.98 | 0.98 | 1 | 1.03 | Surged Optimistic | Afghanistan | AFG | 2022-01-02 | v8 | TRUE
https://raw.githubusercontent.com/mrc-ide/global-lmic-reports/master/AFG/projections.csv | 2021-06-18 | infections | 43918.72 | 47131.01 | 48811.37 | 48912.56 | 50421.33 | 53111.74 | Surged Pessimistic | Afghanistan | AFG | 2022-01-02 | v8 | TRUE
https://raw.githubusercontent.com/mrc-ide/global-lmic-reports/master/AFG/projections.csv | 2021-06-18 | deaths | 33.45 | 36.63 | 37.51 | 37.55 | 38.53 | 41.76 | Surged Pessimistic | Afghanistan | AFG | 2022-01-02 | v8 | TRUE
https://raw.githubusercontent.com/mrc-ide/global-lmic-reports/master/AFG/projections.csv | 2021-06-18 | hospital_demand | 1711.44 | 1850.2 | 1904.45 | 1912.88 | 1966.02 | 2131.07 | Surged Pessimistic | Afghanistan | AFG | 2022-01-02 | v8 | TRUE
https://raw.githubusercontent.com/mrc-ide/global-lmic-reports/master/AFG/projections.csv | 2021-06-18 | ICU_demand | 669.85 | 726.96 | 746.21 | 749.44 | 768.82 | 833.39 | Surged Pessimistic | Afghanistan | AFG | 2022-01-02 | v8 | TRUE
https://raw.githubusercontent.com/mrc-ide/global-lmic-reports/master/AFG/projections.csv | 2021-06-18 | hospital_incidence | 237.84 | 253.59 | 260.73 | 261.4 | 270.61 | 286.75 | Surged Pessimistic | Afghanistan | AFG | 2022-01-02 | v8 | TRUE
https://raw.githubusercontent.com/mrc-ide/global-lmic-reports/master/AFG/projections.csv | 2021-06-18 | ICU_incidence | 74.63 | 79.56 | 81.8 | 82 | 84.89 | 89.94 | Surged Pessimistic | Afghanistan | AFG | 2022-01-02 | v8 | TRUE
https://raw.githubusercontent.com/mrc-ide/global-lmic-reports/master/AFG/projections.csv | 2021-06-18 | prevalence | 272858.73 | 288562.37 | 297172.27 | 298431.88 | 309617.87 | 327091.86 | Surged Pessimistic | Afghanistan | AFG | 2022-01-02 | v8 | TRUE
https://raw.githubusercontent.com/mrc-ide/global-lmic-reports/master/AFG/projections.csv | 2021-06-18 | cumulative_infections | 2190398.5 | 2271789.87 | 2319167.42 | 2315340.01 | 2352094.91 | 2461880.69 | Surged Pessimistic | Afghanistan | AFG | 2022-01-02 | v8 | TRUE
https://raw.githubusercontent.com/mrc-ide/global-lmic-reports/master/AFG/projections.csv | 2021-06-18 | cumulative_deaths | 3134.78 | 3220.71 | 3293.82 | 3294.43 | 3363.74 | 3472.91 | Surged Pessimistic | Afghanistan | AFG | 2022-01-02 | v8 | TRUE
https://raw.githubusercontent.com/mrc-ide/global-lmic-reports/master/AFG/projections.csv | 2021-06-18 | Rt | 1.04 | 1.06 | 1.07 | 1.07 | 1.09 | 1.13 | Surged Pessimistic | Afghanistan | AFG | 2022-01-02 | v8 | TRUE
https://raw.githubusercontent.com/mrc-ide/global-lmic-reports/master/AFG/projections.csv | 2021-06-18 | Reff | 0.95 | 0.97 | 0.98 | 0.98 | 1 | 1.03 | Surged Pessimistic | Afghanistan | AFG | 2022-01-02 | v8 | TRUE
https://raw.githubusercontent.com/mrc-ide/global-lmic-reports/master/AFG/projections.csv | 2021-06-18 | infections | 43918.72 | 47131.01 | 48811.37 | 48912.56 | 50421.33 | 53111.74 | Surged Relax Interventions 50% | Afghanistan | AFG | 2022-01-02 | v8 | TRUE
https://raw.githubusercontent.com/mrc-ide/global-lmic-reports/master/AFG/projections.csv | 2021-06-18 | deaths | 33.45 | 36.63 | 37.51 | 37.55 | 38.53 | 41.76 | Surged Relax Interventions 50% | Afghanistan | AFG | 2022-01-02 | v8 | TRUE
https://raw.githubusercontent.com/mrc-ide/global-lmic-reports/master/AFG/projections.csv | 2021-06-18 | hospital_demand | 1711.44 | 1850.2 | 1904.45 | 1912.88 | 1966.02 | 2131.07 | Surged Relax Interventions 50% | Afghanistan | AFG | 2022-01-02 | v8 | TRUE
https://raw.githubusercontent.com/mrc-ide/global-lmic-reports/master/AFG/projections.csv | 2021-06-18 | ICU_demand | 669.85 | 726.96 | 746.21 | 749.44 | 768.82 | 833.39 | Surged Relax Interventions 50% | Afghanistan | AFG | 2022-01-02 | v8 | TRUE
https://raw.githubusercontent.com/mrc-ide/global-lmic-reports/master/AFG/projections.csv | 2021-06-18 | hospital_incidence | 237.84 | 253.59 | 260.73 | 261.4 | 270.61 | 286.75 | Surged Relax Interventions 50% | Afghanistan | AFG | 2022-01-02 | v8 | TRUE
https://raw.githubusercontent.com/mrc-ide/global-lmic-reports/master/AFG/projections.csv | 2021-06-18 | ICU_incidence | 74.63 | 79.56 | 81.8 | 82 | 84.89 | 89.94 | Surged Relax Interventions 50% | Afghanistan | AFG | 2022-01-02 | v8 | TRUE
https://raw.githubusercontent.com/mrc-ide/global-lmic-reports/master/AFG/projections.csv | 2021-06-18 | prevalence | 272858.73 | 288562.37 | 297172.27 | 298431.88 | 309617.87 | 327091.86 | Surged Relax Interventions 50% | Afghanistan | AFG | 2022-01-02 | v8 | TRUE
https://raw.githubusercontent.com/mrc-ide/global-lmic-reports/master/AFG/projections.csv | 2021-06-18 | cumulative_infections | 2190398.5 | 2271789.87 | 2319167.42 | 2315340.01 | 2352094.91 | 2461880.69 | Surged Relax Interventions 50% | Afghanistan | AFG | 2022-01-02 | v8 | TRUE
https://raw.githubusercontent.com/mrc-ide/global-lmic-reports/master/AFG/projections.csv | 2021-06-18 | cumulative_deaths | 3134.78 | 3220.71 | 3293.82 | 3294.43 | 3363.74 | 3472.91 | Surged Relax Interventions 50% | Afghanistan | AFG | 2022-01-02 | v8 | TRUE
https://raw.githubusercontent.com/mrc-ide/global-lmic-reports/master/AFG/projections.csv | 2021-06-18 | Rt | 1.04 | 1.06 | 1.07 | 1.07 | 1.09 | 1.13 | Surged Relax Interventions 50% | Afghanistan | AFG | 2022-01-02 | v8 | TRUE
https://raw.githubusercontent.com/mrc-ide/global-lmic-reports/master/AFG/projections.csv | 2021-06-18 | Reff | 0.95 | 0.97 | 0.98 | 0.98 | 1 | 1.03 | Surged Relax Interventions 50% | Afghanistan | AFG | 2022-01-02 | v8 | TRUE
https://raw.githubusercontent.com/mrc-ide/global-lmic-reports/master/AFG/projections.csv | 2021-06-19 | infections | 37085.7 | 39621.12 | 40753.95 | 41082.98 | 43082.43 | 45646.21 | Additional 50% Reduction | Afghanistan | AFG | 2022-01-02 | v8 | TRUE
https://raw.githubusercontent.com/mrc-ide/global-lmic-reports/master/AFG/projections.csv | 2021-06-19 | deaths | 70.55 | 76.36 | 79.6 | 79.8 | 82.88 | 91 | Additional 50% Reduction | Afghanistan | AFG | 2022-01-02 | v8 | TRUE
https://raw.githubusercontent.com/mrc-ide/global-lmic-reports/master/AFG/projections.csv | 2021-06-19 | hospital_demand | 1778.02 | 1899.7 | 1972.94 | 1975.54 | 2039.93 | 2220.82 | Additional 50% Reduction | Afghanistan | AFG | 2022-01-02 | v8 | TRUE
https://raw.githubusercontent.com/mrc-ide/global-lmic-reports/master/AFG/projections.csv | 2021-06-19 | ICU_demand | 351.66 | 358.56 | 362.44 | 362.59 | 366.32 | 375.67 | Additional 50% Reduction | Afghanistan | AFG | 2022-01-02 | v8 | TRUE
https://raw.githubusercontent.com/mrc-ide/global-lmic-reports/master/AFG/projections.csv | 2021-06-19 | hospital_incidence | 244.83 | 263.55 | 273.71 | 273.6 | 283.91 | 306.91 | Additional 50% Reduction | Afghanistan | AFG | 2022-01-02 | v8 | TRUE
https://raw.githubusercontent.com/mrc-ide/global-lmic-reports/master/AFG/projections.csv | 2021-06-19 | ICU_incidence | 76.81 | 82.67 | 85.84 | 85.82 | 89.05 | 96.25 | Additional 50% Reduction | Afghanistan | AFG | 2022-01-02 | v8 | TRUE
https://raw.githubusercontent.com/mrc-ide/global-lmic-reports/master/AFG/projections.csv | 2021-06-19 | prevalence | 268518.85 | 288632.56 | 299868.92 | 300220.8 | 309776.8 | 332899.02 | Additional 50% Reduction | Afghanistan | AFG | 2022-01-02 | v8 | TRUE
https://raw.githubusercontent.com/mrc-ide/global-lmic-reports/master/AFG/projections.csv | 2021-06-19 | cumulative_infections | 2213847.81 | 2312578.09 | 2376804.76 | 2377109.97 | 2434581.06 | 2597084.43 | Additional 50% Reduction | Afghanistan | AFG | 2022-01-02 | v8 | TRUE
https://raw.githubusercontent.com/mrc-ide/global-lmic-reports/master/AFG/projections.csv | 2021-06-19 | cumulative_deaths | 3585.6 | 3785.69 | 3881.76 | 3896.21 | 4002.3 | 4318.51 | Additional 50% Reduction | Afghanistan | AFG | 2022-01-02 | v8 | TRUE
https://raw.githubusercontent.com/mrc-ide/global-lmic-reports/master/AFG/projections.csv | 2021-06-19 | Rt | 1 | 1.04 | 1.05 | 1.05 | 1.07 | 1.09 | Additional 50% Reduction | Afghanistan | AFG | 2022-01-02 | v8 | TRUE
https://raw.githubusercontent.com/mrc-ide/global-lmic-reports/master/AFG/projections.csv | 2021-06-19 | Reff | 0.91 | 0.95 | 0.96 | 0.96 | 0.98 | 1 | Additional 50% Reduction | Afghanistan | AFG | 2022-01-02 | v8 | TRUE
https://raw.githubusercontent.com/mrc-ide/global-lmic-reports/master/AFG/projections.csv | 2021-06-19 | infections | 37085.7 | 39621.12 | 40753.95 | 41082.98 | 43082.43 | 45646.21 | Maintain Status Quo | Afghanistan | AFG | 2022-01-02 | v8 | TRUE
https://raw.githubusercontent.com/mrc-ide/global-lmic-reports/master/AFG/projections.csv | 2021-06-19 | deaths | 70.55 | 76.36 | 79.6 | 79.8 | 82.88 | 91 | Maintain Status Quo | Afghanistan | AFG | 2022-01-02 | v8 | TRUE
https://raw.githubusercontent.com/mrc-ide/global-lmic-reports/master/AFG/projections.csv | 2021-06-19 | hospital_demand | 1778.02 | 1899.7 | 1972.94 | 1975.54 | 2039.93 | 2220.82 | Maintain Status Quo | Afghanistan | AFG | 2022-01-02 | v8 | TRUE
https://raw.githubusercontent.com/mrc-ide/global-lmic-reports/master/AFG/projections.csv | 2021-06-19 | ICU_demand | 351.66 | 358.56 | 362.44 | 362.59 | 366.32 | 375.67 | Maintain Status Quo | Afghanistan | AFG | 2022-01-02 | v8 | TRUE
https://raw.githubusercontent.com/mrc-ide/global-lmic-reports/master/AFG/projections.csv | 2021-06-19 | hospital_incidence | 244.83 | 263.55 | 273.71 | 273.6 | 283.91 | 306.91 | Maintain Status Quo | Afghanistan | AFG | 2022-01-02 | v8 | TRUE
https://raw.githubusercontent.com/mrc-ide/global-lmic-reports/master/AFG/projections.csv | 2021-06-19 | ICU_incidence | 76.81 | 82.67 | 85.84 | 85.82 | 89.05 | 96.25 | Maintain Status Quo | Afghanistan | AFG | 2022-01-02 | v8 | TRUE
https://raw.githubusercontent.com/mrc-ide/global-lmic-reports/master/AFG/projections.csv | 2021-06-19 | prevalence | 268518.85 | 288632.56 | 299868.92 | 300220.8 | 309776.8 | 332899.02 | Maintain Status Quo | Afghanistan | AFG | 2022-01-02 | v8 | TRUE
https://raw.githubusercontent.com/mrc-ide/global-lmic-reports/master/AFG/projections.csv | 2021-06-19 | cumulative_infections | 2213847.81 | 2312578.09 | 2376804.76 | 2377109.97 | 2434581.06 | 2597084.43 | Maintain Status Quo | Afghanistan | AFG | 2022-01-02 | v8 | TRUE
https://raw.githubusercontent.com/mrc-ide/global-lmic-reports/master/AFG/projections.csv | 2021-06-19 | cumulative_deaths | 3585.6 | 3785.69 | 3881.76 | 3896.21 | 4002.3 | 4318.51 | Maintain Status Quo | Afghanistan | AFG | 2022-01-02 | v8 | TRUE
https://raw.githubusercontent.com/mrc-ide/global-lmic-reports/master/AFG/projections.csv | 2021-06-19 | Rt | 1 | 1.04 | 1.05 | 1.05 | 1.07 | 1.09 | Maintain Status Quo | Afghanistan | AFG | 2022-01-02 | v8 | TRUE
https://raw.githubusercontent.com/mrc-ide/global-lmic-reports/master/AFG/projections.csv | 2021-06-19 | Reff | 0.91 | 0.95 | 0.96 | 0.96 | 0.98 | 1 | Maintain Status Quo | Afghanistan | AFG | 2022-01-02 | v8 | TRUE
https://raw.githubusercontent.com/mrc-ide/global-lmic-reports/master/AFG/projections.csv | 2021-06-19 | infections | 37085.7 | 39621.12 | 40753.95 | 41082.98 | 43082.43 | 45646.21 | Optimistic | Afghanistan | AFG | 2022-01-02 | v8 | TRUE
https://raw.githubusercontent.com/mrc-ide/global-lmic-reports/master/AFG/projections.csv | 2021-06-19 | deaths | 70.55 | 76.36 | 79.6 | 79.8 | 82.88 | 91 | Optimistic | Afghanistan | AFG | 2022-01-02 | v8 | TRUE
https://raw.githubusercontent.com/mrc-ide/global-lmic-reports/master/AFG/projections.csv | 2021-06-19 | hospital_demand | 1778.02 | 1899.7 | 1972.94 | 1975.54 | 2039.93 | 2220.82 | Optimistic | Afghanistan | AFG | 2022-01-02 | v8 | TRUE
https://raw.githubusercontent.com/mrc-ide/global-lmic-reports/master/AFG/projections.csv | 2021-06-19 | ICU_demand | 351.66 | 358.56 | 362.44 | 362.59 | 366.32 | 375.67 | Optimistic | Afghanistan | AFG | 2022-01-02 | v8 | TRUE
https://raw.githubusercontent.com/mrc-ide/global-lmic-reports/master/AFG/projections.csv | 2021-06-19 | hospital_incidence | 244.83 | 263.55 | 273.71 | 273.6 | 283.91 | 306.91 | Optimistic | Afghanistan | AFG | 2022-01-02 | v8 | TRUE
https://raw.githubusercontent.com/mrc-ide/global-lmic-reports/master/AFG/projections.csv | 2021-06-19 | ICU_incidence | 76.81 | 82.67 | 85.84 | 85.82 | 89.05 | 96.25 | Optimistic | Afghanistan | AFG | 2022-01-02 | v8 | TRUE
https://raw.githubusercontent.com/mrc-ide/global-lmic-reports/master/AFG/projections.csv | 2021-06-19 | prevalence | 268518.85 | 288632.56 | 299868.92 | 300220.8 | 309776.8 | 332899.02 | Optimistic | Afghanistan | AFG | 2022-01-02 | v8 | TRUE
https://raw.githubusercontent.com/mrc-ide/global-lmic-reports/master/AFG/projections.csv | 2021-06-19 | cumulative_infections | 2213847.81 | 2312578.09 | 2376804.76 | 2377109.97 | 2434581.06 | 2597084.43 | Optimistic | Afghanistan | AFG | 2022-01-02 | v8 | TRUE
https://raw.githubusercontent.com/mrc-ide/global-lmic-reports/master/AFG/projections.csv | 2021-06-19 | cumulative_deaths | 3585.6 | 3785.69 | 3881.76 | 3896.21 | 4002.3 | 4318.51 | Optimistic | Afghanistan | AFG | 2022-01-02 | v8 | TRUE
https://raw.githubusercontent.com/mrc-ide/global-lmic-reports/master/AFG/projections.csv | 2021-06-19 | Rt | 1 | 1.04 | 1.05 | 1.05 | 1.07 | 1.09 | Optimistic | Afghanistan | AFG | 2022-01-02 | v8 | TRUE
https://raw.githubusercontent.com/mrc-ide/global-lmic-reports/master/AFG/projections.csv | 2021-06-19 | Reff | 0.91 | 0.95 | 0.96 | 0.96 | 0.98 | 1 | Optimistic | Afghanistan | AFG | 2022-01-02 | v8 | TRUE
https://raw.githubusercontent.com/mrc-ide/global-lmic-reports/master/AFG/projections.csv | 2021-06-19 | infections | 37085.7 | 39621.12 | 40753.95 | 41082.98 | 43082.43 | 45646.21 | Pessimistic | Afghanistan | AFG | 2022-01-02 | v8 | TRUE
https://raw.githubusercontent.com/mrc-ide/global-lmic-reports/master/AFG/projections.csv | 2021-06-19 | deaths | 70.55 | 76.36 | 79.6 | 79.8 | 82.88 | 91 | Pessimistic | Afghanistan | AFG | 2022-01-02 | v8 | TRUE
https://raw.githubusercontent.com/mrc-ide/global-lmic-reports/master/AFG/projections.csv | 2021-06-19 | hospital_demand | 1778.02 | 1899.7 | 1972.94 | 1975.54 | 2039.93 | 2220.82 | Pessimistic | Afghanistan | AFG | 2022-01-02 | v8 | TRUE
https://raw.githubusercontent.com/mrc-ide/global-lmic-reports/master/AFG/projections.csv | 2021-06-19 | ICU_demand | 351.66 | 358.56 | 362.44 | 362.59 | 366.32 | 375.67 | Pessimistic | Afghanistan | AFG | 2022-01-02 | v8 | TRUE
https://raw.githubusercontent.com/mrc-ide/global-lmic-reports/master/AFG/projections.csv | 2021-06-19 | hospital_incidence | 244.83 | 263.55 | 273.71 | 273.6 | 283.91 | 306.91 | Pessimistic | Afghanistan | AFG | 2022-01-02 | v8 | TRUE
https://raw.githubusercontent.com/mrc-ide/global-lmic-reports/master/AFG/projections.csv | 2021-06-19 | ICU_incidence | 76.81 | 82.67 | 85.84 | 85.82 | 89.05 | 96.25 | Pessimistic | Afghanistan | AFG | 2022-01-02 | v8 | TRUE
https://raw.githubusercontent.com/mrc-ide/global-lmic-reports/master/AFG/projections.csv | 2021-06-19 | prevalence | 268518.85 | 288632.56 | 299868.92 | 300220.8 | 309776.8 | 332899.02 | Pessimistic | Afghanistan | AFG | 2022-01-02 | v8 | TRUE
https://raw.githubusercontent.com/mrc-ide/global-lmic-reports/master/AFG/projections.csv | 2021-06-19 | cumulative_infections | 2213847.81 | 2312578.09 | 2376804.76 | 2377109.97 | 2434581.06 | 2597084.43 | Pessimistic | Afghanistan | AFG | 2022-01-02 | v8 | TRUE
https://raw.githubusercontent.com/mrc-ide/global-lmic-reports/master/AFG/projections.csv | 2021-06-19 | cumulative_deaths | 3585.6 | 3785.69 | 3881.76 | 3896.21 | 4002.3 | 4318.51 | Pessimistic | Afghanistan | AFG | 2022-01-02 | v8 | TRUE
https://raw.githubusercontent.com/mrc-ide/global-lmic-reports/master/AFG/projections.csv | 2021-06-19 | Rt | 1 | 1.04 | 1.05 | 1.05 | 1.07 | 1.09 | Pessimistic | Afghanistan | AFG | 2022-01-02 | v8 | TRUE
https://raw.githubusercontent.com/mrc-ide/global-lmic-reports/master/AFG/projections.csv | 2021-06-19 | Reff | 0.91 | 0.95 | 0.96 | 0.96 | 0.98 | 1 | Pessimistic | Afghanistan | AFG | 2022-01-02 | v8 | TRUE
https://raw.githubusercontent.com/mrc-ide/global-lmic-reports/master/AFG/projections.csv | 2021-06-19 | infections | 37085.7 | 39621.12 | 40753.95 | 41082.98 | 43082.43 | 45646.21 | Relax Interventions 50% | Afghanistan | AFG | 2022-01-02 | v8 | TRUE
https://raw.githubusercontent.com/mrc-ide/global-lmic-reports/master/AFG/projections.csv | 2021-06-19 | deaths | 70.55 | 76.36 | 79.6 | 79.8 | 82.88 | 91 | Relax Interventions 50% | Afghanistan | AFG | 2022-01-02 | v8 | TRUE
https://raw.githubusercontent.com/mrc-ide/global-lmic-reports/master/AFG/projections.csv | 2021-06-19 | hospital_demand | 1778.02 | 1899.7 | 1972.94 | 1975.54 | 2039.93 | 2220.82 | Relax Interventions 50% | Afghanistan | AFG | 2022-01-02 | v8 | TRUE
https://raw.githubusercontent.com/mrc-ide/global-lmic-reports/master/AFG/projections.csv | 2021-06-19 | ICU_demand | 351.66 | 358.56 | 362.44 | 362.59 | 366.32 | 375.67 | Relax Interventions 50% | Afghanistan | AFG | 2022-01-02 | v8 | TRUE
https://raw.githubusercontent.com/mrc-ide/global-lmic-reports/master/AFG/projections.csv | 2021-06-19 | hospital_incidence | 244.83 | 263.55 | 273.71 | 273.6 | 283.91 | 306.91 | Relax Interventions 50% | Afghanistan | AFG | 2022-01-02 | v8 | TRUE
https://raw.githubusercontent.com/mrc-ide/global-lmic-reports/master/AFG/projections.csv | 2021-06-19 | ICU_incidence | 76.81 | 82.67 | 85.84 | 85.82 | 89.05 | 96.25 | Relax Interventions 50% | Afghanistan | AFG | 2022-01-02 | v8 | TRUE
https://raw.githubusercontent.com/mrc-ide/global-lmic-reports/master/AFG/projections.csv | 2021-06-19 | prevalence | 268518.85 | 288632.56 | 299868.92 | 300220.8 | 309776.8 | 332899.02 | Relax Interventions 50% | Afghanistan | AFG | 2022-01-02 | v8 | TRUE
https://raw.githubusercontent.com/mrc-ide/global-lmic-reports/master/AFG/projections.csv | 2021-06-19 | cumulative_infections | 2213847.81 | 2312578.09 | 2376804.76 | 2377109.97 | 2434581.06 | 2597084.43 | Relax Interventions 50% | Afghanistan | AFG | 2022-01-02 | v8 | TRUE
https://raw.githubusercontent.com/mrc-ide/global-lmic-reports/master/AFG/projections.csv | 2021-06-19 | cumulative_deaths | 3585.6 | 3785.69 | 3881.76 | 3896.21 | 4002.3 | 4318.51 | Relax Interventions 50% | Afghanistan | AFG | 2022-01-02 | v8 | TRUE
https://raw.githubusercontent.com/mrc-ide/global-lmic-reports/master/AFG/projections.csv | 2021-06-19 | Rt | 1 | 1.04 | 1.05 | 1.05 | 1.07 | 1.09 | Relax Interventions 50% | Afghanistan | AFG | 2022-01-02 | v8 | TRUE
https://raw.githubusercontent.com/mrc-ide/global-lmic-reports/master/AFG/projections.csv | 2021-06-19 | Reff | 0.91 | 0.95 | 0.96 | 0.96 | 0.98 | 1 | Relax Interventions 50% | Afghanistan | AFG | 2022-01-02 | v8 | TRUE
https://raw.githubusercontent.com/mrc-ide/global-lmic-reports/master/AFG/projections.csv | 2021-06-19 | infections | 37094.39 | 39361.3 | 40606 | 40785.93 | 42074.86 | 44607.26 | Surged Additional 50% Reduction | Afghanistan | AFG | 2022-01-02 | v8 | TRUE
https://raw.githubusercontent.com/mrc-ide/global-lmic-reports/master/AFG/projections.csv | 2021-06-19 | deaths | 34.92 | 38.11 | 39.09 | 39.18 | 40.19 | 43.57 | Surged Additional 50% Reduction | Afghanistan | AFG | 2022-01-02 | v8 | TRUE
https://raw.githubusercontent.com/mrc-ide/global-lmic-reports/master/AFG/projections.csv | 2021-06-19 | hospital_demand | 1786.33 | 1925.06 | 1983.8 | 1990.88 | 2049.28 | 2215.97 | Surged Additional 50% Reduction | Afghanistan | AFG | 2022-01-02 | v8 | TRUE
https://raw.githubusercontent.com/mrc-ide/global-lmic-reports/master/AFG/projections.csv | 2021-06-19 | ICU_demand | 699.8 | 756.41 | 777.4 | 781.11 | 802.12 | 868.53 | Surged Additional 50% Reduction | Afghanistan | AFG | 2022-01-02 | v8 | TRUE
https://raw.githubusercontent.com/mrc-ide/global-lmic-reports/master/AFG/projections.csv | 2021-06-19 | hospital_incidence | 247.3 | 262.11 | 269.96 | 270.73 | 280.73 | 295.98 | Surged Additional 50% Reduction | Afghanistan | AFG | 2022-01-02 | v8 | TRUE
https://raw.githubusercontent.com/mrc-ide/global-lmic-reports/master/AFG/projections.csv | 2021-06-19 | ICU_incidence | 77.58 | 82.22 | 84.68 | 84.92 | 88.06 | 92.83 | Surged Additional 50% Reduction | Afghanistan | AFG | 2022-01-02 | v8 | TRUE
https://raw.githubusercontent.com/mrc-ide/global-lmic-reports/master/AFG/projections.csv | 2021-06-19 | prevalence | 271809.74 | 288041.17 | 296759.32 | 297794.82 | 308552.19 | 326476.79 | Surged Additional 50% Reduction | Afghanistan | AFG | 2022-01-02 | v8 | TRUE
https://raw.githubusercontent.com/mrc-ide/global-lmic-reports/master/AFG/projections.csv | 2021-06-19 | cumulative_infections | 2229022.24 | 2312162.23 | 2358417.24 | 2356125.95 | 2394028.83 | 2507264.3 | Surged Additional 50% Reduction | Afghanistan | AFG | 2022-01-02 | v8 | TRUE
https://raw.githubusercontent.com/mrc-ide/global-lmic-reports/master/AFG/projections.csv | 2021-06-19 | cumulative_deaths | 3173.15 | 3259.31 | 3332.27 | 3333.61 | 3402.71 | 3513.16 | Surged Additional 50% Reduction | Afghanistan | AFG | 2022-01-02 | v8 | TRUE
https://raw.githubusercontent.com/mrc-ide/global-lmic-reports/master/AFG/projections.csv | 2021-06-19 | Rt | 1.01 | 1.03 | 1.05 | 1.05 | 1.07 | 1.11 | Surged Additional 50% Reduction | Afghanistan | AFG | 2022-01-02 | v8 | TRUE
https://raw.githubusercontent.com/mrc-ide/global-lmic-reports/master/AFG/projections.csv | 2021-06-19 | Reff | 0.92 | 0.95 | 0.96 | 0.96 | 0.98 | 1.02 | Surged Additional 50% Reduction | Afghanistan | AFG | 2022-01-02 | v8 | TRUE
https://raw.githubusercontent.com/mrc-ide/global-lmic-reports/master/AFG/projections.csv | 2021-06-19 | infections | 37094.39 | 39361.3 | 40606 | 40785.93 | 42074.86 | 44607.26 | Surged Maintain Status Quo | Afghanistan | AFG | 2022-01-02 | v8 | TRUE
https://raw.githubusercontent.com/mrc-ide/global-lmic-reports/master/AFG/projections.csv | 2021-06-19 | deaths | 34.92 | 38.11 | 39.09 | 39.18 | 40.19 | 43.57 | Surged Maintain Status Quo | Afghanistan | AFG | 2022-01-02 | v8 | TRUE
https://raw.githubusercontent.com/mrc-ide/global-lmic-reports/master/AFG/projections.csv | 2021-06-19 | hospital_demand | 1786.33 | 1925.06 | 1983.8 | 1990.88 | 2049.28 | 2215.97 | Surged Maintain Status Quo | Afghanistan | AFG | 2022-01-02 | v8 | TRUE
https://raw.githubusercontent.com/mrc-ide/global-lmic-reports/master/AFG/projections.csv | 2021-06-19 | ICU_demand | 699.8 | 756.41 | 777.4 | 781.11 | 802.12 | 868.53 | Surged Maintain Status Quo | Afghanistan | AFG | 2022-01-02 | v8 | TRUE
https://raw.githubusercontent.com/mrc-ide/global-lmic-reports/master/AFG/projections.csv | 2021-06-19 | hospital_incidence | 247.3 | 262.11 | 269.96 | 270.73 | 280.73 | 295.98 | Surged Maintain Status Quo | Afghanistan | AFG | 2022-01-02 | v8 | TRUE
https://raw.githubusercontent.com/mrc-ide/global-lmic-reports/master/AFG/projections.csv | 2021-06-19 | ICU_incidence | 77.58 | 82.22 | 84.68 | 84.92 | 88.06 | 92.83 | Surged Maintain Status Quo | Afghanistan | AFG | 2022-01-02 | v8 | TRUE
https://raw.githubusercontent.com/mrc-ide/global-lmic-reports/master/AFG/projections.csv | 2021-06-19 | prevalence | 271809.74 | 288041.17 | 296759.32 | 297794.82 | 308552.19 | 326476.79 | Surged Maintain Status Quo | Afghanistan | AFG | 2022-01-02 | v8 | TRUE
https://raw.githubusercontent.com/mrc-ide/global-lmic-reports/master/AFG/projections.csv | 2021-06-19 | cumulative_infections | 2229022.24 | 2312162.23 | 2358417.24 | 2356125.95 | 2394028.83 | 2507264.3 | Surged Maintain Status Quo | Afghanistan | AFG | 2022-01-02 | v8 | TRUE
https://raw.githubusercontent.com/mrc-ide/global-lmic-reports/master/AFG/projections.csv | 2021-06-19 | cumulative_deaths | 3173.15 | 3259.31 | 3332.27 | 3333.61 | 3402.71 | 3513.16 | Surged Maintain Status Quo | Afghanistan | AFG | 2022-01-02 | v8 | TRUE
https://raw.githubusercontent.com/mrc-ide/global-lmic-reports/master/AFG/projections.csv | 2021-06-19 | Rt | 1.01 | 1.03 | 1.05 | 1.05 | 1.07 | 1.11 | Surged Maintain Status Quo | Afghanistan | AFG | 2022-01-02 | v8 | TRUE
https://raw.githubusercontent.com/mrc-ide/global-lmic-reports/master/AFG/projections.csv | 2021-06-19 | Reff | 0.92 | 0.95 | 0.96 | 0.96 | 0.98 | 1.02 | Surged Maintain Status Quo | Afghanistan | AFG | 2022-01-02 | v8 | TRUE
https://raw.githubusercontent.com/mrc-ide/global-lmic-reports/master/AFG/projections.csv | 2021-06-19 | infections | 37094.39 | 39361.3 | 40606 | 40785.93 | 42074.86 | 44607.26 | Surged Optimistic | Afghanistan | AFG | 2022-01-02 | v8 | TRUE
https://raw.githubusercontent.com/mrc-ide/global-lmic-reports/master/AFG/projections.csv | 2021-06-19 | deaths | 34.92 | 38.11 | 39.09 | 39.18 | 40.19 | 43.57 | Surged Optimistic | Afghanistan | AFG | 2022-01-02 | v8 | TRUE
https://raw.githubusercontent.com/mrc-ide/global-lmic-reports/master/AFG/projections.csv | 2021-06-19 | hospital_demand | 1786.33 | 1925.06 | 1983.8 | 1990.88 | 2049.28 | 2215.97 | Surged Optimistic | Afghanistan | AFG | 2022-01-02 | v8 | TRUE
https://raw.githubusercontent.com/mrc-ide/global-lmic-reports/master/AFG/projections.csv | 2021-06-19 | ICU_demand | 699.8 | 756.41 | 777.4 | 781.11 | 802.12 | 868.53 | Surged Optimistic | Afghanistan | AFG | 2022-01-02 | v8 | TRUE
https://raw.githubusercontent.com/mrc-ide/global-lmic-reports/master/AFG/projections.csv | 2021-06-19 | hospital_incidence | 247.3 | 262.11 | 269.96 | 270.73 | 280.73 | 295.98 | Surged Optimistic | Afghanistan | AFG | 2022-01-02 | v8 | TRUE
https://raw.githubusercontent.com/mrc-ide/global-lmic-reports/master/AFG/projections.csv | 2021-06-19 | ICU_incidence | 77.58 | 82.22 | 84.68 | 84.92 | 88.06 | 92.83 | Surged Optimistic | Afghanistan | AFG | 2022-01-02 | v8 | TRUE
https://raw.githubusercontent.com/mrc-ide/global-lmic-reports/master/AFG/projections.csv | 2021-06-19 | prevalence | 271809.74 | 288041.17 | 296759.32 | 297794.82 | 308552.19 | 326476.79 | Surged Optimistic | Afghanistan | AFG | 2022-01-02 | v8 | TRUE
https://raw.githubusercontent.com/mrc-ide/global-lmic-reports/master/AFG/projections.csv | 2021-06-19 | cumulative_infections | 2229022.24 | 2312162.23 | 2358417.24 | 2356125.95 | 2394028.83 | 2507264.3 | Surged Optimistic | Afghanistan | AFG | 2022-01-02 | v8 | TRUE
https://raw.githubusercontent.com/mrc-ide/global-lmic-reports/master/AFG/projections.csv | 2021-06-19 | cumulative_deaths | 3173.15 | 3259.31 | 3332.27 | 3333.61 | 3402.71 | 3513.16 | Surged Optimistic | Afghanistan | AFG | 2022-01-02 | v8 | TRUE
https://raw.githubusercontent.com/mrc-ide/global-lmic-reports/master/AFG/projections.csv | 2021-06-19 | Rt | 1.01 | 1.03 | 1.05 | 1.05 | 1.07 | 1.11 | Surged Optimistic | Afghanistan | AFG | 2022-01-02 | v8 | TRUE
https://raw.githubusercontent.com/mrc-ide/global-lmic-reports/master/AFG/projections.csv | 2021-06-19 | Reff | 0.92 | 0.95 | 0.96 | 0.96 | 0.98 | 1.02 | Surged Optimistic | Afghanistan | AFG | 2022-01-02 | v8 | TRUE
https://raw.githubusercontent.com/mrc-ide/global-lmic-reports/master/AFG/projections.csv | 2021-06-19 | infections | 37094.39 | 39361.3 | 40606 | 40785.93 | 42074.86 | 44607.26 | Surged Pessimistic | Afghanistan | AFG | 2022-01-02 | v8 | TRUE
https://raw.githubusercontent.com/mrc-ide/global-lmic-reports/master/AFG/projections.csv | 2021-06-19 | deaths | 34.92 | 38.11 | 39.09 | 39.18 | 40.19 | 43.57 | Surged Pessimistic | Afghanistan | AFG | 2022-01-02 | v8 | TRUE
https://raw.githubusercontent.com/mrc-ide/global-lmic-reports/master/AFG/projections.csv | 2021-06-19 | hospital_demand | 1786.33 | 1925.06 | 1983.8 | 1990.88 | 2049.28 | 2215.97 | Surged Pessimistic | Afghanistan | AFG | 2022-01-02 | v8 | TRUE
https://raw.githubusercontent.com/mrc-ide/global-lmic-reports/master/AFG/projections.csv | 2021-06-19 | ICU_demand | 699.8 | 756.41 | 777.4 | 781.11 | 802.12 | 868.53 | Surged Pessimistic | Afghanistan | AFG | 2022-01-02 | v8 | TRUE
https://raw.githubusercontent.com/mrc-ide/global-lmic-reports/master/AFG/projections.csv | 2021-06-19 | hospital_incidence | 247.3 | 262.11 | 269.96 | 270.73 | 280.73 | 295.98 | Surged Pessimistic | Afghanistan | AFG | 2022-01-02 | v8 | TRUE
https://raw.githubusercontent.com/mrc-ide/global-lmic-reports/master/AFG/projections.csv | 2021-06-19 | ICU_incidence | 77.58 | 82.22 | 84.68 | 84.92 | 88.06 | 92.83 | Surged Pessimistic | Afghanistan | AFG | 2022-01-02 | v8 | TRUE
https://raw.githubusercontent.com/mrc-ide/global-lmic-reports/master/AFG/projections.csv | 2021-06-19 | prevalence | 271809.74 | 288041.17 | 296759.32 | 297794.82 | 308552.19 | 326476.79 | Surged Pessimistic | Afghanistan | AFG | 2022-01-02 | v8 | TRUE
https://raw.githubusercontent.com/mrc-ide/global-lmic-reports/master/AFG/projections.csv | 2021-06-19 | cumulative_infections | 2229022.24 | 2312162.23 | 2358417.24 | 2356125.95 | 2394028.83 | 2507264.3 | Surged Pessimistic | Afghanistan | AFG | 2022-01-02 | v8 | TRUE
https://raw.githubusercontent.com/mrc-ide/global-lmic-reports/master/AFG/projections.csv | 2021-06-19 | cumulative_deaths | 3173.15 | 3259.31 | 3332.27 | 3333.61 | 3402.71 | 3513.16 | Surged Pessimistic | Afghanistan | AFG | 2022-01-02 | v8 | TRUE
https://raw.githubusercontent.com/mrc-ide/global-lmic-reports/master/AFG/projections.csv | 2021-06-19 | Rt | 1.01 | 1.03 | 1.05 | 1.05 | 1.07 | 1.11 | Surged Pessimistic | Afghanistan | AFG | 2022-01-02 | v8 | TRUE
https://raw.githubusercontent.com/mrc-ide/global-lmic-reports/master/AFG/projections.csv | 2021-06-19 | Reff | 0.92 | 0.95 | 0.96 | 0.96 | 0.98 | 1.02 | Surged Pessimistic | Afghanistan | AFG | 2022-01-02 | v8 | TRUE
https://raw.githubusercontent.com/mrc-ide/global-lmic-reports/master/AFG/projections.csv | 2021-06-19 | infections | 37094.39 | 39361.3 | 40606 | 40785.93 | 42074.86 | 44607.26 | Surged Relax Interventions 50% | Afghanistan | AFG | 2022-01-02 | v8 | TRUE
https://raw.githubusercontent.com/mrc-ide/global-lmic-reports/master/AFG/projections.csv | 2021-06-19 | deaths | 34.92 | 38.11 | 39.09 | 39.18 | 40.19 | 43.57 | Surged Relax Interventions 50% | Afghanistan | AFG | 2022-01-02 | v8 | TRUE
https://raw.githubusercontent.com/mrc-ide/global-lmic-reports/master/AFG/projections.csv | 2021-06-19 | hospital_demand | 1786.33 | 1925.06 | 1983.8 | 1990.88 | 2049.28 | 2215.97 | Surged Relax Interventions 50% | Afghanistan | AFG | 2022-01-02 | v8 | TRUE
https://raw.githubusercontent.com/mrc-ide/global-lmic-reports/master/AFG/projections.csv | 2021-06-19 | ICU_demand | 699.8 | 756.41 | 777.4 | 781.11 | 802.12 | 868.53 | Surged Relax Interventions 50% | Afghanistan | AFG | 2022-01-02 | v8 | TRUE
https://raw.githubusercontent.com/mrc-ide/global-lmic-reports/master/AFG/projections.csv | 2021-06-19 | hospital_incidence | 247.3 | 262.11 | 269.96 | 270.73 | 280.73 | 295.98 | Surged Relax Interventions 50% | Afghanistan | AFG | 2022-01-02 | v8 | TRUE
https://raw.githubusercontent.com/mrc-ide/global-lmic-reports/master/AFG/projections.csv | 2021-06-19 | ICU_incidence | 77.58 | 82.22 | 84.68 | 84.92 | 88.06 | 92.83 | Surged Relax Interventions 50% | Afghanistan | AFG | 2022-01-02 | v8 | TRUE
https://raw.githubusercontent.com/mrc-ide/global-lmic-reports/master/AFG/projections.csv | 2021-06-19 | prevalence | 271809.74 | 288041.17 | 296759.32 | 297794.82 | 308552.19 | 326476.79 | Surged Relax Interventions 50% | Afghanistan | AFG | 2022-01-02 | v8 | TRUE
https://raw.githubusercontent.com/mrc-ide/global-lmic-reports/master/AFG/projections.csv | 2021-06-19 | cumulative_infections | 2229022.24 | 2312162.23 | 2358417.24 | 2356125.95 | 2394028.83 | 2507264.3 | Surged Relax Interventions 50% | Afghanistan | AFG | 2022-01-02 | v8 | TRUE
https://raw.githubusercontent.com/mrc-ide/global-lmic-reports/master/AFG/projections.csv | 2021-06-19 | cumulative_deaths | 3173.15 | 3259.31 | 3332.27 | 3333.61 | 3402.71 | 3513.16 | Surged Relax Interventions 50% | Afghanistan | AFG | 2022-01-02 | v8 | TRUE
https://raw.githubusercontent.com/mrc-ide/global-lmic-reports/master/AFG/projections.csv | 2021-06-19 | Rt | 1.01 | 1.03 | 1.05 | 1.05 | 1.07 | 1.11 | Surged Relax Interventions 50% | Afghanistan | AFG | 2022-01-02 | v8 | TRUE
https://raw.githubusercontent.com/mrc-ide/global-lmic-reports/master/AFG/projections.csv | 2021-06-19 | Reff | 0.92 | 0.95 | 0.96 | 0.96 | 0.98 | 1.02 | Surged Relax Interventions 50% | Afghanistan | AFG | 2022-01-02 | v8 | TRUE
https://raw.githubusercontent.com/mrc-ide/global-lmic-reports/master/AFG/projections.csv | 2021-06-20 | infections | 37338.02 | 39790.02 | 41058.33 | 41269.17 | 43112.28 | 45734.69 | Additional 50% Reduction | Afghanistan | AFG | 2022-01-02 | v8 | TRUE
https://raw.githubusercontent.com/mrc-ide/global-lmic-reports/master/AFG/projections.csv | 2021-06-20 | deaths | 73.4 | 79.59 | 82.99 | 83.07 | 86.42 | 94.52 | Additional 50% Reduction | Afghanistan | AFG | 2022-01-02 | v8 | TRUE
https://raw.githubusercontent.com/mrc-ide/global-lmic-reports/master/AFG/projections.csv | 2021-06-20 | hospital_demand | 1846.69 | 1973.03 | 2047.34 | 2052.18 | 2118.31 | 2304.89 | Additional 50% Reduction | Afghanistan | AFG | 2022-01-02 | v8 | TRUE
https://raw.githubusercontent.com/mrc-ide/global-lmic-reports/master/AFG/projections.csv | 2021-06-20 | ICU_demand | 354.92 | 362.33 | 366.35 | 366.32 | 370.37 | 379.64 | Additional 50% Reduction | Afghanistan | AFG | 2022-01-02 | v8 | TRUE
https://raw.githubusercontent.com/mrc-ide/global-lmic-reports/master/AFG/projections.csv | 2021-06-20 | hospital_incidence | 252.52 | 271.88 | 281.94 | 282.33 | 292.85 | 315.95 | Additional 50% Reduction | Afghanistan | AFG | 2022-01-02 | v8 | TRUE
https://raw.githubusercontent.com/mrc-ide/global-lmic-reports/master/AFG/projections.csv | 2021-06-20 | ICU_incidence | 79.21 | 85.27 | 88.41 | 88.54 | 91.84 | 99.07 | Additional 50% Reduction | Afghanistan | AFG | 2022-01-02 | v8 | TRUE
https://raw.githubusercontent.com/mrc-ide/global-lmic-reports/master/AFG/projections.csv | 2021-06-20 | prevalence | 267650.8 | 287892.45 | 298408.49 | 298491.58 | 308123.43 | 329330.91 | Additional 50% Reduction | Afghanistan | AFG | 2022-01-02 | v8 | TRUE
https://raw.githubusercontent.com/mrc-ide/global-lmic-reports/master/AFG/projections.csv | 2021-06-20 | cumulative_infections | 2253568.37 | 2352350.73 | 2417753.51 | 2418379.15 | 2476557.47 | 2641509.86 | Additional 50% Reduction | Afghanistan | AFG | 2022-01-02 | v8 | TRUE
https://raw.githubusercontent.com/mrc-ide/global-lmic-reports/master/AFG/projections.csv | 2021-06-20 | cumulative_deaths | 3661.58 | 3866.02 | 3966.29 | 3979.27 | 4088.01 | 4409.97 | Additional 50% Reduction | Afghanistan | AFG | 2022-01-02 | v8 | TRUE
https://raw.githubusercontent.com/mrc-ide/global-lmic-reports/master/AFG/projections.csv | 2021-06-20 | Rt | 1.03 | 1.06 | 1.07 | 1.07 | 1.09 | 1.11 | Additional 50% Reduction | Afghanistan | AFG | 2022-01-02 | v8 | TRUE
https://raw.githubusercontent.com/mrc-ide/global-lmic-reports/master/AFG/projections.csv | 2021-06-20 | Reff | 0.94 | 0.97 | 0.98 | 0.98 | 1 | 1.02 | Additional 50% Reduction | Afghanistan | AFG | 2022-01-02 | v8 | TRUE
https://raw.githubusercontent.com/mrc-ide/global-lmic-reports/master/AFG/projections.csv | 2021-06-20 | infections | 37338.02 | 39790.02 | 41058.33 | 41269.17 | 43112.28 | 45734.69 | Maintain Status Quo | Afghanistan | AFG | 2022-01-02 | v8 | TRUE
https://raw.githubusercontent.com/mrc-ide/global-lmic-reports/master/AFG/projections.csv | 2021-06-20 | deaths | 73.4 | 79.59 | 82.99 | 83.07 | 86.42 | 94.52 | Maintain Status Quo | Afghanistan | AFG | 2022-01-02 | v8 | TRUE
https://raw.githubusercontent.com/mrc-ide/global-lmic-reports/master/AFG/projections.csv | 2021-06-20 | hospital_demand | 1846.69 | 1973.03 | 2047.34 | 2052.18 | 2118.31 | 2304.89 | Maintain Status Quo | Afghanistan | AFG | 2022-01-02 | v8 | TRUE
https://raw.githubusercontent.com/mrc-ide/global-lmic-reports/master/AFG/projections.csv | 2021-06-20 | ICU_demand | 354.92 | 362.33 | 366.35 | 366.32 | 370.37 | 379.64 | Maintain Status Quo | Afghanistan | AFG | 2022-01-02 | v8 | TRUE
https://raw.githubusercontent.com/mrc-ide/global-lmic-reports/master/AFG/projections.csv | 2021-06-20 | hospital_incidence | 252.52 | 271.88 | 281.94 | 282.33 | 292.85 | 315.95 | Maintain Status Quo | Afghanistan | AFG | 2022-01-02 | v8 | TRUE
https://raw.githubusercontent.com/mrc-ide/global-lmic-reports/master/AFG/projections.csv | 2021-06-20 | ICU_incidence | 79.21 | 85.27 | 88.41 | 88.54 | 91.84 | 99.07 | Maintain Status Quo | Afghanistan | AFG | 2022-01-02 | v8 | TRUE
https://raw.githubusercontent.com/mrc-ide/global-lmic-reports/master/AFG/projections.csv | 2021-06-20 | prevalence | 267650.8 | 287892.45 | 298408.49 | 298491.58 | 308123.43 | 329330.91 | Maintain Status Quo | Afghanistan | AFG | 2022-01-02 | v8 | TRUE
https://raw.githubusercontent.com/mrc-ide/global-lmic-reports/master/AFG/projections.csv | 2021-06-20 | cumulative_infections | 2253568.37 | 2352350.73 | 2417753.51 | 2418379.15 | 2476557.47 | 2641509.86 | Maintain Status Quo | Afghanistan | AFG | 2022-01-02 | v8 | TRUE
https://raw.githubusercontent.com/mrc-ide/global-lmic-reports/master/AFG/projections.csv | 2021-06-20 | cumulative_deaths | 3661.58 | 3866.02 | 3966.29 | 3979.27 | 4088.01 | 4409.97 | Maintain Status Quo | Afghanistan | AFG | 2022-01-02 | v8 | TRUE
https://raw.githubusercontent.com/mrc-ide/global-lmic-reports/master/AFG/projections.csv | 2021-06-20 | Rt | 1.03 | 1.06 | 1.07 | 1.07 | 1.09 | 1.11 | Maintain Status Quo | Afghanistan | AFG | 2022-01-02 | v8 | TRUE
https://raw.githubusercontent.com/mrc-ide/global-lmic-reports/master/AFG/projections.csv | 2021-06-20 | Reff | 0.94 | 0.97 | 0.98 | 0.98 | 1 | 1.02 | Maintain Status Quo | Afghanistan | AFG | 2022-01-02 | v8 | TRUE
https://raw.githubusercontent.com/mrc-ide/global-lmic-reports/master/AFG/projections.csv | 2021-06-20 | infections | 37338.02 | 39790.02 | 41058.33 | 41269.17 | 43112.28 | 45734.69 | Optimistic | Afghanistan | AFG | 2022-01-02 | v8 | TRUE
https://raw.githubusercontent.com/mrc-ide/global-lmic-reports/master/AFG/projections.csv | 2021-06-20 | deaths | 73.4 | 79.59 | 82.99 | 83.07 | 86.42 | 94.52 | Optimistic | Afghanistan | AFG | 2022-01-02 | v8 | TRUE
https://raw.githubusercontent.com/mrc-ide/global-lmic-reports/master/AFG/projections.csv | 2021-06-20 | hospital_demand | 1846.69 | 1973.03 | 2047.34 | 2052.18 | 2118.31 | 2304.89 | Optimistic | Afghanistan | AFG | 2022-01-02 | v8 | TRUE
https://raw.githubusercontent.com/mrc-ide/global-lmic-reports/master/AFG/projections.csv | 2021-06-20 | ICU_demand | 354.92 | 362.33 | 366.35 | 366.32 | 370.37 | 379.64 | Optimistic | Afghanistan | AFG | 2022-01-02 | v8 | TRUE
https://raw.githubusercontent.com/mrc-ide/global-lmic-reports/master/AFG/projections.csv | 2021-06-20 | hospital_incidence | 252.52 | 271.88 | 281.94 | 282.33 | 292.85 | 315.95 | Optimistic | Afghanistan | AFG | 2022-01-02 | v8 | TRUE
https://raw.githubusercontent.com/mrc-ide/global-lmic-reports/master/AFG/projections.csv | 2021-06-20 | ICU_incidence | 79.21 | 85.27 | 88.41 | 88.54 | 91.84 | 99.07 | Optimistic | Afghanistan | AFG | 2022-01-02 | v8 | TRUE
https://raw.githubusercontent.com/mrc-ide/global-lmic-reports/master/AFG/projections.csv | 2021-06-20 | prevalence | 267650.8 | 287892.45 | 298408.49 | 298491.58 | 308123.43 | 329330.91 | Optimistic | Afghanistan | AFG | 2022-01-02 | v8 | TRUE
https://raw.githubusercontent.com/mrc-ide/global-lmic-reports/master/AFG/projections.csv | 2021-06-20 | cumulative_infections | 2253568.37 | 2352350.73 | 2417753.51 | 2418379.15 | 2476557.47 | 2641509.86 | Optimistic | Afghanistan | AFG | 2022-01-02 | v8 | TRUE
https://raw.githubusercontent.com/mrc-ide/global-lmic-reports/master/AFG/projections.csv | 2021-06-20 | cumulative_deaths | 3661.58 | 3866.02 | 3966.29 | 3979.27 | 4088.01 | 4409.97 | Optimistic | Afghanistan | AFG | 2022-01-02 | v8 | TRUE
https://raw.githubusercontent.com/mrc-ide/global-lmic-reports/master/AFG/projections.csv | 2021-06-20 | Rt | 1.03 | 1.06 | 1.07 | 1.07 | 1.09 | 1.11 | Optimistic | Afghanistan | AFG | 2022-01-02 | v8 | TRUE
https://raw.githubusercontent.com/mrc-ide/global-lmic-reports/master/AFG/projections.csv | 2021-06-20 | Reff | 0.94 | 0.97 | 0.98 | 0.98 | 1 | 1.02 | Optimistic | Afghanistan | AFG | 2022-01-02 | v8 | TRUE
https://raw.githubusercontent.com/mrc-ide/global-lmic-reports/master/AFG/projections.csv | 2021-06-20 | infections | 37338.02 | 39790.02 | 41058.33 | 41269.17 | 43112.28 | 45734.69 | Pessimistic | Afghanistan | AFG | 2022-01-02 | v8 | TRUE
https://raw.githubusercontent.com/mrc-ide/global-lmic-reports/master/AFG/projections.csv | 2021-06-20 | deaths | 73.4 | 79.59 | 82.99 | 83.07 | 86.42 | 94.52 | Pessimistic | Afghanistan | AFG | 2022-01-02 | v8 | TRUE
https://raw.githubusercontent.com/mrc-ide/global-lmic-reports/master/AFG/projections.csv | 2021-06-20 | hospital_demand | 1846.69 | 1973.03 | 2047.34 | 2052.18 | 2118.31 | 2304.89 | Pessimistic | Afghanistan | AFG | 2022-01-02 | v8 | TRUE
https://raw.githubusercontent.com/mrc-ide/global-lmic-reports/master/AFG/projections.csv | 2021-06-20 | ICU_demand | 354.92 | 362.33 | 366.35 | 366.32 | 370.37 | 379.64 | Pessimistic | Afghanistan | AFG | 2022-01-02 | v8 | TRUE
https://raw.githubusercontent.com/mrc-ide/global-lmic-reports/master/AFG/projections.csv | 2021-06-20 | hospital_incidence | 252.52 | 271.88 | 281.94 | 282.33 | 292.85 | 315.95 | Pessimistic | Afghanistan | AFG | 2022-01-02 | v8 | TRUE
https://raw.githubusercontent.com/mrc-ide/global-lmic-reports/master/AFG/projections.csv | 2021-06-20 | ICU_incidence | 79.21 | 85.27 | 88.41 | 88.54 | 91.84 | 99.07 | Pessimistic | Afghanistan | AFG | 2022-01-02 | v8 | TRUE
https://raw.githubusercontent.com/mrc-ide/global-lmic-reports/master/AFG/projections.csv | 2021-06-20 | prevalence | 267650.8 | 287892.45 | 298408.49 | 298491.58 | 308123.43 | 329330.91 | Pessimistic | Afghanistan | AFG | 2022-01-02 | v8 | TRUE
https://raw.githubusercontent.com/mrc-ide/global-lmic-reports/master/AFG/projections.csv | 2021-06-20 | cumulative_infections | 2253568.37 | 2352350.73 | 2417753.51 | 2418379.15 | 2476557.47 | 2641509.86 | Pessimistic | Afghanistan | AFG | 2022-01-02 | v8 | TRUE
https://raw.githubusercontent.com/mrc-ide/global-lmic-reports/master/AFG/projections.csv | 2021-06-20 | cumulative_deaths | 3661.58 | 3866.02 | 3966.29 | 3979.27 | 4088.01 | 4409.97 | Pessimistic | Afghanistan | AFG | 2022-01-02 | v8 | TRUE
https://raw.githubusercontent.com/mrc-ide/global-lmic-reports/master/AFG/projections.csv | 2021-06-20 | Rt | 1.03 | 1.06 | 1.07 | 1.07 | 1.09 | 1.11 | Pessimistic | Afghanistan | AFG | 2022-01-02 | v8 | TRUE
https://raw.githubusercontent.com/mrc-ide/global-lmic-reports/master/AFG/projections.csv | 2021-06-20 | Reff | 0.94 | 0.97 | 0.98 | 0.98 | 1 | 1.02 | Pessimistic | Afghanistan | AFG | 2022-01-02 | v8 | TRUE
https://raw.githubusercontent.com/mrc-ide/global-lmic-reports/master/AFG/projections.csv | 2021-06-20 | infections | 37338.02 | 39790.02 | 41058.33 | 41269.17 | 43112.28 | 45734.69 | Relax Interventions 50% | Afghanistan | AFG | 2022-01-02 | v8 | TRUE
https://raw.githubusercontent.com/mrc-ide/global-lmic-reports/master/AFG/projections.csv | 2021-06-20 | deaths | 73.4 | 79.59 | 82.99 | 83.07 | 86.42 | 94.52 | Relax Interventions 50% | Afghanistan | AFG | 2022-01-02 | v8 | TRUE
https://raw.githubusercontent.com/mrc-ide/global-lmic-reports/master/AFG/projections.csv | 2021-06-20 | hospital_demand | 1846.69 | 1973.03 | 2047.34 | 2052.18 | 2118.31 | 2304.89 | Relax Interventions 50% | Afghanistan | AFG | 2022-01-02 | v8 | TRUE
https://raw.githubusercontent.com/mrc-ide/global-lmic-reports/master/AFG/projections.csv | 2021-06-20 | ICU_demand | 354.92 | 362.33 | 366.35 | 366.32 | 370.37 | 379.64 | Relax Interventions 50% | Afghanistan | AFG | 2022-01-02 | v8 | TRUE
https://raw.githubusercontent.com/mrc-ide/global-lmic-reports/master/AFG/projections.csv | 2021-06-20 | hospital_incidence | 252.52 | 271.88 | 281.94 | 282.33 | 292.85 | 315.95 | Relax Interventions 50% | Afghanistan | AFG | 2022-01-02 | v8 | TRUE
https://raw.githubusercontent.com/mrc-ide/global-lmic-reports/master/AFG/projections.csv | 2021-06-20 | ICU_incidence | 79.21 | 85.27 | 88.41 | 88.54 | 91.84 | 99.07 | Relax Interventions 50% | Afghanistan | AFG | 2022-01-02 | v8 | TRUE
https://raw.githubusercontent.com/mrc-ide/global-lmic-reports/master/AFG/projections.csv | 2021-06-20 | prevalence | 267650.8 | 287892.45 | 298408.49 | 298491.58 | 308123.43 | 329330.91 | Relax Interventions 50% | Afghanistan | AFG | 2022-01-02 | v8 | TRUE
https://raw.githubusercontent.com/mrc-ide/global-lmic-reports/master/AFG/projections.csv | 2021-06-20 | cumulative_infections | 2253568.37 | 2352350.73 | 2417753.51 | 2418379.15 | 2476557.47 | 2641509.86 | Relax Interventions 50% | Afghanistan | AFG | 2022-01-02 | v8 | TRUE
https://raw.githubusercontent.com/mrc-ide/global-lmic-reports/master/AFG/projections.csv | 2021-06-20 | cumulative_deaths | 3661.58 | 3866.02 | 3966.29 | 3979.27 | 4088.01 | 4409.97 | Relax Interventions 50% | Afghanistan | AFG | 2022-01-02 | v8 | TRUE
https://raw.githubusercontent.com/mrc-ide/global-lmic-reports/master/AFG/projections.csv | 2021-06-20 | Rt | 1.03 | 1.06 | 1.07 | 1.07 | 1.09 | 1.11 | Relax Interventions 50% | Afghanistan | AFG | 2022-01-02 | v8 | TRUE
https://raw.githubusercontent.com/mrc-ide/global-lmic-reports/master/AFG/projections.csv | 2021-06-20 | Reff | 0.94 | 0.97 | 0.98 | 0.98 | 1 | 1.02 | Relax Interventions 50% | Afghanistan | AFG | 2022-01-02 | v8 | TRUE
https://raw.githubusercontent.com/mrc-ide/global-lmic-reports/master/AFG/projections.csv | 2021-06-20 | infections | 37064.47 | 39670.51 | 40904.43 | 41029.38 | 42296.81 | 45155.54 | Surged Additional 50% Reduction | Afghanistan | AFG | 2022-01-02 | v8 | TRUE
https://raw.githubusercontent.com/mrc-ide/global-lmic-reports/master/AFG/projections.csv | 2021-06-20 | deaths | 36.47 | 39.6 | 40.66 | 40.84 | 41.91 | 45.43 | Surged Additional 50% Reduction | Afghanistan | AFG | 2022-01-02 | v8 | TRUE
https://raw.githubusercontent.com/mrc-ide/global-lmic-reports/master/AFG/projections.csv | 2021-06-20 | hospital_demand | 1862.97 | 2004.07 | 2064.27 | 2070 | 2133.29 | 2295.54 | Surged Additional 50% Reduction | Afghanistan | AFG | 2022-01-02 | v8 | TRUE
https://raw.githubusercontent.com/mrc-ide/global-lmic-reports/master/AFG/projections.csv | 2021-06-20 | ICU_demand | 730.53 | 786.88 | 809.9 | 813.32 | 836.51 | 904.05 | Surged Additional 50% Reduction | Afghanistan | AFG | 2022-01-02 | v8 | TRUE
https://raw.githubusercontent.com/mrc-ide/global-lmic-reports/master/AFG/projections.csv | 2021-06-20 | hospital_incidence | 256.03 | 270.11 | 278.74 | 279.41 | 289.9 | 305.43 | Surged Additional 50% Reduction | Afghanistan | AFG | 2022-01-02 | v8 | TRUE
https://raw.githubusercontent.com/mrc-ide/global-lmic-reports/master/AFG/projections.csv | 2021-06-20 | ICU_incidence | 80.31 | 84.72 | 87.42 | 87.63 | 90.92 | 95.78 | Surged Additional 50% Reduction | Afghanistan | AFG | 2022-01-02 | v8 | TRUE
https://raw.githubusercontent.com/mrc-ide/global-lmic-reports/master/AFG/projections.csv | 2021-06-20 | prevalence | 269854.85 | 286436.88 | 295775.4 | 296295.02 | 306852.45 | 325141.47 | Surged Additional 50% Reduction | Afghanistan | AFG | 2022-01-02 | v8 | TRUE
https://raw.githubusercontent.com/mrc-ide/global-lmic-reports/master/AFG/projections.csv | 2021-06-20 | cumulative_infections | 2268025.94 | 2352818.84 | 2398004.47 | 2397155.33 | 2436110.92 | 2552826.36 | Surged Additional 50% Reduction | Afghanistan | AFG | 2022-01-02 | v8 | TRUE
https://raw.githubusercontent.com/mrc-ide/global-lmic-reports/master/AFG/projections.csv | 2021-06-20 | cumulative_deaths | 3213.16 | 3299.55 | 3372.36 | 3374.44 | 3443.62 | 3554.97 | Surged Additional 50% Reduction | Afghanistan | AFG | 2022-01-02 | v8 | TRUE
https://raw.githubusercontent.com/mrc-ide/global-lmic-reports/master/AFG/projections.csv | 2021-06-20 | Rt | 1.04 | 1.06 | 1.07 | 1.08 | 1.09 | 1.13 | Surged Additional 50% Reduction | Afghanistan | AFG | 2022-01-02 | v8 | TRUE
https://raw.githubusercontent.com/mrc-ide/global-lmic-reports/master/AFG/projections.csv | 2021-06-20 | Reff | 0.95 | 0.97 | 0.98 | 0.98 | 0.99 | 1.03 | Surged Additional 50% Reduction | Afghanistan | AFG | 2022-01-02 | v8 | TRUE
https://raw.githubusercontent.com/mrc-ide/global-lmic-reports/master/AFG/projections.csv | 2021-06-20 | infections | 37064.47 | 39670.51 | 40904.43 | 41029.38 | 42296.81 | 45155.54 | Surged Maintain Status Quo | Afghanistan | AFG | 2022-01-02 | v8 | TRUE
https://raw.githubusercontent.com/mrc-ide/global-lmic-reports/master/AFG/projections.csv | 2021-06-20 | deaths | 36.47 | 39.6 | 40.66 | 40.84 | 41.91 | 45.43 | Surged Maintain Status Quo | Afghanistan | AFG | 2022-01-02 | v8 | TRUE
https://raw.githubusercontent.com/mrc-ide/global-lmic-reports/master/AFG/projections.csv | 2021-06-20 | hospital_demand | 1862.97 | 2004.07 | 2064.27 | 2070 | 2133.29 | 2295.54 | Surged Maintain Status Quo | Afghanistan | AFG | 2022-01-02 | v8 | TRUE
https://raw.githubusercontent.com/mrc-ide/global-lmic-reports/master/AFG/projections.csv | 2021-06-20 | ICU_demand | 730.53 | 786.88 | 809.9 | 813.32 | 836.51 | 904.05 | Surged Maintain Status Quo | Afghanistan | AFG | 2022-01-02 | v8 | TRUE
https://raw.githubusercontent.com/mrc-ide/global-lmic-reports/master/AFG/projections.csv | 2021-06-20 | hospital_incidence | 256.03 | 270.11 | 278.74 | 279.41 | 289.9 | 305.43 | Surged Maintain Status Quo | Afghanistan | AFG | 2022-01-02 | v8 | TRUE
https://raw.githubusercontent.com/mrc-ide/global-lmic-reports/master/AFG/projections.csv | 2021-06-20 | ICU_incidence | 80.31 | 84.72 | 87.42 | 87.63 | 90.92 | 95.78 | Surged Maintain Status Quo | Afghanistan | AFG | 2022-01-02 | v8 | TRUE
https://raw.githubusercontent.com/mrc-ide/global-lmic-reports/master/AFG/projections.csv | 2021-06-20 | prevalence | 269854.85 | 286436.88 | 295775.4 | 296295.02 | 306852.45 | 325141.47 | Surged Maintain Status Quo | Afghanistan | AFG | 2022-01-02 | v8 | TRUE
https://raw.githubusercontent.com/mrc-ide/global-lmic-reports/master/AFG/projections.csv | 2021-06-20 | cumulative_infections | 2268025.94 | 2352818.84 | 2398004.47 | 2397155.33 | 2436110.92 | 2552826.36 | Surged Maintain Status Quo | Afghanistan | AFG | 2022-01-02 | v8 | TRUE
https://raw.githubusercontent.com/mrc-ide/global-lmic-reports/master/AFG/projections.csv | 2021-06-20 | cumulative_deaths | 3213.16 | 3299.55 | 3372.36 | 3374.44 | 3443.62 | 3554.97 | Surged Maintain Status Quo | Afghanistan | AFG | 2022-01-02 | v8 | TRUE
https://raw.githubusercontent.com/mrc-ide/global-lmic-reports/master/AFG/projections.csv | 2021-06-20 | Rt | 1.04 | 1.06 | 1.07 | 1.08 | 1.09 | 1.13 | Surged Maintain Status Quo | Afghanistan | AFG | 2022-01-02 | v8 | TRUE
https://raw.githubusercontent.com/mrc-ide/global-lmic-reports/master/AFG/projections.csv | 2021-06-20 | Reff | 0.95 | 0.97 | 0.98 | 0.98 | 0.99 | 1.03 | Surged Maintain Status Quo | Afghanistan | AFG | 2022-01-02 | v8 | TRUE
https://raw.githubusercontent.com/mrc-ide/global-lmic-reports/master/AFG/projections.csv | 2021-06-20 | infections | 37064.47 | 39670.51 | 40904.43 | 41029.38 | 42296.81 | 45155.54 | Surged Optimistic | Afghanistan | AFG | 2022-01-02 | v8 | TRUE
https://raw.githubusercontent.com/mrc-ide/global-lmic-reports/master/AFG/projections.csv | 2021-06-20 | deaths | 36.47 | 39.6 | 40.66 | 40.84 | 41.91 | 45.43 | Surged Optimistic | Afghanistan | AFG | 2022-01-02 | v8 | TRUE
https://raw.githubusercontent.com/mrc-ide/global-lmic-reports/master/AFG/projections.csv | 2021-06-20 | hospital_demand | 1862.97 | 2004.07 | 2064.27 | 2070 | 2133.29 | 2295.54 | Surged Optimistic | Afghanistan | AFG | 2022-01-02 | v8 | TRUE
https://raw.githubusercontent.com/mrc-ide/global-lmic-reports/master/AFG/projections.csv | 2021-06-20 | ICU_demand | 730.53 | 786.88 | 809.9 | 813.32 | 836.51 | 904.05 | Surged Optimistic | Afghanistan | AFG | 2022-01-02 | v8 | TRUE
https://raw.githubusercontent.com/mrc-ide/global-lmic-reports/master/AFG/projections.csv | 2021-06-20 | hospital_incidence | 256.03 | 270.11 | 278.74 | 279.41 | 289.9 | 305.43 | Surged Optimistic | Afghanistan | AFG | 2022-01-02 | v8 | TRUE
https://raw.githubusercontent.com/mrc-ide/global-lmic-reports/master/AFG/projections.csv | 2021-06-20 | ICU_incidence | 80.31 | 84.72 | 87.42 | 87.63 | 90.92 | 95.78 | Surged Optimistic | Afghanistan | AFG | 2022-01-02 | v8 | TRUE
https://raw.githubusercontent.com/mrc-ide/global-lmic-reports/master/AFG/projections.csv | 2021-06-20 | prevalence | 269854.85 | 286436.88 | 295775.4 | 296295.02 | 306852.45 | 325141.47 | Surged Optimistic | Afghanistan | AFG | 2022-01-02 | v8 | TRUE
https://raw.githubusercontent.com/mrc-ide/global-lmic-reports/master/AFG/projections.csv | 2021-06-20 | cumulative_infections | 2268025.94 | 2352818.84 | 2398004.47 | 2397155.33 | 2436110.92 | 2552826.36 | Surged Optimistic | Afghanistan | AFG | 2022-01-02 | v8 | TRUE
https://raw.githubusercontent.com/mrc-ide/global-lmic-reports/master/AFG/projections.csv | 2021-06-20 | cumulative_deaths | 3213.16 | 3299.55 | 3372.36 | 3374.44 | 3443.62 | 3554.97 | Surged Optimistic | Afghanistan | AFG | 2022-01-02 | v8 | TRUE
https://raw.githubusercontent.com/mrc-ide/global-lmic-reports/master/AFG/projections.csv | 2021-06-20 | Rt | 1.04 | 1.06 | 1.07 | 1.08 | 1.09 | 1.13 | Surged Optimistic | Afghanistan | AFG | 2022-01-02 | v8 | TRUE
https://raw.githubusercontent.com/mrc-ide/global-lmic-reports/master/AFG/projections.csv | 2021-06-20 | Reff | 0.95 | 0.97 | 0.98 | 0.98 | 0.99 | 1.03 | Surged Optimistic | Afghanistan | AFG | 2022-01-02 | v8 | TRUE
https://raw.githubusercontent.com/mrc-ide/global-lmic-reports/master/AFG/projections.csv | 2021-06-20 | infections | 37064.47 | 39670.51 | 40904.43 | 41029.38 | 42296.81 | 45155.54 | Surged Pessimistic | Afghanistan | AFG | 2022-01-02 | v8 | TRUE
https://raw.githubusercontent.com/mrc-ide/global-lmic-reports/master/AFG/projections.csv | 2021-06-20 | deaths | 36.47 | 39.6 | 40.66 | 40.84 | 41.91 | 45.43 | Surged Pessimistic | Afghanistan | AFG | 2022-01-02 | v8 | TRUE
https://raw.githubusercontent.com/mrc-ide/global-lmic-reports/master/AFG/projections.csv | 2021-06-20 | hospital_demand | 1862.97 | 2004.07 | 2064.27 | 2070 | 2133.29 | 2295.54 | Surged Pessimistic | Afghanistan | AFG | 2022-01-02 | v8 | TRUE
https://raw.githubusercontent.com/mrc-ide/global-lmic-reports/master/AFG/projections.csv | 2021-06-20 | ICU_demand | 730.53 | 786.88 | 809.9 | 813.32 | 836.51 | 904.05 | Surged Pessimistic | Afghanistan | AFG | 2022-01-02 | v8 | TRUE
https://raw.githubusercontent.com/mrc-ide/global-lmic-reports/master/AFG/projections.csv | 2021-06-20 | hospital_incidence | 256.03 | 270.11 | 278.74 | 279.41 | 289.9 | 305.43 | Surged Pessimistic | Afghanistan | AFG | 2022-01-02 | v8 | TRUE
https://raw.githubusercontent.com/mrc-ide/global-lmic-reports/master/AFG/projections.csv | 2021-06-20 | ICU_incidence | 80.31 | 84.72 | 87.42 | 87.63 | 90.92 | 95.78 | Surged Pessimistic | Afghanistan | AFG | 2022-01-02 | v8 | TRUE
https://raw.githubusercontent.com/mrc-ide/global-lmic-reports/master/AFG/projections.csv | 2021-06-20 | prevalence | 269854.85 | 286436.88 | 295775.4 | 296295.02 | 306852.45 | 325141.47 | Surged Pessimistic | Afghanistan | AFG | 2022-01-02 | v8 | TRUE
https://raw.githubusercontent.com/mrc-ide/global-lmic-reports/master/AFG/projections.csv | 2021-06-20 | cumulative_infections | 2268025.94 | 2352818.84 | 2398004.47 | 2397155.33 | 2436110.92 | 2552826.36 | Surged Pessimistic | Afghanistan | AFG | 2022-01-02 | v8 | TRUE
https://raw.githubusercontent.com/mrc-ide/global-lmic-reports/master/AFG/projections.csv | 2021-06-20 | cumulative_deaths | 3213.16 | 3299.55 | 3372.36 | 3374.44 | 3443.62 | 3554.97 | Surged Pessimistic | Afghanistan | AFG | 2022-01-02 | v8 | TRUE
https://raw.githubusercontent.com/mrc-ide/global-lmic-reports/master/AFG/projections.csv | 2021-06-20 | Rt | 1.04 | 1.06 | 1.07 | 1.08 | 1.09 | 1.13 | Surged Pessimistic | Afghanistan | AFG | 2022-01-02 | v8 | TRUE
https://raw.githubusercontent.com/mrc-ide/global-lmic-reports/master/AFG/projections.csv | 2021-06-20 | Reff | 0.95 | 0.97 | 0.98 | 0.98 | 0.99 | 1.03 | Surged Pessimistic | Afghanistan | AFG | 2022-01-02 | v8 | TRUE
https://raw.githubusercontent.com/mrc-ide/global-lmic-reports/master/AFG/projections.csv | 2021-06-20 | infections | 37064.47 | 39670.51 | 40904.43 | 41029.38 | 42296.81 | 45155.54 | Surged Relax Interventions 50% | Afghanistan | AFG | 2022-01-02 | v8 | TRUE
https://raw.githubusercontent.com/mrc-ide/global-lmic-reports/master/AFG/projections.csv | 2021-06-20 | deaths | 36.47 | 39.6 | 40.66 | 40.84 | 41.91 | 45.43 | Surged Relax Interventions 50% | Afghanistan | AFG | 2022-01-02 | v8 | TRUE
https://raw.githubusercontent.com/mrc-ide/global-lmic-reports/master/AFG/projections.csv | 2021-06-20 | hospital_demand | 1862.97 | 2004.07 | 2064.27 | 2070 | 2133.29 | 2295.54 | Surged Relax Interventions 50% | Afghanistan | AFG | 2022-01-02 | v8 | TRUE
https://raw.githubusercontent.com/mrc-ide/global-lmic-reports/master/AFG/projections.csv | 2021-06-20 | ICU_demand | 730.53 | 786.88 | 809.9 | 813.32 | 836.51 | 904.05 | Surged Relax Interventions 50% | Afghanistan | AFG | 2022-01-02 | v8 | TRUE
https://raw.githubusercontent.com/mrc-ide/global-lmic-reports/master/AFG/projections.csv | 2021-06-20 | hospital_incidence | 256.03 | 270.11 | 278.74 | 279.41 | 289.9 | 305.43 | Surged Relax Interventions 50% | Afghanistan | AFG | 2022-01-02 | v8 | TRUE
https://raw.githubusercontent.com/mrc-ide/global-lmic-reports/master/AFG/projections.csv | 2021-06-20 | ICU_incidence | 80.31 | 84.72 | 87.42 | 87.63 | 90.92 | 95.78 | Surged Relax Interventions 50% | Afghanistan | AFG | 2022-01-02 | v8 | TRUE
https://raw.githubusercontent.com/mrc-ide/global-lmic-reports/master/AFG/projections.csv | 2021-06-20 | prevalence | 269854.85 | 286436.88 | 295775.4 | 296295.02 | 306852.45 | 325141.47 | Surged Relax Interventions 50% | Afghanistan | AFG | 2022-01-02 | v8 | TRUE
https://raw.githubusercontent.com/mrc-ide/global-lmic-reports/master/AFG/projections.csv | 2021-06-20 | cumulative_infections | 2268025.94 | 2352818.84 | 2398004.47 | 2397155.33 | 2436110.92 | 2552826.36 | Surged Relax Interventions 50% | Afghanistan | AFG | 2022-01-02 | v8 | TRUE
https://raw.githubusercontent.com/mrc-ide/global-lmic-reports/master/AFG/projections.csv | 2021-06-20 | cumulative_deaths | 3213.16 | 3299.55 | 3372.36 | 3374.44 | 3443.62 | 3554.97 | Surged Relax Interventions 50% | Afghanistan | AFG | 2022-01-02 | v8 | TRUE
https://raw.githubusercontent.com/mrc-ide/global-lmic-reports/master/AFG/projections.csv | 2021-06-20 | Rt | 1.04 | 1.06 | 1.07 | 1.08 | 1.09 | 1.13 | Surged Relax Interventions 50% | Afghanistan | AFG | 2022-01-02 | v8 | TRUE
https://raw.githubusercontent.com/mrc-ide/global-lmic-reports/master/AFG/projections.csv | 2021-06-20 | Reff | 0.95 | 0.97 | 0.98 | 0.98 | 0.99 | 1.03 | Surged Relax Interventions 50% | Afghanistan | AFG | 2022-01-02 | v8 | TRUE
https://raw.githubusercontent.com/mrc-ide/global-lmic-reports/master/AFG/projections.csv | 2021-06-21 | infections | 38575.83 | 41263.62 | 42343.05 | 42727.59 | 44772.97 | 47428.03 | Additional 50% Reduction | Afghanistan | AFG | 2022-01-02 | v8 | TRUE
https://raw.githubusercontent.com/mrc-ide/global-lmic-reports/master/AFG/projections.csv | 2021-06-21 | deaths | 76.18 | 82.73 | 86.33 | 86.23 | 89.85 | 97.87 | Additional 50% Reduction | Afghanistan | AFG | 2022-01-02 | v8 | TRUE
https://raw.githubusercontent.com/mrc-ide/global-lmic-reports/master/AFG/projections.csv | 2021-06-21 | hospital_demand | 1915.21 | 2049.95 | 2121.29 | 2128.52 | 2197.33 | 2388.55 | Additional 50% Reduction | Afghanistan | AFG | 2022-01-02 | v8 | TRUE
https://raw.githubusercontent.com/mrc-ide/global-lmic-reports/master/AFG/projections.csv | 2021-06-21 | ICU_demand | 357.96 | 365.63 | 369.79 | 369.75 | 373.95 | 383.22 | Additional 50% Reduction | Afghanistan | AFG | 2022-01-02 | v8 | TRUE
https://raw.githubusercontent.com/mrc-ide/global-lmic-reports/master/AFG/projections.csv | 2021-06-21 | hospital_incidence | 258.92 | 278.58 | 289.01 | 289.47 | 300.08 | 323.03 | Additional 50% Reduction | Afghanistan | AFG | 2022-01-02 | v8 | TRUE
https://raw.githubusercontent.com/mrc-ide/global-lmic-reports/master/AFG/projections.csv | 2021-06-21 | ICU_incidence | 81.2 | 87.35 | 90.62 | 90.77 | 94.09 | 101.27 | Additional 50% Reduction | Afghanistan | AFG | 2022-01-02 | v8 | TRUE
https://raw.githubusercontent.com/mrc-ide/global-lmic-reports/master/AFG/projections.csv | 2021-06-21 | prevalence | 267389.85 | 287368 | 297813.31 | 297591.93 | 308019.01 | 327943.31 | Additional 50% Reduction | Afghanistan | AFG | 2022-01-02 | v8 | TRUE
https://raw.githubusercontent.com/mrc-ide/global-lmic-reports/master/AFG/projections.csv | 2021-06-21 | cumulative_infections | 2294263.05 | 2393787.92 | 2461298.36 | 2461106.74 | 2521089.81 | 2687968.85 | Additional 50% Reduction | Afghanistan | AFG | 2022-01-02 | v8 | TRUE
https://raw.githubusercontent.com/mrc-ide/global-lmic-reports/master/AFG/projections.csv | 2021-06-21 | cumulative_deaths | 3740.72 | 3947.76 | 4054.11 | 4065.5 | 4177.13 | 4504.81 | Additional 50% Reduction | Afghanistan | AFG | 2022-01-02 | v8 | TRUE
https://raw.githubusercontent.com/mrc-ide/global-lmic-reports/master/AFG/projections.csv | 2021-06-21 | Rt | 1.04 | 1.07 | 1.08 | 1.08 | 1.1 | 1.12 | Additional 50% Reduction | Afghanistan | AFG | 2022-01-02 | v8 | TRUE
https://raw.githubusercontent.com/mrc-ide/global-lmic-reports/master/AFG/projections.csv | 2021-06-21 | Reff | 0.94 | 0.97 | 0.99 | 0.98 | 1 | 1.02 | Additional 50% Reduction | Afghanistan | AFG | 2022-01-02 | v8 | TRUE
https://raw.githubusercontent.com/mrc-ide/global-lmic-reports/master/AFG/projections.csv | 2021-06-21 | infections | 38575.83 | 41263.62 | 42343.05 | 42727.59 | 44772.97 | 47428.03 | Maintain Status Quo | Afghanistan | AFG | 2022-01-02 | v8 | TRUE
https://raw.githubusercontent.com/mrc-ide/global-lmic-reports/master/AFG/projections.csv | 2021-06-21 | deaths | 76.18 | 82.73 | 86.33 | 86.23 | 89.85 | 97.87 | Maintain Status Quo | Afghanistan | AFG | 2022-01-02 | v8 | TRUE
https://raw.githubusercontent.com/mrc-ide/global-lmic-reports/master/AFG/projections.csv | 2021-06-21 | hospital_demand | 1915.21 | 2049.95 | 2121.29 | 2128.52 | 2197.33 | 2388.55 | Maintain Status Quo | Afghanistan | AFG | 2022-01-02 | v8 | TRUE
https://raw.githubusercontent.com/mrc-ide/global-lmic-reports/master/AFG/projections.csv | 2021-06-21 | ICU_demand | 357.96 | 365.63 | 369.79 | 369.75 | 373.95 | 383.22 | Maintain Status Quo | Afghanistan | AFG | 2022-01-02 | v8 | TRUE
https://raw.githubusercontent.com/mrc-ide/global-lmic-reports/master/AFG/projections.csv | 2021-06-21 | hospital_incidence | 258.92 | 278.58 | 289.01 | 289.47 | 300.08 | 323.03 | Maintain Status Quo | Afghanistan | AFG | 2022-01-02 | v8 | TRUE
https://raw.githubusercontent.com/mrc-ide/global-lmic-reports/master/AFG/projections.csv | 2021-06-21 | ICU_incidence | 81.2 | 87.35 | 90.62 | 90.77 | 94.09 | 101.27 | Maintain Status Quo | Afghanistan | AFG | 2022-01-02 | v8 | TRUE
https://raw.githubusercontent.com/mrc-ide/global-lmic-reports/master/AFG/projections.csv | 2021-06-21 | prevalence | 267389.85 | 287368 | 297813.31 | 297591.93 | 308019.01 | 327943.31 | Maintain Status Quo | Afghanistan | AFG | 2022-01-02 | v8 | TRUE
https://raw.githubusercontent.com/mrc-ide/global-lmic-reports/master/AFG/projections.csv | 2021-06-21 | cumulative_infections | 2294263.05 | 2393787.92 | 2461298.36 | 2461106.74 | 2521089.81 | 2687968.85 | Maintain Status Quo | Afghanistan | AFG | 2022-01-02 | v8 | TRUE
https://raw.githubusercontent.com/mrc-ide/global-lmic-reports/master/AFG/projections.csv | 2021-06-21 | cumulative_deaths | 3740.72 | 3947.76 | 4054.11 | 4065.5 | 4177.13 | 4504.81 | Maintain Status Quo | Afghanistan | AFG | 2022-01-02 | v8 | TRUE
https://raw.githubusercontent.com/mrc-ide/global-lmic-reports/master/AFG/projections.csv | 2021-06-21 | Rt | 1.04 | 1.07 | 1.08 | 1.08 | 1.1 | 1.12 | Maintain Status Quo | Afghanistan | AFG | 2022-01-02 | v8 | TRUE
https://raw.githubusercontent.com/mrc-ide/global-lmic-reports/master/AFG/projections.csv | 2021-06-21 | Reff | 0.94 | 0.97 | 0.99 | 0.98 | 1 | 1.02 | Maintain Status Quo | Afghanistan | AFG | 2022-01-02 | v8 | TRUE
https://raw.githubusercontent.com/mrc-ide/global-lmic-reports/master/AFG/projections.csv | 2021-06-21 | infections | 38575.83 | 41263.62 | 42343.05 | 42727.59 | 44772.97 | 47428.03 | Optimistic | Afghanistan | AFG | 2022-01-02 | v8 | TRUE
https://raw.githubusercontent.com/mrc-ide/global-lmic-reports/master/AFG/projections.csv | 2021-06-21 | deaths | 76.18 | 82.73 | 86.33 | 86.23 | 89.85 | 97.87 | Optimistic | Afghanistan | AFG | 2022-01-02 | v8 | TRUE
https://raw.githubusercontent.com/mrc-ide/global-lmic-reports/master/AFG/projections.csv | 2021-06-21 | hospital_demand | 1915.21 | 2049.95 | 2121.29 | 2128.52 | 2197.33 | 2388.55 | Optimistic | Afghanistan | AFG | 2022-01-02 | v8 | TRUE
https://raw.githubusercontent.com/mrc-ide/global-lmic-reports/master/AFG/projections.csv | 2021-06-21 | ICU_demand | 357.96 | 365.63 | 369.79 | 369.75 | 373.95 | 383.22 | Optimistic | Afghanistan | AFG | 2022-01-02 | v8 | TRUE
https://raw.githubusercontent.com/mrc-ide/global-lmic-reports/master/AFG/projections.csv | 2021-06-21 | hospital_incidence | 258.92 | 278.58 | 289.01 | 289.47 | 300.08 | 323.03 | Optimistic | Afghanistan | AFG | 2022-01-02 | v8 | TRUE
https://raw.githubusercontent.com/mrc-ide/global-lmic-reports/master/AFG/projections.csv | 2021-06-21 | ICU_incidence | 81.2 | 87.35 | 90.62 | 90.77 | 94.09 | 101.27 | Optimistic | Afghanistan | AFG | 2022-01-02 | v8 | TRUE
https://raw.githubusercontent.com/mrc-ide/global-lmic-reports/master/AFG/projections.csv | 2021-06-21 | prevalence | 267389.85 | 287368 | 297813.31 | 297591.93 | 308019.01 | 327943.31 | Optimistic | Afghanistan | AFG | 2022-01-02 | v8 | TRUE
https://raw.githubusercontent.com/mrc-ide/global-lmic-reports/master/AFG/projections.csv | 2021-06-21 | cumulative_infections | 2294263.05 | 2393787.92 | 2461298.36 | 2461106.74 | 2521089.81 | 2687968.85 | Optimistic | Afghanistan | AFG | 2022-01-02 | v8 | TRUE
https://raw.githubusercontent.com/mrc-ide/global-lmic-reports/master/AFG/projections.csv | 2021-06-21 | cumulative_deaths | 3740.72 | 3947.76 | 4054.11 | 4065.5 | 4177.13 | 4504.81 | Optimistic | Afghanistan | AFG | 2022-01-02 | v8 | TRUE
https://raw.githubusercontent.com/mrc-ide/global-lmic-reports/master/AFG/projections.csv | 2021-06-21 | Rt | 1.04 | 1.07 | 1.08 | 1.08 | 1.1 | 1.12 | Optimistic | Afghanistan | AFG | 2022-01-02 | v8 | TRUE
https://raw.githubusercontent.com/mrc-ide/global-lmic-reports/master/AFG/projections.csv | 2021-06-21 | Reff | 0.94 | 0.97 | 0.99 | 0.98 | 1 | 1.02 | Optimistic | Afghanistan | AFG | 2022-01-02 | v8 | TRUE
https://raw.githubusercontent.com/mrc-ide/global-lmic-reports/master/AFG/projections.csv | 2021-06-21 | infections | 38575.83 | 41263.62 | 42343.05 | 42727.59 | 44772.97 | 47428.03 | Pessimistic | Afghanistan | AFG | 2022-01-02 | v8 | TRUE
https://raw.githubusercontent.com/mrc-ide/global-lmic-reports/master/AFG/projections.csv | 2021-06-21 | deaths | 76.18 | 82.73 | 86.33 | 86.23 | 89.85 | 97.87 | Pessimistic | Afghanistan | AFG | 2022-01-02 | v8 | TRUE
https://raw.githubusercontent.com/mrc-ide/global-lmic-reports/master/AFG/projections.csv | 2021-06-21 | hospital_demand | 1915.21 | 2049.95 | 2121.29 | 2128.52 | 2197.33 | 2388.55 | Pessimistic | Afghanistan | AFG | 2022-01-02 | v8 | TRUE
https://raw.githubusercontent.com/mrc-ide/global-lmic-reports/master/AFG/projections.csv | 2021-06-21 | ICU_demand | 357.96 | 365.63 | 369.79 | 369.75 | 373.95 | 383.22 | Pessimistic | Afghanistan | AFG | 2022-01-02 | v8 | TRUE
https://raw.githubusercontent.com/mrc-ide/global-lmic-reports/master/AFG/projections.csv | 2021-06-21 | hospital_incidence | 258.92 | 278.58 | 289.01 | 289.47 | 300.08 | 323.03 | Pessimistic | Afghanistan | AFG | 2022-01-02 | v8 | TRUE
https://raw.githubusercontent.com/mrc-ide/global-lmic-reports/master/AFG/projections.csv | 2021-06-21 | ICU_incidence | 81.2 | 87.35 | 90.62 | 90.77 | 94.09 | 101.27 | Pessimistic | Afghanistan | AFG | 2022-01-02 | v8 | TRUE
https://raw.githubusercontent.com/mrc-ide/global-lmic-reports/master/AFG/projections.csv | 2021-06-21 | prevalence | 267389.85 | 287368 | 297813.31 | 297591.93 | 308019.01 | 327943.31 | Pessimistic | Afghanistan | AFG | 2022-01-02 | v8 | TRUE
https://raw.githubusercontent.com/mrc-ide/global-lmic-reports/master/AFG/projections.csv | 2021-06-21 | cumulative_infections | 2294263.05 | 2393787.92 | 2461298.36 | 2461106.74 | 2521089.81 | 2687968.85 | Pessimistic | Afghanistan | AFG | 2022-01-02 | v8 | TRUE
https://raw.githubusercontent.com/mrc-ide/global-lmic-reports/master/AFG/projections.csv | 2021-06-21 | cumulative_deaths | 3740.72 | 3947.76 | 4054.11 | 4065.5 | 4177.13 | 4504.81 | Pessimistic | Afghanistan | AFG | 2022-01-02 | v8 | TRUE
https://raw.githubusercontent.com/mrc-ide/global-lmic-reports/master/AFG/projections.csv | 2021-06-21 | Rt | 1.04 | 1.07 | 1.08 | 1.08 | 1.1 | 1.12 | Pessimistic | Afghanistan | AFG | 2022-01-02 | v8 | TRUE
https://raw.githubusercontent.com/mrc-ide/global-lmic-reports/master/AFG/projections.csv | 2021-06-21 | Reff | 0.94 | 0.97 | 0.99 | 0.98 | 1 | 1.02 | Pessimistic | Afghanistan | AFG | 2022-01-02 | v8 | TRUE
https://raw.githubusercontent.com/mrc-ide/global-lmic-reports/master/AFG/projections.csv | 2021-06-21 | infections | 38575.83 | 41263.62 | 42343.05 | 42727.59 | 44772.97 | 47428.03 | Relax Interventions 50% | Afghanistan | AFG | 2022-01-02 | v8 | TRUE
https://raw.githubusercontent.com/mrc-ide/global-lmic-reports/master/AFG/projections.csv | 2021-06-21 | deaths | 76.18 | 82.73 | 86.33 | 86.23 | 89.85 | 97.87 | Relax Interventions 50% | Afghanistan | AFG | 2022-01-02 | v8 | TRUE
https://raw.githubusercontent.com/mrc-ide/global-lmic-reports/master/AFG/projections.csv | 2021-06-21 | hospital_demand | 1915.21 | 2049.95 | 2121.29 | 2128.52 | 2197.33 | 2388.55 | Relax Interventions 50% | Afghanistan | AFG | 2022-01-02 | v8 | TRUE
https://raw.githubusercontent.com/mrc-ide/global-lmic-reports/master/AFG/projections.csv | 2021-06-21 | ICU_demand | 357.96 | 365.63 | 369.79 | 369.75 | 373.95 | 383.22 | Relax Interventions 50% | Afghanistan | AFG | 2022-01-02 | v8 | TRUE
https://raw.githubusercontent.com/mrc-ide/global-lmic-reports/master/AFG/projections.csv | 2021-06-21 | hospital_incidence | 258.92 | 278.58 | 289.01 | 289.47 | 300.08 | 323.03 | Relax Interventions 50% | Afghanistan | AFG | 2022-01-02 | v8 | TRUE
https://raw.githubusercontent.com/mrc-ide/global-lmic-reports/master/AFG/projections.csv | 2021-06-21 | ICU_incidence | 81.2 | 87.35 | 90.62 | 90.77 | 94.09 | 101.27 | Relax Interventions 50% | Afghanistan | AFG | 2022-01-02 | v8 | TRUE
https://raw.githubusercontent.com/mrc-ide/global-lmic-reports/master/AFG/projections.csv | 2021-06-21 | prevalence | 267389.85 | 287368 | 297813.31 | 297591.93 | 308019.01 | 327943.31 | Relax Interventions 50% | Afghanistan | AFG | 2022-01-02 | v8 | TRUE
https://raw.githubusercontent.com/mrc-ide/global-lmic-reports/master/AFG/projections.csv | 2021-06-21 | cumulative_infections | 2294263.05 | 2393787.92 | 2461298.36 | 2461106.74 | 2521089.81 | 2687968.85 | Relax Interventions 50% | Afghanistan | AFG | 2022-01-02 | v8 | TRUE
https://raw.githubusercontent.com/mrc-ide/global-lmic-reports/master/AFG/projections.csv | 2021-06-21 | cumulative_deaths | 3740.72 | 3947.76 | 4054.11 | 4065.5 | 4177.13 | 4504.81 | Relax Interventions 50% | Afghanistan | AFG | 2022-01-02 | v8 | TRUE
https://raw.githubusercontent.com/mrc-ide/global-lmic-reports/master/AFG/projections.csv | 2021-06-21 | Rt | 1.04 | 1.07 | 1.08 | 1.08 | 1.1 | 1.12 | Relax Interventions 50% | Afghanistan | AFG | 2022-01-02 | v8 | TRUE
https://raw.githubusercontent.com/mrc-ide/global-lmic-reports/master/AFG/projections.csv | 2021-06-21 | Reff | 0.94 | 0.97 | 0.99 | 0.98 | 1 | 1.02 | Relax Interventions 50% | Afghanistan | AFG | 2022-01-02 | v8 | TRUE
https://raw.githubusercontent.com/mrc-ide/global-lmic-reports/master/AFG/projections.csv | 2021-06-21 | infections | 38372.47 | 40918.09 | 42275.73 | 42442.71 | 43748.75 | 46607.48 | Surged Additional 50% Reduction | Afghanistan | AFG | 2022-01-02 | v8 | TRUE
https://raw.githubusercontent.com/mrc-ide/global-lmic-reports/master/AFG/projections.csv | 2021-06-21 | deaths | 38.07 | 41.16 | 42.33 | 42.52 | 43.68 | 47.3 | Surged Additional 50% Reduction | Afghanistan | AFG | 2022-01-02 | v8 | TRUE
https://raw.githubusercontent.com/mrc-ide/global-lmic-reports/master/AFG/projections.csv | 2021-06-21 | hospital_demand | 1940.29 | 2083.7 | 2143.8 | 2148.96 | 2215.85 | 2374.47 | Surged Additional 50% Reduction | Afghanistan | AFG | 2022-01-02 | v8 | TRUE
https://raw.githubusercontent.com/mrc-ide/global-lmic-reports/master/AFG/projections.csv | 2021-06-21 | ICU_demand | 761.69 | 818.85 | 842.78 | 845.67 | 870.96 | 938.28 | Surged Additional 50% Reduction | Afghanistan | AFG | 2022-01-02 | v8 | TRUE
https://raw.githubusercontent.com/mrc-ide/global-lmic-reports/master/AFG/projections.csv | 2021-06-21 | hospital_incidence | 263.09 | 276.65 | 285.64 | 286.55 | 297.3 | 313.34 | Surged Additional 50% Reduction | Afghanistan | AFG | 2022-01-02 | v8 | TRUE
https://raw.githubusercontent.com/mrc-ide/global-lmic-reports/master/AFG/projections.csv | 2021-06-21 | ICU_incidence | 82.51 | 86.75 | 89.57 | 89.85 | 93.22 | 98.24 | Surged Additional 50% Reduction | Afghanistan | AFG | 2022-01-02 | v8 | TRUE
https://raw.githubusercontent.com/mrc-ide/global-lmic-reports/master/AFG/projections.csv | 2021-06-21 | prevalence | 268742.77 | 286584.08 | 295603.29 | 295570.87 | 306056.79 | 323979.34 | Surged Additional 50% Reduction | Afghanistan | AFG | 2022-01-02 | v8 | TRUE
https://raw.githubusercontent.com/mrc-ide/global-lmic-reports/master/AFG/projections.csv | 2021-06-21 | cumulative_infections | 2308377.37 | 2394810.06 | 2439845.31 | 2439598.04 | 2479873.51 | 2599920.21 | Surged Additional 50% Reduction | Afghanistan | AFG | 2022-01-02 | v8 | TRUE
https://raw.githubusercontent.com/mrc-ide/global-lmic-reports/master/AFG/projections.csv | 2021-06-21 | cumulative_deaths | 3254.83 | 3341.62 | 3414.12 | 3416.97 | 3486.47 | 3598.34 | Surged Additional 50% Reduction | Afghanistan | AFG | 2022-01-02 | v8 | TRUE
https://raw.githubusercontent.com/mrc-ide/global-lmic-reports/master/AFG/projections.csv | 2021-06-21 | Rt | 1.05 | 1.07 | 1.08 | 1.08 | 1.09 | 1.13 | Surged Additional 50% Reduction | Afghanistan | AFG | 2022-01-02 | v8 | TRUE
https://raw.githubusercontent.com/mrc-ide/global-lmic-reports/master/AFG/projections.csv | 2021-06-21 | Reff | 0.96 | 0.97 | 0.99 | 0.99 | 1 | 1.03 | Surged Additional 50% Reduction | Afghanistan | AFG | 2022-01-02 | v8 | TRUE
https://raw.githubusercontent.com/mrc-ide/global-lmic-reports/master/AFG/projections.csv | 2021-06-21 | infections | 38372.47 | 40918.09 | 42275.73 | 42442.71 | 43748.75 | 46607.48 | Surged Maintain Status Quo | Afghanistan | AFG | 2022-01-02 | v8 | TRUE
https://raw.githubusercontent.com/mrc-ide/global-lmic-reports/master/AFG/projections.csv | 2021-06-21 | deaths | 38.07 | 41.16 | 42.33 | 42.52 | 43.68 | 47.3 | Surged Maintain Status Quo | Afghanistan | AFG | 2022-01-02 | v8 | TRUE
https://raw.githubusercontent.com/mrc-ide/global-lmic-reports/master/AFG/projections.csv | 2021-06-21 | hospital_demand | 1940.29 | 2083.7 | 2143.8 | 2148.96 | 2215.85 | 2374.47 | Surged Maintain Status Quo | Afghanistan | AFG | 2022-01-02 | v8 | TRUE
https://raw.githubusercontent.com/mrc-ide/global-lmic-reports/master/AFG/projections.csv | 2021-06-21 | ICU_demand | 761.69 | 818.85 | 842.78 | 845.67 | 870.96 | 938.28 | Surged Maintain Status Quo | Afghanistan | AFG | 2022-01-02 | v8 | TRUE
https://raw.githubusercontent.com/mrc-ide/global-lmic-reports/master/AFG/projections.csv | 2021-06-21 | hospital_incidence | 263.09 | 276.65 | 285.64 | 286.55 | 297.3 | 313.34 | Surged Maintain Status Quo | Afghanistan | AFG | 2022-01-02 | v8 | TRUE
https://raw.githubusercontent.com/mrc-ide/global-lmic-reports/master/AFG/projections.csv | 2021-06-21 | ICU_incidence | 82.51 | 86.75 | 89.57 | 89.85 | 93.22 | 98.24 | Surged Maintain Status Quo | Afghanistan | AFG | 2022-01-02 | v8 | TRUE
https://raw.githubusercontent.com/mrc-ide/global-lmic-reports/master/AFG/projections.csv | 2021-06-21 | prevalence | 268742.77 | 286584.08 | 295603.29 | 295570.87 | 306056.79 | 323979.34 | Surged Maintain Status Quo | Afghanistan | AFG | 2022-01-02 | v8 | TRUE
https://raw.githubusercontent.com/mrc-ide/global-lmic-reports/master/AFG/projections.csv | 2021-06-21 | cumulative_infections | 2308377.37 | 2394810.06 | 2439845.31 | 2439598.04 | 2479873.51 | 2599920.21 | Surged Maintain Status Quo | Afghanistan | AFG | 2022-01-02 | v8 | TRUE
https://raw.githubusercontent.com/mrc-ide/global-lmic-reports/master/AFG/projections.csv | 2021-06-21 | cumulative_deaths | 3254.83 | 3341.62 | 3414.12 | 3416.97 | 3486.47 | 3598.34 | Surged Maintain Status Quo | Afghanistan | AFG | 2022-01-02 | v8 | TRUE
https://raw.githubusercontent.com/mrc-ide/global-lmic-reports/master/AFG/projections.csv | 2021-06-21 | Rt | 1.05 | 1.07 | 1.08 | 1.08 | 1.09 | 1.13 | Surged Maintain Status Quo | Afghanistan | AFG | 2022-01-02 | v8 | TRUE
https://raw.githubusercontent.com/mrc-ide/global-lmic-reports/master/AFG/projections.csv | 2021-06-21 | Reff | 0.96 | 0.97 | 0.99 | 0.99 | 1 | 1.03 | Surged Maintain Status Quo | Afghanistan | AFG | 2022-01-02 | v8 | TRUE
https://raw.githubusercontent.com/mrc-ide/global-lmic-reports/master/AFG/projections.csv | 2021-06-21 | infections | 38372.47 | 40918.09 | 42275.73 | 42442.71 | 43748.75 | 46607.48 | Surged Optimistic | Afghanistan | AFG | 2022-01-02 | v8 | TRUE
https://raw.githubusercontent.com/mrc-ide/global-lmic-reports/master/AFG/projections.csv | 2021-06-21 | deaths | 38.07 | 41.16 | 42.33 | 42.52 | 43.68 | 47.3 | Surged Optimistic | Afghanistan | AFG | 2022-01-02 | v8 | TRUE
https://raw.githubusercontent.com/mrc-ide/global-lmic-reports/master/AFG/projections.csv | 2021-06-21 | hospital_demand | 1940.29 | 2083.7 | 2143.8 | 2148.96 | 2215.85 | 2374.47 | Surged Optimistic | Afghanistan | AFG | 2022-01-02 | v8 | TRUE
https://raw.githubusercontent.com/mrc-ide/global-lmic-reports/master/AFG/projections.csv | 2021-06-21 | ICU_demand | 761.69 | 818.85 | 842.78 | 845.67 | 870.96 | 938.28 | Surged Optimistic | Afghanistan | AFG | 2022-01-02 | v8 | TRUE
https://raw.githubusercontent.com/mrc-ide/global-lmic-reports/master/AFG/projections.csv | 2021-06-21 | hospital_incidence | 263.09 | 276.65 | 285.64 | 286.55 | 297.3 | 313.34 | Surged Optimistic | Afghanistan | AFG | 2022-01-02 | v8 | TRUE
https://raw.githubusercontent.com/mrc-ide/global-lmic-reports/master/AFG/projections.csv | 2021-06-21 | ICU_incidence | 82.51 | 86.75 | 89.57 | 89.85 | 93.22 | 98.24 | Surged Optimistic | Afghanistan | AFG | 2022-01-02 | v8 | TRUE
https://raw.githubusercontent.com/mrc-ide/global-lmic-reports/master/AFG/projections.csv | 2021-06-21 | prevalence | 268742.77 | 286584.08 | 295603.29 | 295570.87 | 306056.79 | 323979.34 | Surged Optimistic | Afghanistan | AFG | 2022-01-02 | v8 | TRUE
https://raw.githubusercontent.com/mrc-ide/global-lmic-reports/master/AFG/projections.csv | 2021-06-21 | cumulative_infections | 2308377.37 | 2394810.06 | 2439845.31 | 2439598.04 | 2479873.51 | 2599920.21 | Surged Optimistic | Afghanistan | AFG | 2022-01-02 | v8 | TRUE
https://raw.githubusercontent.com/mrc-ide/global-lmic-reports/master/AFG/projections.csv | 2021-06-21 | cumulative_deaths | 3254.83 | 3341.62 | 3414.12 | 3416.97 | 3486.47 | 3598.34 | Surged Optimistic | Afghanistan | AFG | 2022-01-02 | v8 | TRUE
https://raw.githubusercontent.com/mrc-ide/global-lmic-reports/master/AFG/projections.csv | 2021-06-21 | Rt | 1.05 | 1.07 | 1.08 | 1.08 | 1.09 | 1.13 | Surged Optimistic | Afghanistan | AFG | 2022-01-02 | v8 | TRUE
https://raw.githubusercontent.com/mrc-ide/global-lmic-reports/master/AFG/projections.csv | 2021-06-21 | Reff | 0.96 | 0.97 | 0.99 | 0.99 | 1 | 1.03 | Surged Optimistic | Afghanistan | AFG | 2022-01-02 | v8 | TRUE
https://raw.githubusercontent.com/mrc-ide/global-lmic-reports/master/AFG/projections.csv | 2021-06-21 | infections | 38372.47 | 40918.09 | 42275.73 | 42442.71 | 43748.75 | 46607.48 | Surged Pessimistic | Afghanistan | AFG | 2022-01-02 | v8 | TRUE
https://raw.githubusercontent.com/mrc-ide/global-lmic-reports/master/AFG/projections.csv | 2021-06-21 | deaths | 38.07 | 41.16 | 42.33 | 42.52 | 43.68 | 47.3 | Surged Pessimistic | Afghanistan | AFG | 2022-01-02 | v8 | TRUE
https://raw.githubusercontent.com/mrc-ide/global-lmic-reports/master/AFG/projections.csv | 2021-06-21 | hospital_demand | 1940.29 | 2083.7 | 2143.8 | 2148.96 | 2215.85 | 2374.47 | Surged Pessimistic | Afghanistan | AFG | 2022-01-02 | v8 | TRUE
https://raw.githubusercontent.com/mrc-ide/global-lmic-reports/master/AFG/projections.csv | 2021-06-21 | ICU_demand | 761.69 | 818.85 | 842.78 | 845.67 | 870.96 | 938.28 | Surged Pessimistic | Afghanistan | AFG | 2022-01-02 | v8 | TRUE
https://raw.githubusercontent.com/mrc-ide/global-lmic-reports/master/AFG/projections.csv | 2021-06-21 | hospital_incidence | 263.09 | 276.65 | 285.64 | 286.55 | 297.3 | 313.34 | Surged Pessimistic | Afghanistan | AFG | 2022-01-02 | v8 | TRUE
https://raw.githubusercontent.com/mrc-ide/global-lmic-reports/master/AFG/projections.csv | 2021-06-21 | ICU_incidence | 82.51 | 86.75 | 89.57 | 89.85 | 93.22 | 98.24 | Surged Pessimistic | Afghanistan | AFG | 2022-01-02 | v8 | TRUE
https://raw.githubusercontent.com/mrc-ide/global-lmic-reports/master/AFG/projections.csv | 2021-06-21 | prevalence | 268742.77 | 286584.08 | 295603.29 | 295570.87 | 306056.79 | 323979.34 | Surged Pessimistic | Afghanistan | AFG | 2022-01-02 | v8 | TRUE
https://raw.githubusercontent.com/mrc-ide/global-lmic-reports/master/AFG/projections.csv | 2021-06-21 | cumulative_infections | 2308377.37 | 2394810.06 | 2439845.31 | 2439598.04 | 2479873.51 | 2599920.21 | Surged Pessimistic | Afghanistan | AFG | 2022-01-02 | v8 | TRUE
https://raw.githubusercontent.com/mrc-ide/global-lmic-reports/master/AFG/projections.csv | 2021-06-21 | cumulative_deaths | 3254.83 | 3341.62 | 3414.12 | 3416.97 | 3486.47 | 3598.34 | Surged Pessimistic | Afghanistan | AFG | 2022-01-02 | v8 | TRUE
https://raw.githubusercontent.com/mrc-ide/global-lmic-reports/master/AFG/projections.csv | 2021-06-21 | Rt | 1.05 | 1.07 | 1.08 | 1.08 | 1.09 | 1.13 | Surged Pessimistic | Afghanistan | AFG | 2022-01-02 | v8 | TRUE
https://raw.githubusercontent.com/mrc-ide/global-lmic-reports/master/AFG/projections.csv | 2021-06-21 | Reff | 0.96 | 0.97 | 0.99 | 0.99 | 1 | 1.03 | Surged Pessimistic | Afghanistan | AFG | 2022-01-02 | v8 | TRUE
https://raw.githubusercontent.com/mrc-ide/global-lmic-reports/master/AFG/projections.csv | 2021-06-21 | infections | 38372.47 | 40918.09 | 42275.73 | 42442.71 | 43748.75 | 46607.48 | Surged Relax Interventions 50% | Afghanistan | AFG | 2022-01-02 | v8 | TRUE
https://raw.githubusercontent.com/mrc-ide/global-lmic-reports/master/AFG/projections.csv | 2021-06-21 | deaths | 38.07 | 41.16 | 42.33 | 42.52 | 43.68 | 47.3 | Surged Relax Interventions 50% | Afghanistan | AFG | 2022-01-02 | v8 | TRUE
https://raw.githubusercontent.com/mrc-ide/global-lmic-reports/master/AFG/projections.csv | 2021-06-21 | hospital_demand | 1940.29 | 2083.7 | 2143.8 | 2148.96 | 2215.85 | 2374.47 | Surged Relax Interventions 50% | Afghanistan | AFG | 2022-01-02 | v8 | TRUE
https://raw.githubusercontent.com/mrc-ide/global-lmic-reports/master/AFG/projections.csv | 2021-06-21 | ICU_demand | 761.69 | 818.85 | 842.78 | 845.67 | 870.96 | 938.28 | Surged Relax Interventions 50% | Afghanistan | AFG | 2022-01-02 | v8 | TRUE
https://raw.githubusercontent.com/mrc-ide/global-lmic-reports/master/AFG/projections.csv | 2021-06-21 | hospital_incidence | 263.09 | 276.65 | 285.64 | 286.55 | 297.3 | 313.34 | Surged Relax Interventions 50% | Afghanistan | AFG | 2022-01-02 | v8 | TRUE
https://raw.githubusercontent.com/mrc-ide/global-lmic-reports/master/AFG/projections.csv | 2021-06-21 | ICU_incidence | 82.51 | 86.75 | 89.57 | 89.85 | 93.22 | 98.24 | Surged Relax Interventions 50% | Afghanistan | AFG | 2022-01-02 | v8 | TRUE
https://raw.githubusercontent.com/mrc-ide/global-lmic-reports/master/AFG/projections.csv | 2021-06-21 | prevalence | 268742.77 | 286584.08 | 295603.29 | 295570.87 | 306056.79 | 323979.34 | Surged Relax Interventions 50% | Afghanistan | AFG | 2022-01-02 | v8 | TRUE
https://raw.githubusercontent.com/mrc-ide/global-lmic-reports/master/AFG/projections.csv | 2021-06-21 | cumulative_infections | 2308377.37 | 2394810.06 | 2439845.31 | 2439598.04 | 2479873.51 | 2599920.21 | Surged Relax Interventions 50% | Afghanistan | AFG | 2022-01-02 | v8 | TRUE
https://raw.githubusercontent.com/mrc-ide/global-lmic-reports/master/AFG/projections.csv | 2021-06-21 | cumulative_deaths | 3254.83 | 3341.62 | 3414.12 | 3416.97 | 3486.47 | 3598.34 | Surged Relax Interventions 50% | Afghanistan | AFG | 2022-01-02 | v8 | TRUE
https://raw.githubusercontent.com/mrc-ide/global-lmic-reports/master/AFG/projections.csv | 2021-06-21 | Rt | 1.05 | 1.07 | 1.08 | 1.08 | 1.09 | 1.13 | Surged Relax Interventions 50% | Afghanistan | AFG | 2022-01-02 | v8 | TRUE
https://raw.githubusercontent.com/mrc-ide/global-lmic-reports/master/AFG/projections.csv | 2021-06-21 | Reff | 0.96 | 0.97 | 0.99 | 0.99 | 1 | 1.03 | Surged Relax Interventions 50% | Afghanistan | AFG | 2022-01-02 | v8 | TRUE
https://raw.githubusercontent.com/mrc-ide/global-lmic-reports/master/AFG/projections.csv | 2021-06-22 | infections | 38983.63 | 41711.92 | 42803.72 | 43166.25 | 45255.55 | 47943.34 | Additional 50% Reduction | Afghanistan | AFG | 2022-01-02 | v8 | TRUE
https://raw.githubusercontent.com/mrc-ide/global-lmic-reports/master/AFG/projections.csv | 2021-06-22 | deaths | 78.68 | 85.43 | 89.04 | 89.06 | 92.74 | 100.79 | Additional 50% Reduction | Afghanistan | AFG | 2022-01-02 | v8 | TRUE
https://raw.githubusercontent.com/mrc-ide/global-lmic-reports/master/AFG/projections.csv | 2021-06-22 | hospital_demand | 1980.8 | 2122.47 | 2196.93 | 2202.69 | 2276.58 | 2468.84 | Additional 50% Reduction | Afghanistan | AFG | 2022-01-02 | v8 | TRUE
https://raw.githubusercontent.com/mrc-ide/global-lmic-reports/master/AFG/projections.csv | 2021-06-22 | ICU_demand | 360.56 | 368.37 | 372.54 | 372.65 | 376.9 | 386.14 | Additional 50% Reduction | Afghanistan | AFG | 2022-01-02 | v8 | TRUE
https://raw.githubusercontent.com/mrc-ide/global-lmic-reports/master/AFG/projections.csv | 2021-06-22 | hospital_incidence | 263.73 | 283.41 | 294.24 | 294.67 | 304.84 | 327.81 | Additional 50% Reduction | Afghanistan | AFG | 2022-01-02 | v8 | TRUE
https://raw.githubusercontent.com/mrc-ide/global-lmic-reports/master/AFG/projections.csv | 2021-06-22 | ICU_incidence | 82.69 | 88.85 | 92.24 | 92.38 | 95.55 | 102.74 | Additional 50% Reduction | Afghanistan | AFG | 2022-01-02 | v8 | TRUE
https://raw.githubusercontent.com/mrc-ide/global-lmic-reports/master/AFG/projections.csv | 2021-06-22 | prevalence | 267266.85 | 286784.38 | 296414.37 | 296883.51 | 308413.23 | 327338.79 | Additional 50% Reduction | Afghanistan | AFG | 2022-01-02 | v8 | TRUE
https://raw.githubusercontent.com/mrc-ide/global-lmic-reports/master/AFG/projections.csv | 2021-06-22 | cumulative_infections | 2333691.56 | 2435791.05 | 2505370.9 | 2504272.99 | 2565613.26 | 2734971.62 | Additional 50% Reduction | Afghanistan | AFG | 2022-01-02 | v8 | TRUE
https://raw.githubusercontent.com/mrc-ide/global-lmic-reports/master/AFG/projections.csv | 2021-06-22 | cumulative_deaths | 3822.68 | 4030.66 | 4144.91 | 4154.56 | 4269.18 | 4602.64 | Additional 50% Reduction | Afghanistan | AFG | 2022-01-02 | v8 | TRUE
https://raw.githubusercontent.com/mrc-ide/global-lmic-reports/master/AFG/projections.csv | 2021-06-22 | Rt | 1.02 | 1.06 | 1.07 | 1.07 | 1.09 | 1.11 | Additional 50% Reduction | Afghanistan | AFG | 2022-01-02 | v8 | TRUE
https://raw.githubusercontent.com/mrc-ide/global-lmic-reports/master/AFG/projections.csv | 2021-06-22 | Reff | 0.93 | 0.96 | 0.98 | 0.97 | 0.99 | 1.01 | Additional 50% Reduction | Afghanistan | AFG | 2022-01-02 | v8 | TRUE
https://raw.githubusercontent.com/mrc-ide/global-lmic-reports/master/AFG/projections.csv | 2021-06-22 | infections | 38983.63 | 41711.92 | 42803.72 | 43166.25 | 45255.55 | 47943.34 | Maintain Status Quo | Afghanistan | AFG | 2022-01-02 | v8 | TRUE
https://raw.githubusercontent.com/mrc-ide/global-lmic-reports/master/AFG/projections.csv | 2021-06-22 | deaths | 78.68 | 85.43 | 89.04 | 89.06 | 92.74 | 100.79 | Maintain Status Quo | Afghanistan | AFG | 2022-01-02 | v8 | TRUE
https://raw.githubusercontent.com/mrc-ide/global-lmic-reports/master/AFG/projections.csv | 2021-06-22 | hospital_demand | 1980.8 | 2122.47 | 2196.93 | 2202.69 | 2276.58 | 2468.84 | Maintain Status Quo | Afghanistan | AFG | 2022-01-02 | v8 | TRUE
https://raw.githubusercontent.com/mrc-ide/global-lmic-reports/master/AFG/projections.csv | 2021-06-22 | ICU_demand | 360.56 | 368.37 | 372.54 | 372.65 | 376.9 | 386.14 | Maintain Status Quo | Afghanistan | AFG | 2022-01-02 | v8 | TRUE
https://raw.githubusercontent.com/mrc-ide/global-lmic-reports/master/AFG/projections.csv | 2021-06-22 | hospital_incidence | 263.73 | 283.41 | 294.24 | 294.67 | 304.84 | 327.81 | Maintain Status Quo | Afghanistan | AFG | 2022-01-02 | v8 | TRUE
https://raw.githubusercontent.com/mrc-ide/global-lmic-reports/master/AFG/projections.csv | 2021-06-22 | ICU_incidence | 82.69 | 88.85 | 92.24 | 92.38 | 95.55 | 102.74 | Maintain Status Quo | Afghanistan | AFG | 2022-01-02 | v8 | TRUE
https://raw.githubusercontent.com/mrc-ide/global-lmic-reports/master/AFG/projections.csv | 2021-06-22 | prevalence | 267266.85 | 286784.38 | 296414.37 | 296883.51 | 308413.23 | 327338.79 | Maintain Status Quo | Afghanistan | AFG | 2022-01-02 | v8 | TRUE
https://raw.githubusercontent.com/mrc-ide/global-lmic-reports/master/AFG/projections.csv | 2021-06-22 | cumulative_infections | 2333691.56 | 2435791.05 | 2505370.9 | 2504272.99 | 2565613.26 | 2734971.62 | Maintain Status Quo | Afghanistan | AFG | 2022-01-02 | v8 | TRUE
https://raw.githubusercontent.com/mrc-ide/global-lmic-reports/master/AFG/projections.csv | 2021-06-22 | cumulative_deaths | 3822.68 | 4030.66 | 4144.91 | 4154.56 | 4269.18 | 4602.64 | Maintain Status Quo | Afghanistan | AFG | 2022-01-02 | v8 | TRUE
https://raw.githubusercontent.com/mrc-ide/global-lmic-reports/master/AFG/projections.csv | 2021-06-22 | Rt | 1.02 | 1.06 | 1.07 | 1.07 | 1.09 | 1.11 | Maintain Status Quo | Afghanistan | AFG | 2022-01-02 | v8 | TRUE
https://raw.githubusercontent.com/mrc-ide/global-lmic-reports/master/AFG/projections.csv | 2021-06-22 | Reff | 0.93 | 0.96 | 0.98 | 0.97 | 0.99 | 1.01 | Maintain Status Quo | Afghanistan | AFG | 2022-01-02 | v8 | TRUE
https://raw.githubusercontent.com/mrc-ide/global-lmic-reports/master/AFG/projections.csv | 2021-06-22 | infections | 38983.63 | 41711.92 | 42803.72 | 43166.25 | 45255.55 | 47943.34 | Optimistic | Afghanistan | AFG | 2022-01-02 | v8 | TRUE
https://raw.githubusercontent.com/mrc-ide/global-lmic-reports/master/AFG/projections.csv | 2021-06-22 | deaths | 78.68 | 85.43 | 89.04 | 89.06 | 92.74 | 100.79 | Optimistic | Afghanistan | AFG | 2022-01-02 | v8 | TRUE
https://raw.githubusercontent.com/mrc-ide/global-lmic-reports/master/AFG/projections.csv | 2021-06-22 | hospital_demand | 1980.8 | 2122.47 | 2196.93 | 2202.69 | 2276.58 | 2468.84 | Optimistic | Afghanistan | AFG | 2022-01-02 | v8 | TRUE
https://raw.githubusercontent.com/mrc-ide/global-lmic-reports/master/AFG/projections.csv | 2021-06-22 | ICU_demand | 360.56 | 368.37 | 372.54 | 372.65 | 376.9 | 386.14 | Optimistic | Afghanistan | AFG | 2022-01-02 | v8 | TRUE
https://raw.githubusercontent.com/mrc-ide/global-lmic-reports/master/AFG/projections.csv | 2021-06-22 | hospital_incidence | 263.73 | 283.41 | 294.24 | 294.67 | 304.84 | 327.81 | Optimistic | Afghanistan | AFG | 2022-01-02 | v8 | TRUE
https://raw.githubusercontent.com/mrc-ide/global-lmic-reports/master/AFG/projections.csv | 2021-06-22 | ICU_incidence | 82.69 | 88.85 | 92.24 | 92.38 | 95.55 | 102.74 | Optimistic | Afghanistan | AFG | 2022-01-02 | v8 | TRUE
https://raw.githubusercontent.com/mrc-ide/global-lmic-reports/master/AFG/projections.csv | 2021-06-22 | prevalence | 267266.85 | 286784.38 | 296414.37 | 296883.51 | 308413.23 | 327338.79 | Optimistic | Afghanistan | AFG | 2022-01-02 | v8 | TRUE
https://raw.githubusercontent.com/mrc-ide/global-lmic-reports/master/AFG/projections.csv | 2021-06-22 | cumulative_infections | 2333691.56 | 2435791.05 | 2505370.9 | 2504272.99 | 2565613.26 | 2734971.62 | Optimistic | Afghanistan | AFG | 2022-01-02 | v8 | TRUE
https://raw.githubusercontent.com/mrc-ide/global-lmic-reports/master/AFG/projections.csv | 2021-06-22 | cumulative_deaths | 3822.68 | 4030.66 | 4144.91 | 4154.56 | 4269.18 | 4602.64 | Optimistic | Afghanistan | AFG | 2022-01-02 | v8 | TRUE
https://raw.githubusercontent.com/mrc-ide/global-lmic-reports/master/AFG/projections.csv | 2021-06-22 | Rt | 1.02 | 1.06 | 1.07 | 1.07 | 1.09 | 1.11 | Optimistic | Afghanistan | AFG | 2022-01-02 | v8 | TRUE
https://raw.githubusercontent.com/mrc-ide/global-lmic-reports/master/AFG/projections.csv | 2021-06-22 | Reff | 0.93 | 0.96 | 0.98 | 0.97 | 0.99 | 1.01 | Optimistic | Afghanistan | AFG | 2022-01-02 | v8 | TRUE
https://raw.githubusercontent.com/mrc-ide/global-lmic-reports/master/AFG/projections.csv | 2021-06-22 | infections | 38983.63 | 41711.92 | 42803.72 | 43166.25 | 45255.55 | 47943.34 | Pessimistic | Afghanistan | AFG | 2022-01-02 | v8 | TRUE
https://raw.githubusercontent.com/mrc-ide/global-lmic-reports/master/AFG/projections.csv | 2021-06-22 | deaths | 78.68 | 85.43 | 89.04 | 89.06 | 92.74 | 100.79 | Pessimistic | Afghanistan | AFG | 2022-01-02 | v8 | TRUE
https://raw.githubusercontent.com/mrc-ide/global-lmic-reports/master/AFG/projections.csv | 2021-06-22 | hospital_demand | 1980.8 | 2122.47 | 2196.93 | 2202.69 | 2276.58 | 2468.84 | Pessimistic | Afghanistan | AFG | 2022-01-02 | v8 | TRUE
https://raw.githubusercontent.com/mrc-ide/global-lmic-reports/master/AFG/projections.csv | 2021-06-22 | ICU_demand | 360.56 | 368.37 | 372.54 | 372.65 | 376.9 | 386.14 | Pessimistic | Afghanistan | AFG | 2022-01-02 | v8 | TRUE
https://raw.githubusercontent.com/mrc-ide/global-lmic-reports/master/AFG/projections.csv | 2021-06-22 | hospital_incidence | 263.73 | 283.41 | 294.24 | 294.67 | 304.84 | 327.81 | Pessimistic | Afghanistan | AFG | 2022-01-02 | v8 | TRUE
https://raw.githubusercontent.com/mrc-ide/global-lmic-reports/master/AFG/projections.csv | 2021-06-22 | ICU_incidence | 82.69 | 88.85 | 92.24 | 92.38 | 95.55 | 102.74 | Pessimistic | Afghanistan | AFG | 2022-01-02 | v8 | TRUE
https://raw.githubusercontent.com/mrc-ide/global-lmic-reports/master/AFG/projections.csv | 2021-06-22 | prevalence | 267266.85 | 286784.38 | 296414.37 | 296883.51 | 308413.23 | 327338.79 | Pessimistic | Afghanistan | AFG | 2022-01-02 | v8 | TRUE
https://raw.githubusercontent.com/mrc-ide/global-lmic-reports/master/AFG/projections.csv | 2021-06-22 | cumulative_infections | 2333691.56 | 2435791.05 | 2505370.9 | 2504272.99 | 2565613.26 | 2734971.62 | Pessimistic | Afghanistan | AFG | 2022-01-02 | v8 | TRUE
https://raw.githubusercontent.com/mrc-ide/global-lmic-reports/master/AFG/projections.csv | 2021-06-22 | cumulative_deaths | 3822.68 | 4030.66 | 4144.91 | 4154.56 | 4269.18 | 4602.64 | Pessimistic | Afghanistan | AFG | 2022-01-02 | v8 | TRUE
https://raw.githubusercontent.com/mrc-ide/global-lmic-reports/master/AFG/projections.csv | 2021-06-22 | Rt | 1.02 | 1.06 | 1.07 | 1.07 | 1.09 | 1.11 | Pessimistic | Afghanistan | AFG | 2022-01-02 | v8 | TRUE
https://raw.githubusercontent.com/mrc-ide/global-lmic-reports/master/AFG/projections.csv | 2021-06-22 | Reff | 0.93 | 0.96 | 0.98 | 0.97 | 0.99 | 1.01 | Pessimistic | Afghanistan | AFG | 2022-01-02 | v8 | TRUE
https://raw.githubusercontent.com/mrc-ide/global-lmic-reports/master/AFG/projections.csv | 2021-06-22 | infections | 38983.63 | 41711.92 | 42803.72 | 43166.25 | 45255.55 | 47943.34 | Relax Interventions 50% | Afghanistan | AFG | 2022-01-02 | v8 | TRUE
https://raw.githubusercontent.com/mrc-ide/global-lmic-reports/master/AFG/projections.csv | 2021-06-22 | deaths | 78.68 | 85.43 | 89.04 | 89.06 | 92.74 | 100.79 | Relax Interventions 50% | Afghanistan | AFG | 2022-01-02 | v8 | TRUE
https://raw.githubusercontent.com/mrc-ide/global-lmic-reports/master/AFG/projections.csv | 2021-06-22 | hospital_demand | 1980.8 | 2122.47 | 2196.93 | 2202.69 | 2276.58 | 2468.84 | Relax Interventions 50% | Afghanistan | AFG | 2022-01-02 | v8 | TRUE
https://raw.githubusercontent.com/mrc-ide/global-lmic-reports/master/AFG/projections.csv | 2021-06-22 | ICU_demand | 360.56 | 368.37 | 372.54 | 372.65 | 376.9 | 386.14 | Relax Interventions 50% | Afghanistan | AFG | 2022-01-02 | v8 | TRUE
https://raw.githubusercontent.com/mrc-ide/global-lmic-reports/master/AFG/projections.csv | 2021-06-22 | hospital_incidence | 263.73 | 283.41 | 294.24 | 294.67 | 304.84 | 327.81 | Relax Interventions 50% | Afghanistan | AFG | 2022-01-02 | v8 | TRUE
https://raw.githubusercontent.com/mrc-ide/global-lmic-reports/master/AFG/projections.csv | 2021-06-22 | ICU_incidence | 82.69 | 88.85 | 92.24 | 92.38 | 95.55 | 102.74 | Relax Interventions 50% | Afghanistan | AFG | 2022-01-02 | v8 | TRUE
https://raw.githubusercontent.com/mrc-ide/global-lmic-reports/master/AFG/projections.csv | 2021-06-22 | prevalence | 267266.85 | 286784.38 | 296414.37 | 296883.51 | 308413.23 | 327338.79 | Relax Interventions 50% | Afghanistan | AFG | 2022-01-02 | v8 | TRUE
https://raw.githubusercontent.com/mrc-ide/global-lmic-reports/master/AFG/projections.csv | 2021-06-22 | cumulative_infections | 2333691.56 | 2435791.05 | 2505370.9 | 2504272.99 | 2565613.26 | 2734971.62 | Relax Interventions 50% | Afghanistan | AFG | 2022-01-02 | v8 | TRUE
https://raw.githubusercontent.com/mrc-ide/global-lmic-reports/master/AFG/projections.csv | 2021-06-22 | cumulative_deaths | 3822.68 | 4030.66 | 4144.91 | 4154.56 | 4269.18 | 4602.64 | Relax Interventions 50% | Afghanistan | AFG | 2022-01-02 | v8 | TRUE
https://raw.githubusercontent.com/mrc-ide/global-lmic-reports/master/AFG/projections.csv | 2021-06-22 | Rt | 1.02 | 1.06 | 1.07 | 1.07 | 1.09 | 1.11 | Relax Interventions 50% | Afghanistan | AFG | 2022-01-02 | v8 | TRUE
https://raw.githubusercontent.com/mrc-ide/global-lmic-reports/master/AFG/projections.csv | 2021-06-22 | Reff | 0.93 | 0.96 | 0.98 | 0.97 | 0.99 | 1.01 | Relax Interventions 50% | Afghanistan | AFG | 2022-01-02 | v8 | TRUE
https://raw.githubusercontent.com/mrc-ide/global-lmic-reports/master/AFG/projections.csv | 2021-06-22 | infections | 38712.84 | 41259.14 | 42732.22 | 42878.72 | 44124.13 | 47200.11 | Surged Additional 50% Reduction | Afghanistan | AFG | 2022-01-02 | v8 | TRUE
https://raw.githubusercontent.com/mrc-ide/global-lmic-reports/master/AFG/projections.csv | 2021-06-22 | deaths | 39.71 | 42.78 | 44.06 | 44.23 | 45.51 | 49.18 | Surged Additional 50% Reduction | Afghanistan | AFG | 2022-01-02 | v8 | TRUE
https://raw.githubusercontent.com/mrc-ide/global-lmic-reports/master/AFG/projections.csv | 2021-06-22 | hospital_demand | 2016.67 | 2160.76 | 2220.03 | 2225.94 | 2295.84 | 2451.28 | Surged Additional 50% Reduction | Afghanistan | AFG | 2022-01-02 | v8 | TRUE
https://raw.githubusercontent.com/mrc-ide/global-lmic-reports/master/AFG/projections.csv | 2021-06-22 | ICU_demand | 792.77 | 850.84 | 875.8 | 877.56 | 904.14 | 970.6 | Surged Additional 50% Reduction | Afghanistan | AFG | 2022-01-02 | v8 | TRUE
https://raw.githubusercontent.com/mrc-ide/global-lmic-reports/master/AFG/projections.csv | 2021-06-22 | hospital_incidence | 267.71 | 281.6 | 290.77 | 291.79 | 302.23 | 319.25 | Surged Additional 50% Reduction | Afghanistan | AFG | 2022-01-02 | v8 | TRUE
https://raw.githubusercontent.com/mrc-ide/global-lmic-reports/master/AFG/projections.csv | 2021-06-22 | ICU_incidence | 83.93 | 88.3 | 91.16 | 91.48 | 94.74 | 100.07 | Surged Additional 50% Reduction | Afghanistan | AFG | 2022-01-02 | v8 | TRUE
https://raw.githubusercontent.com/mrc-ide/global-lmic-reports/master/AFG/projections.csv | 2021-06-22 | prevalence | 267828.9 | 286044.43 | 295819.89 | 295018.73 | 305232.68 | 323838.84 | Surged Additional 50% Reduction | Afghanistan | AFG | 2022-01-02 | v8 | TRUE
https://raw.githubusercontent.com/mrc-ide/global-lmic-reports/master/AFG/projections.csv | 2021-06-22 | cumulative_infections | 2349228.89 | 2435336.14 | 2481974.17 | 2482476.77 | 2523129.86 | 2647569.77 | Surged Additional 50% Reduction | Afghanistan | AFG | 2022-01-02 | v8 | TRUE
https://raw.githubusercontent.com/mrc-ide/global-lmic-reports/master/AFG/projections.csv | 2021-06-22 | cumulative_deaths | 3298.19 | 3385.7 | 3457.57 | 3461.2 | 3531.33 | 3643.29 | Surged Additional 50% Reduction | Afghanistan | AFG | 2022-01-02 | v8 | TRUE
https://raw.githubusercontent.com/mrc-ide/global-lmic-reports/master/AFG/projections.csv | 2021-06-22 | Rt | 1.04 | 1.06 | 1.07 | 1.07 | 1.09 | 1.13 | Surged Additional 50% Reduction | Afghanistan | AFG | 2022-01-02 | v8 | TRUE
https://raw.githubusercontent.com/mrc-ide/global-lmic-reports/master/AFG/projections.csv | 2021-06-22 | Reff | 0.94 | 0.96 | 0.98 | 0.98 | 0.99 | 1.02 | Surged Additional 50% Reduction | Afghanistan | AFG | 2022-01-02 | v8 | TRUE
https://raw.githubusercontent.com/mrc-ide/global-lmic-reports/master/AFG/projections.csv | 2021-06-22 | infections | 38712.84 | 41259.14 | 42732.22 | 42878.72 | 44124.13 | 47200.11 | Surged Maintain Status Quo | Afghanistan | AFG | 2022-01-02 | v8 | TRUE
https://raw.githubusercontent.com/mrc-ide/global-lmic-reports/master/AFG/projections.csv | 2021-06-22 | deaths | 39.71 | 42.78 | 44.06 | 44.23 | 45.51 | 49.18 | Surged Maintain Status Quo | Afghanistan | AFG | 2022-01-02 | v8 | TRUE
https://raw.githubusercontent.com/mrc-ide/global-lmic-reports/master/AFG/projections.csv | 2021-06-22 | hospital_demand | 2016.67 | 2160.76 | 2220.03 | 2225.94 | 2295.84 | 2451.28 | Surged Maintain Status Quo | Afghanistan | AFG | 2022-01-02 | v8 | TRUE
https://raw.githubusercontent.com/mrc-ide/global-lmic-reports/master/AFG/projections.csv | 2021-06-22 | ICU_demand | 792.77 | 850.84 | 875.8 | 877.56 | 904.14 | 970.6 | Surged Maintain Status Quo | Afghanistan | AFG | 2022-01-02 | v8 | TRUE
https://raw.githubusercontent.com/mrc-ide/global-lmic-reports/master/AFG/projections.csv | 2021-06-22 | hospital_incidence | 267.71 | 281.6 | 290.77 | 291.79 | 302.23 | 319.25 | Surged Maintain Status Quo | Afghanistan | AFG | 2022-01-02 | v8 | TRUE
https://raw.githubusercontent.com/mrc-ide/global-lmic-reports/master/AFG/projections.csv | 2021-06-22 | ICU_incidence | 83.93 | 88.3 | 91.16 | 91.48 | 94.74 | 100.07 | Surged Maintain Status Quo | Afghanistan | AFG | 2022-01-02 | v8 | TRUE
https://raw.githubusercontent.com/mrc-ide/global-lmic-reports/master/AFG/projections.csv | 2021-06-22 | prevalence | 267828.9 | 286044.43 | 295819.89 | 295018.73 | 305232.68 | 323838.84 | Surged Maintain Status Quo | Afghanistan | AFG | 2022-01-02 | v8 | TRUE
https://raw.githubusercontent.com/mrc-ide/global-lmic-reports/master/AFG/projections.csv | 2021-06-22 | cumulative_infections | 2349228.89 | 2435336.14 | 2481974.17 | 2482476.77 | 2523129.86 | 2647569.77 | Surged Maintain Status Quo | Afghanistan | AFG | 2022-01-02 | v8 | TRUE
https://raw.githubusercontent.com/mrc-ide/global-lmic-reports/master/AFG/projections.csv | 2021-06-22 | cumulative_deaths | 3298.19 | 3385.7 | 3457.57 | 3461.2 | 3531.33 | 3643.29 | Surged Maintain Status Quo | Afghanistan | AFG | 2022-01-02 | v8 | TRUE
https://raw.githubusercontent.com/mrc-ide/global-lmic-reports/master/AFG/projections.csv | 2021-06-22 | Rt | 1.04 | 1.06 | 1.07 | 1.07 | 1.09 | 1.13 | Surged Maintain Status Quo | Afghanistan | AFG | 2022-01-02 | v8 | TRUE
https://raw.githubusercontent.com/mrc-ide/global-lmic-reports/master/AFG/projections.csv | 2021-06-22 | Reff | 0.94 | 0.96 | 0.98 | 0.98 | 0.99 | 1.02 | Surged Maintain Status Quo | Afghanistan | AFG | 2022-01-02 | v8 | TRUE
https://raw.githubusercontent.com/mrc-ide/global-lmic-reports/master/AFG/projections.csv | 2021-06-22 | infections | 38712.84 | 41259.14 | 42732.22 | 42878.72 | 44124.13 | 47200.11 | Surged Optimistic | Afghanistan | AFG | 2022-01-02 | v8 | TRUE
https://raw.githubusercontent.com/mrc-ide/global-lmic-reports/master/AFG/projections.csv | 2021-06-22 | deaths | 39.71 | 42.78 | 44.06 | 44.23 | 45.51 | 49.18 | Surged Optimistic | Afghanistan | AFG | 2022-01-02 | v8 | TRUE
https://raw.githubusercontent.com/mrc-ide/global-lmic-reports/master/AFG/projections.csv | 2021-06-22 | hospital_demand | 2016.67 | 2160.76 | 2220.03 | 2225.94 | 2295.84 | 2451.28 | Surged Optimistic | Afghanistan | AFG | 2022-01-02 | v8 | TRUE
https://raw.githubusercontent.com/mrc-ide/global-lmic-reports/master/AFG/projections.csv | 2021-06-22 | ICU_demand | 792.77 | 850.84 | 875.8 | 877.56 | 904.14 | 970.6 | Surged Optimistic | Afghanistan | AFG | 2022-01-02 | v8 | TRUE
https://raw.githubusercontent.com/mrc-ide/global-lmic-reports/master/AFG/projections.csv | 2021-06-22 | hospital_incidence | 267.71 | 281.6 | 290.77 | 291.79 | 302.23 | 319.25 | Surged Optimistic | Afghanistan | AFG | 2022-01-02 | v8 | TRUE
https://raw.githubusercontent.com/mrc-ide/global-lmic-reports/master/AFG/projections.csv | 2021-06-22 | ICU_incidence | 83.93 | 88.3 | 91.16 | 91.48 | 94.74 | 100.07 | Surged Optimistic | Afghanistan | AFG | 2022-01-02 | v8 | TRUE
https://raw.githubusercontent.com/mrc-ide/global-lmic-reports/master/AFG/projections.csv | 2021-06-22 | prevalence | 267828.9 | 286044.43 | 295819.89 | 295018.73 | 305232.68 | 323838.84 | Surged Optimistic | Afghanistan | AFG | 2022-01-02 | v8 | TRUE
https://raw.githubusercontent.com/mrc-ide/global-lmic-reports/master/AFG/projections.csv | 2021-06-22 | cumulative_infections | 2349228.89 | 2435336.14 | 2481974.17 | 2482476.77 | 2523129.86 | 2647569.77 | Surged Optimistic | Afghanistan | AFG | 2022-01-02 | v8 | TRUE
https://raw.githubusercontent.com/mrc-ide/global-lmic-reports/master/AFG/projections.csv | 2021-06-22 | cumulative_deaths | 3298.19 | 3385.7 | 3457.57 | 3461.2 | 3531.33 | 3643.29 | Surged Optimistic | Afghanistan | AFG | 2022-01-02 | v8 | TRUE
https://raw.githubusercontent.com/mrc-ide/global-lmic-reports/master/AFG/projections.csv | 2021-06-22 | Rt | 1.04 | 1.06 | 1.07 | 1.07 | 1.09 | 1.13 | Surged Optimistic | Afghanistan | AFG | 2022-01-02 | v8 | TRUE
https://raw.githubusercontent.com/mrc-ide/global-lmic-reports/master/AFG/projections.csv | 2021-06-22 | Reff | 0.94 | 0.96 | 0.98 | 0.98 | 0.99 | 1.02 | Surged Optimistic | Afghanistan | AFG | 2022-01-02 | v8 | TRUE
https://raw.githubusercontent.com/mrc-ide/global-lmic-reports/master/AFG/projections.csv | 2021-06-22 | infections | 38712.84 | 41259.14 | 42732.22 | 42878.72 | 44124.13 | 47200.11 | Surged Pessimistic | Afghanistan | AFG | 2022-01-02 | v8 | TRUE
https://raw.githubusercontent.com/mrc-ide/global-lmic-reports/master/AFG/projections.csv | 2021-06-22 | deaths | 39.71 | 42.78 | 44.06 | 44.23 | 45.51 | 49.18 | Surged Pessimistic | Afghanistan | AFG | 2022-01-02 | v8 | TRUE
https://raw.githubusercontent.com/mrc-ide/global-lmic-reports/master/AFG/projections.csv | 2021-06-22 | hospital_demand | 2016.67 | 2160.76 | 2220.03 | 2225.94 | 2295.84 | 2451.28 | Surged Pessimistic | Afghanistan | AFG | 2022-01-02 | v8 | TRUE
https://raw.githubusercontent.com/mrc-ide/global-lmic-reports/master/AFG/projections.csv | 2021-06-22 | ICU_demand | 792.77 | 850.84 | 875.8 | 877.56 | 904.14 | 970.6 | Surged Pessimistic | Afghanistan | AFG | 2022-01-02 | v8 | TRUE
https://raw.githubusercontent.com/mrc-ide/global-lmic-reports/master/AFG/projections.csv | 2021-06-22 | hospital_incidence | 267.71 | 281.6 | 290.77 | 291.79 | 302.23 | 319.25 | Surged Pessimistic | Afghanistan | AFG | 2022-01-02 | v8 | TRUE
https://raw.githubusercontent.com/mrc-ide/global-lmic-reports/master/AFG/projections.csv | 2021-06-22 | ICU_incidence | 83.93 | 88.3 | 91.16 | 91.48 | 94.74 | 100.07 | Surged Pessimistic | Afghanistan | AFG | 2022-01-02 | v8 | TRUE
https://raw.githubusercontent.com/mrc-ide/global-lmic-reports/master/AFG/projections.csv | 2021-06-22 | prevalence | 267828.9 | 286044.43 | 295819.89 | 295018.73 | 305232.68 | 323838.84 | Surged Pessimistic | Afghanistan | AFG | 2022-01-02 | v8 | TRUE
https://raw.githubusercontent.com/mrc-ide/global-lmic-reports/master/AFG/projections.csv | 2021-06-22 | cumulative_infections | 2349228.89 | 2435336.14 | 2481974.17 | 2482476.77 | 2523129.86 | 2647569.77 | Surged Pessimistic | Afghanistan | AFG | 2022-01-02 | v8 | TRUE
https://raw.githubusercontent.com/mrc-ide/global-lmic-reports/master/AFG/projections.csv | 2021-06-22 | cumulative_deaths | 3298.19 | 3385.7 | 3457.57 | 3461.2 | 3531.33 | 3643.29 | Surged Pessimistic | Afghanistan | AFG | 2022-01-02 | v8 | TRUE
https://raw.githubusercontent.com/mrc-ide/global-lmic-reports/master/AFG/projections.csv | 2021-06-22 | Rt | 1.04 | 1.06 | 1.07 | 1.07 | 1.09 | 1.13 | Surged Pessimistic | Afghanistan | AFG | 2022-01-02 | v8 | TRUE
https://raw.githubusercontent.com/mrc-ide/global-lmic-reports/master/AFG/projections.csv | 2021-06-22 | Reff | 0.94 | 0.96 | 0.98 | 0.98 | 0.99 | 1.02 | Surged Pessimistic | Afghanistan | AFG | 2022-01-02 | v8 | TRUE
https://raw.githubusercontent.com/mrc-ide/global-lmic-reports/master/AFG/projections.csv | 2021-06-22 | infections | 38712.84 | 41259.14 | 42732.22 | 42878.72 | 44124.13 | 47200.11 | Surged Relax Interventions 50% | Afghanistan | AFG | 2022-01-02 | v8 | TRUE
https://raw.githubusercontent.com/mrc-ide/global-lmic-reports/master/AFG/projections.csv | 2021-06-22 | deaths | 39.71 | 42.78 | 44.06 | 44.23 | 45.51 | 49.18 | Surged Relax Interventions 50% | Afghanistan | AFG | 2022-01-02 | v8 | TRUE
https://raw.githubusercontent.com/mrc-ide/global-lmic-reports/master/AFG/projections.csv | 2021-06-22 | hospital_demand | 2016.67 | 2160.76 | 2220.03 | 2225.94 | 2295.84 | 2451.28 | Surged Relax Interventions 50% | Afghanistan | AFG | 2022-01-02 | v8 | TRUE
https://raw.githubusercontent.com/mrc-ide/global-lmic-reports/master/AFG/projections.csv | 2021-06-22 | ICU_demand | 792.77 | 850.84 | 875.8 | 877.56 | 904.14 | 970.6 | Surged Relax Interventions 50% | Afghanistan | AFG | 2022-01-02 | v8 | TRUE
https://raw.githubusercontent.com/mrc-ide/global-lmic-reports/master/AFG/projections.csv | 2021-06-22 | hospital_incidence | 267.71 | 281.6 | 290.77 | 291.79 | 302.23 | 319.25 | Surged Relax Interventions 50% | Afghanistan | AFG | 2022-01-02 | v8 | TRUE
https://raw.githubusercontent.com/mrc-ide/global-lmic-reports/master/AFG/projections.csv | 2021-06-22 | ICU_incidence | 83.93 | 88.3 | 91.16 | 91.48 | 94.74 | 100.07 | Surged Relax Interventions 50% | Afghanistan | AFG | 2022-01-02 | v8 | TRUE
https://raw.githubusercontent.com/mrc-ide/global-lmic-reports/master/AFG/projections.csv | 2021-06-22 | prevalence | 267828.9 | 286044.43 | 295819.89 | 295018.73 | 305232.68 | 323838.84 | Surged Relax Interventions 50% | Afghanistan | AFG | 2022-01-02 | v8 | TRUE
https://raw.githubusercontent.com/mrc-ide/global-lmic-reports/master/AFG/projections.csv | 2021-06-22 | cumulative_infections | 2349228.89 | 2435336.14 | 2481974.17 | 2482476.77 | 2523129.86 | 2647569.77 | Surged Relax Interventions 50% | Afghanistan | AFG | 2022-01-02 | v8 | TRUE
https://raw.githubusercontent.com/mrc-ide/global-lmic-reports/master/AFG/projections.csv | 2021-06-22 | cumulative_deaths | 3298.19 | 3385.7 | 3457.57 | 3461.2 | 3531.33 | 3643.29 | Surged Relax Interventions 50% | Afghanistan | AFG | 2022-01-02 | v8 | TRUE
https://raw.githubusercontent.com/mrc-ide/global-lmic-reports/master/AFG/projections.csv | 2021-06-22 | Rt | 1.04 | 1.06 | 1.07 | 1.07 | 1.09 | 1.13 | Surged Relax Interventions 50% | Afghanistan | AFG | 2022-01-02 | v8 | TRUE
https://raw.githubusercontent.com/mrc-ide/global-lmic-reports/master/AFG/projections.csv | 2021-06-22 | Reff | 0.94 | 0.96 | 0.98 | 0.98 | 0.99 | 1.02 | Surged Relax Interventions 50% | Afghanistan | AFG | 2022-01-02 | v8 | TRUE
https://raw.githubusercontent.com/mrc-ide/global-lmic-reports/master/AFG/projections.csv | 2021-06-23 | infections | 38699.93 | 41165.46 | 42493.24 | 42775.56 | 44788.41 | 47274.84 | Additional 50% Reduction | Afghanistan | AFG | 2022-01-02 | v8 | TRUE
https://raw.githubusercontent.com/mrc-ide/global-lmic-reports/master/AFG/projections.csv | 2021-06-23 | deaths | 80.77 | 87.6 | 91.26 | 91.38 | 95.08 | 103.09 | Additional 50% Reduction | Afghanistan | AFG | 2022-01-02 | v8 | TRUE
https://raw.githubusercontent.com/mrc-ide/global-lmic-reports/master/AFG/projections.csv | 2021-06-23 | hospital_demand | 2042.83 | 2188.77 | 2270.78 | 2272.84 | 2352.18 | 2543.73 | Additional 50% Reduction | Afghanistan | AFG | 2022-01-02 | v8 | TRUE
https://raw.githubusercontent.com/mrc-ide/global-lmic-reports/master/AFG/projections.csv | 2021-06-23 | ICU_demand | 362.65 | 370.51 | 374.78 | 374.94 | 379.17 | 388.33 | Additional 50% Reduction | Afghanistan | AFG | 2022-01-02 | v8 | TRUE
https://raw.githubusercontent.com/mrc-ide/global-lmic-reports/master/AFG/projections.csv | 2021-06-23 | hospital_incidence | 267.07 | 287.15 | 297.69 | 298.09 | 307.64 | 330.56 | Additional 50% Reduction | Afghanistan | AFG | 2022-01-02 | v8 | TRUE
https://raw.githubusercontent.com/mrc-ide/global-lmic-reports/master/AFG/projections.csv | 2021-06-23 | ICU_incidence | 83.72 | 89.99 | 93.29 | 93.42 | 96.4 | 103.57 | Additional 50% Reduction | Afghanistan | AFG | 2022-01-02 | v8 | TRUE
https://raw.githubusercontent.com/mrc-ide/global-lmic-reports/master/AFG/projections.csv | 2021-06-23 | prevalence | 266505.02 | 285698.69 | 294666.52 | 295754.53 | 308452.63 | 326725.97 | Additional 50% Reduction | Afghanistan | AFG | 2022-01-02 | v8 | TRUE
https://raw.githubusercontent.com/mrc-ide/global-lmic-reports/master/AFG/projections.csv | 2021-06-23 | cumulative_infections | 2371078.37 | 2477407.54 | 2548300.72 | 2547048.55 | 2609008.53 | 2781279.67 | Additional 50% Reduction | Afghanistan | AFG | 2022-01-02 | v8 | TRUE
https://raw.githubusercontent.com/mrc-ide/global-lmic-reports/master/AFG/projections.csv | 2021-06-23 | cumulative_deaths | 3906.96 | 4115.62 | 4238.2 | 4245.94 | 4363.53 | 4702.9 | Additional 50% Reduction | Afghanistan | AFG | 2022-01-02 | v8 | TRUE
https://raw.githubusercontent.com/mrc-ide/global-lmic-reports/master/AFG/projections.csv | 2021-06-23 | Rt | 1.01 | 1.04 | 1.06 | 1.06 | 1.08 | 1.1 | Additional 50% Reduction | Afghanistan | AFG | 2022-01-02 | v8 | TRUE
https://raw.githubusercontent.com/mrc-ide/global-lmic-reports/master/AFG/projections.csv | 2021-06-23 | Reff | 0.92 | 0.95 | 0.96 | 0.96 | 0.98 | 1 | Additional 50% Reduction | Afghanistan | AFG | 2022-01-02 | v8 | TRUE
https://raw.githubusercontent.com/mrc-ide/global-lmic-reports/master/AFG/projections.csv | 2021-06-23 | infections | 38699.93 | 41165.46 | 42493.24 | 42775.56 | 44788.41 | 47274.84 | Maintain Status Quo | Afghanistan | AFG | 2022-01-02 | v8 | TRUE
https://raw.githubusercontent.com/mrc-ide/global-lmic-reports/master/AFG/projections.csv | 2021-06-23 | deaths | 80.77 | 87.6 | 91.26 | 91.38 | 95.08 | 103.09 | Maintain Status Quo | Afghanistan | AFG | 2022-01-02 | v8 | TRUE
https://raw.githubusercontent.com/mrc-ide/global-lmic-reports/master/AFG/projections.csv | 2021-06-23 | hospital_demand | 2042.83 | 2188.77 | 2270.78 | 2272.84 | 2352.18 | 2543.73 | Maintain Status Quo | Afghanistan | AFG | 2022-01-02 | v8 | TRUE
https://raw.githubusercontent.com/mrc-ide/global-lmic-reports/master/AFG/projections.csv | 2021-06-23 | ICU_demand | 362.65 | 370.51 | 374.78 | 374.94 | 379.17 | 388.33 | Maintain Status Quo | Afghanistan | AFG | 2022-01-02 | v8 | TRUE
https://raw.githubusercontent.com/mrc-ide/global-lmic-reports/master/AFG/projections.csv | 2021-06-23 | hospital_incidence | 267.07 | 287.15 | 297.69 | 298.09 | 307.64 | 330.56 | Maintain Status Quo | Afghanistan | AFG | 2022-01-02 | v8 | TRUE
https://raw.githubusercontent.com/mrc-ide/global-lmic-reports/master/AFG/projections.csv | 2021-06-23 | ICU_incidence | 83.72 | 89.99 | 93.29 | 93.42 | 96.4 | 103.57 | Maintain Status Quo | Afghanistan | AFG | 2022-01-02 | v8 | TRUE
https://raw.githubusercontent.com/mrc-ide/global-lmic-reports/master/AFG/projections.csv | 2021-06-23 | prevalence | 266505.02 | 285698.69 | 294666.52 | 295754.53 | 308452.63 | 326725.97 | Maintain Status Quo | Afghanistan | AFG | 2022-01-02 | v8 | TRUE
https://raw.githubusercontent.com/mrc-ide/global-lmic-reports/master/AFG/projections.csv | 2021-06-23 | cumulative_infections | 2371078.37 | 2477407.54 | 2548300.72 | 2547048.55 | 2609008.53 | 2781279.67 | Maintain Status Quo | Afghanistan | AFG | 2022-01-02 | v8 | TRUE
https://raw.githubusercontent.com/mrc-ide/global-lmic-reports/master/AFG/projections.csv | 2021-06-23 | cumulative_deaths | 3906.96 | 4115.62 | 4238.2 | 4245.94 | 4363.53 | 4702.9 | Maintain Status Quo | Afghanistan | AFG | 2022-01-02 | v8 | TRUE
https://raw.githubusercontent.com/mrc-ide/global-lmic-reports/master/AFG/projections.csv | 2021-06-23 | Rt | 1.01 | 1.04 | 1.06 | 1.06 | 1.08 | 1.1 | Maintain Status Quo | Afghanistan | AFG | 2022-01-02 | v8 | TRUE
https://raw.githubusercontent.com/mrc-ide/global-lmic-reports/master/AFG/projections.csv | 2021-06-23 | Reff | 0.92 | 0.95 | 0.96 | 0.96 | 0.98 | 1 | Maintain Status Quo | Afghanistan | AFG | 2022-01-02 | v8 | TRUE
https://raw.githubusercontent.com/mrc-ide/global-lmic-reports/master/AFG/projections.csv | 2021-06-23 | infections | 38699.93 | 41165.46 | 42493.24 | 42775.56 | 44788.41 | 47274.84 | Optimistic | Afghanistan | AFG | 2022-01-02 | v8 | TRUE
https://raw.githubusercontent.com/mrc-ide/global-lmic-reports/master/AFG/projections.csv | 2021-06-23 | deaths | 80.77 | 87.6 | 91.26 | 91.38 | 95.08 | 103.09 | Optimistic | Afghanistan | AFG | 2022-01-02 | v8 | TRUE
https://raw.githubusercontent.com/mrc-ide/global-lmic-reports/master/AFG/projections.csv | 2021-06-23 | hospital_demand | 2042.83 | 2188.77 | 2270.78 | 2272.84 | 2352.18 | 2543.73 | Optimistic | Afghanistan | AFG | 2022-01-02 | v8 | TRUE
https://raw.githubusercontent.com/mrc-ide/global-lmic-reports/master/AFG/projections.csv | 2021-06-23 | ICU_demand | 362.65 | 370.51 | 374.78 | 374.94 | 379.17 | 388.33 | Optimistic | Afghanistan | AFG | 2022-01-02 | v8 | TRUE
https://raw.githubusercontent.com/mrc-ide/global-lmic-reports/master/AFG/projections.csv | 2021-06-23 | hospital_incidence | 267.07 | 287.15 | 297.69 | 298.09 | 307.64 | 330.56 | Optimistic | Afghanistan | AFG | 2022-01-02 | v8 | TRUE
https://raw.githubusercontent.com/mrc-ide/global-lmic-reports/master/AFG/projections.csv | 2021-06-23 | ICU_incidence | 83.72 | 89.99 | 93.29 | 93.42 | 96.4 | 103.57 | Optimistic | Afghanistan | AFG | 2022-01-02 | v8 | TRUE
https://raw.githubusercontent.com/mrc-ide/global-lmic-reports/master/AFG/projections.csv | 2021-06-23 | prevalence | 266505.02 | 285698.69 | 294666.52 | 295754.53 | 308452.63 | 326725.97 | Optimistic | Afghanistan | AFG | 2022-01-02 | v8 | TRUE
https://raw.githubusercontent.com/mrc-ide/global-lmic-reports/master/AFG/projections.csv | 2021-06-23 | cumulative_infections | 2371078.37 | 2477407.54 | 2548300.72 | 2547048.55 | 2609008.53 | 2781279.67 | Optimistic | Afghanistan | AFG | 2022-01-02 | v8 | TRUE
https://raw.githubusercontent.com/mrc-ide/global-lmic-reports/master/AFG/projections.csv | 2021-06-23 | cumulative_deaths | 3906.96 | 4115.62 | 4238.2 | 4245.94 | 4363.53 | 4702.9 | Optimistic | Afghanistan | AFG | 2022-01-02 | v8 | TRUE
https://raw.githubusercontent.com/mrc-ide/global-lmic-reports/master/AFG/projections.csv | 2021-06-23 | Rt | 1.01 | 1.04 | 1.06 | 1.06 | 1.08 | 1.1 | Optimistic | Afghanistan | AFG | 2022-01-02 | v8 | TRUE
https://raw.githubusercontent.com/mrc-ide/global-lmic-reports/master/AFG/projections.csv | 2021-06-23 | Reff | 0.92 | 0.95 | 0.96 | 0.96 | 0.98 | 1 | Optimistic | Afghanistan | AFG | 2022-01-02 | v8 | TRUE
https://raw.githubusercontent.com/mrc-ide/global-lmic-reports/master/AFG/projections.csv | 2021-06-23 | infections | 38699.93 | 41165.46 | 42493.24 | 42775.56 | 44788.41 | 47274.84 | Pessimistic | Afghanistan | AFG | 2022-01-02 | v8 | TRUE
https://raw.githubusercontent.com/mrc-ide/global-lmic-reports/master/AFG/projections.csv | 2021-06-23 | deaths | 80.77 | 87.6 | 91.26 | 91.38 | 95.08 | 103.09 | Pessimistic | Afghanistan | AFG | 2022-01-02 | v8 | TRUE
https://raw.githubusercontent.com/mrc-ide/global-lmic-reports/master/AFG/projections.csv | 2021-06-23 | hospital_demand | 2042.83 | 2188.77 | 2270.78 | 2272.84 | 2352.18 | 2543.73 | Pessimistic | Afghanistan | AFG | 2022-01-02 | v8 | TRUE
https://raw.githubusercontent.com/mrc-ide/global-lmic-reports/master/AFG/projections.csv | 2021-06-23 | ICU_demand | 362.65 | 370.51 | 374.78 | 374.94 | 379.17 | 388.33 | Pessimistic | Afghanistan | AFG | 2022-01-02 | v8 | TRUE
https://raw.githubusercontent.com/mrc-ide/global-lmic-reports/master/AFG/projections.csv | 2021-06-23 | hospital_incidence | 267.07 | 287.15 | 297.69 | 298.09 | 307.64 | 330.56 | Pessimistic | Afghanistan | AFG | 2022-01-02 | v8 | TRUE
https://raw.githubusercontent.com/mrc-ide/global-lmic-reports/master/AFG/projections.csv | 2021-06-23 | ICU_incidence | 83.72 | 89.99 | 93.29 | 93.42 | 96.4 | 103.57 | Pessimistic | Afghanistan | AFG | 2022-01-02 | v8 | TRUE
https://raw.githubusercontent.com/mrc-ide/global-lmic-reports/master/AFG/projections.csv | 2021-06-23 | prevalence | 266505.02 | 285698.69 | 294666.52 | 295754.53 | 308452.63 | 326725.97 | Pessimistic | Afghanistan | AFG | 2022-01-02 | v8 | TRUE
https://raw.githubusercontent.com/mrc-ide/global-lmic-reports/master/AFG/projections.csv | 2021-06-23 | cumulative_infections | 2371078.37 | 2477407.54 | 2548300.72 | 2547048.55 | 2609008.53 | 2781279.67 | Pessimistic | Afghanistan | AFG | 2022-01-02 | v8 | TRUE
https://raw.githubusercontent.com/mrc-ide/global-lmic-reports/master/AFG/projections.csv | 2021-06-23 | cumulative_deaths | 3906.96 | 4115.62 | 4238.2 | 4245.94 | 4363.53 | 4702.9 | Pessimistic | Afghanistan | AFG | 2022-01-02 | v8 | TRUE
https://raw.githubusercontent.com/mrc-ide/global-lmic-reports/master/AFG/projections.csv | 2021-06-23 | Rt | 1.01 | 1.04 | 1.06 | 1.06 | 1.08 | 1.1 | Pessimistic | Afghanistan | AFG | 2022-01-02 | v8 | TRUE
https://raw.githubusercontent.com/mrc-ide/global-lmic-reports/master/AFG/projections.csv | 2021-06-23 | Reff | 0.92 | 0.95 | 0.96 | 0.96 | 0.98 | 1 | Pessimistic | Afghanistan | AFG | 2022-01-02 | v8 | TRUE
https://raw.githubusercontent.com/mrc-ide/global-lmic-reports/master/AFG/projections.csv | 2021-06-23 | infections | 38699.93 | 41165.46 | 42493.24 | 42775.56 | 44788.41 | 47274.84 | Relax Interventions 50% | Afghanistan | AFG | 2022-01-02 | v8 | TRUE
https://raw.githubusercontent.com/mrc-ide/global-lmic-reports/master/AFG/projections.csv | 2021-06-23 | deaths | 80.77 | 87.6 | 91.26 | 91.38 | 95.08 | 103.09 | Relax Interventions 50% | Afghanistan | AFG | 2022-01-02 | v8 | TRUE
https://raw.githubusercontent.com/mrc-ide/global-lmic-reports/master/AFG/projections.csv | 2021-06-23 | hospital_demand | 2042.83 | 2188.77 | 2270.78 | 2272.84 | 2352.18 | 2543.73 | Relax Interventions 50% | Afghanistan | AFG | 2022-01-02 | v8 | TRUE
https://raw.githubusercontent.com/mrc-ide/global-lmic-reports/master/AFG/projections.csv | 2021-06-23 | ICU_demand | 362.65 | 370.51 | 374.78 | 374.94 | 379.17 | 388.33 | Relax Interventions 50% | Afghanistan | AFG | 2022-01-02 | v8 | TRUE
https://raw.githubusercontent.com/mrc-ide/global-lmic-reports/master/AFG/projections.csv | 2021-06-23 | hospital_incidence | 267.07 | 287.15 | 297.69 | 298.09 | 307.64 | 330.56 | Relax Interventions 50% | Afghanistan | AFG | 2022-01-02 | v8 | TRUE
https://raw.githubusercontent.com/mrc-ide/global-lmic-reports/master/AFG/projections.csv | 2021-06-23 | ICU_incidence | 83.72 | 89.99 | 93.29 | 93.42 | 96.4 | 103.57 | Relax Interventions 50% | Afghanistan | AFG | 2022-01-02 | v8 | TRUE
https://raw.githubusercontent.com/mrc-ide/global-lmic-reports/master/AFG/projections.csv | 2021-06-23 | prevalence | 266505.02 | 285698.69 | 294666.52 | 295754.53 | 308452.63 | 326725.97 | Relax Interventions 50% | Afghanistan | AFG | 2022-01-02 | v8 | TRUE
https://raw.githubusercontent.com/mrc-ide/global-lmic-reports/master/AFG/projections.csv | 2021-06-23 | cumulative_infections | 2371078.37 | 2477407.54 | 2548300.72 | 2547048.55 | 2609008.53 | 2781279.67 | Relax Interventions 50% | Afghanistan | AFG | 2022-01-02 | v8 | TRUE
https://raw.githubusercontent.com/mrc-ide/global-lmic-reports/master/AFG/projections.csv | 2021-06-23 | cumulative_deaths | 3906.96 | 4115.62 | 4238.2 | 4245.94 | 4363.53 | 4702.9 | Relax Interventions 50% | Afghanistan | AFG | 2022-01-02 | v8 | TRUE
https://raw.githubusercontent.com/mrc-ide/global-lmic-reports/master/AFG/projections.csv | 2021-06-23 | Rt | 1.01 | 1.04 | 1.06 | 1.06 | 1.08 | 1.1 | Relax Interventions 50% | Afghanistan | AFG | 2022-01-02 | v8 | TRUE
https://raw.githubusercontent.com/mrc-ide/global-lmic-reports/master/AFG/projections.csv | 2021-06-23 | Reff | 0.92 | 0.95 | 0.96 | 0.96 | 0.98 | 1 | Relax Interventions 50% | Afghanistan | AFG | 2022-01-02 | v8 | TRUE
https://raw.githubusercontent.com/mrc-ide/global-lmic-reports/master/AFG/projections.csv | 2021-06-23 | infections | 38256.59 | 40806.31 | 42494.67 | 42537.81 | 43813.45 | 47143.54 | Surged Additional 50% Reduction | Afghanistan | AFG | 2022-01-02 | v8 | TRUE
https://raw.githubusercontent.com/mrc-ide/global-lmic-reports/master/AFG/projections.csv | 2021-06-23 | deaths | 41.36 | 44.47 | 45.8 | 45.94 | 47.33 | 50.96 | Surged Additional 50% Reduction | Afghanistan | AFG | 2022-01-02 | v8 | TRUE
https://raw.githubusercontent.com/mrc-ide/global-lmic-reports/master/AFG/projections.csv | 2021-06-23 | hospital_demand | 2090.52 | 2232.73 | 2294.37 | 2299.1 | 2374.24 | 2524.49 | Surged Additional 50% Reduction | Afghanistan | AFG | 2022-01-02 | v8 | TRUE
https://raw.githubusercontent.com/mrc-ide/global-lmic-reports/master/AFG/projections.csv | 2021-06-23 | ICU_demand | 823.23 | 881.79 | 906.63 | 908.39 | 936.21 | 1001.87 | Surged Additional 50% Reduction | Afghanistan | AFG | 2022-01-02 | v8 | TRUE
https://raw.githubusercontent.com/mrc-ide/global-lmic-reports/master/AFG/projections.csv | 2021-06-23 | hospital_incidence | 270.19 | 285.34 | 294.55 | 295.28 | 305.83 | 323.38 | Surged Additional 50% Reduction | Afghanistan | AFG | 2022-01-02 | v8 | TRUE
https://raw.githubusercontent.com/mrc-ide/global-lmic-reports/master/AFG/projections.csv | 2021-06-23 | ICU_incidence | 84.69 | 89.45 | 92.32 | 92.54 | 95.85 | 101.33 | Surged Additional 50% Reduction | Afghanistan | AFG | 2022-01-02 | v8 | TRUE
https://raw.githubusercontent.com/mrc-ide/global-lmic-reports/master/AFG/projections.csv | 2021-06-23 | prevalence | 266496.13 | 284622.44 | 294470.53 | 294075.77 | 304406.98 | 322321.08 | Surged Additional 50% Reduction | Afghanistan | AFG | 2022-01-02 | v8 | TRUE
https://raw.githubusercontent.com/mrc-ide/global-lmic-reports/master/AFG/projections.csv | 2021-06-23 | cumulative_infections | 2389900 | 2474091.93 | 2524489.56 | 2525014.58 | 2565569.64 | 2695002.92 | Surged Additional 50% Reduction | Afghanistan | AFG | 2022-01-02 | v8 | TRUE
https://raw.githubusercontent.com/mrc-ide/global-lmic-reports/master/AFG/projections.csv | 2021-06-23 | cumulative_deaths | 3342.38 | 3431.09 | 3503.16 | 3507.14 | 3577.61 | 3689.8 | Surged Additional 50% Reduction | Afghanistan | AFG | 2022-01-02 | v8 | TRUE
https://raw.githubusercontent.com/mrc-ide/global-lmic-reports/master/AFG/projections.csv | 2021-06-23 | Rt | 1.03 | 1.05 | 1.06 | 1.06 | 1.08 | 1.12 | Surged Additional 50% Reduction | Afghanistan | AFG | 2022-01-02 | v8 | TRUE
https://raw.githubusercontent.com/mrc-ide/global-lmic-reports/master/AFG/projections.csv | 2021-06-23 | Reff | 0.93 | 0.95 | 0.96 | 0.97 | 0.98 | 1.02 | Surged Additional 50% Reduction | Afghanistan | AFG | 2022-01-02 | v8 | TRUE
https://raw.githubusercontent.com/mrc-ide/global-lmic-reports/master/AFG/projections.csv | 2021-06-23 | infections | 38256.59 | 40806.31 | 42494.67 | 42537.81 | 43813.45 | 47143.54 | Surged Maintain Status Quo | Afghanistan | AFG | 2022-01-02 | v8 | TRUE
https://raw.githubusercontent.com/mrc-ide/global-lmic-reports/master/AFG/projections.csv | 2021-06-23 | deaths | 41.36 | 44.47 | 45.8 | 45.94 | 47.33 | 50.96 | Surged Maintain Status Quo | Afghanistan | AFG | 2022-01-02 | v8 | TRUE
https://raw.githubusercontent.com/mrc-ide/global-lmic-reports/master/AFG/projections.csv | 2021-06-23 | hospital_demand | 2090.52 | 2232.73 | 2294.37 | 2299.1 | 2374.24 | 2524.49 | Surged Maintain Status Quo | Afghanistan | AFG | 2022-01-02 | v8 | TRUE
https://raw.githubusercontent.com/mrc-ide/global-lmic-reports/master/AFG/projections.csv | 2021-06-23 | ICU_demand | 823.23 | 881.79 | 906.63 | 908.39 | 936.21 | 1001.87 | Surged Maintain Status Quo | Afghanistan | AFG | 2022-01-02 | v8 | TRUE
https://raw.githubusercontent.com/mrc-ide/global-lmic-reports/master/AFG/projections.csv | 2021-06-23 | hospital_incidence | 270.19 | 285.34 | 294.55 | 295.28 | 305.83 | 323.38 | Surged Maintain Status Quo | Afghanistan | AFG | 2022-01-02 | v8 | TRUE
https://raw.githubusercontent.com/mrc-ide/global-lmic-reports/master/AFG/projections.csv | 2021-06-23 | ICU_incidence | 84.69 | 89.45 | 92.32 | 92.54 | 95.85 | 101.33 | Surged Maintain Status Quo | Afghanistan | AFG | 2022-01-02 | v8 | TRUE
https://raw.githubusercontent.com/mrc-ide/global-lmic-reports/master/AFG/projections.csv | 2021-06-23 | prevalence | 266496.13 | 284622.44 | 294470.53 | 294075.77 | 304406.98 | 322321.08 | Surged Maintain Status Quo | Afghanistan | AFG | 2022-01-02 | v8 | TRUE
https://raw.githubusercontent.com/mrc-ide/global-lmic-reports/master/AFG/projections.csv | 2021-06-23 | cumulative_infections | 2389900 | 2474091.93 | 2524489.56 | 2525014.58 | 2565569.64 | 2695002.92 | Surged Maintain Status Quo | Afghanistan | AFG | 2022-01-02 | v8 | TRUE
https://raw.githubusercontent.com/mrc-ide/global-lmic-reports/master/AFG/projections.csv | 2021-06-23 | cumulative_deaths | 3342.38 | 3431.09 | 3503.16 | 3507.14 | 3577.61 | 3689.8 | Surged Maintain Status Quo | Afghanistan | AFG | 2022-01-02 | v8 | TRUE
https://raw.githubusercontent.com/mrc-ide/global-lmic-reports/master/AFG/projections.csv | 2021-06-23 | Rt | 1.03 | 1.05 | 1.06 | 1.06 | 1.08 | 1.12 | Surged Maintain Status Quo | Afghanistan | AFG | 2022-01-02 | v8 | TRUE
https://raw.githubusercontent.com/mrc-ide/global-lmic-reports/master/AFG/projections.csv | 2021-06-23 | Reff | 0.93 | 0.95 | 0.96 | 0.97 | 0.98 | 1.02 | Surged Maintain Status Quo | Afghanistan | AFG | 2022-01-02 | v8 | TRUE
https://raw.githubusercontent.com/mrc-ide/global-lmic-reports/master/AFG/projections.csv | 2021-06-23 | infections | 38256.59 | 40806.31 | 42494.67 | 42537.81 | 43813.45 | 47143.54 | Surged Optimistic | Afghanistan | AFG | 2022-01-02 | v8 | TRUE
https://raw.githubusercontent.com/mrc-ide/global-lmic-reports/master/AFG/projections.csv | 2021-06-23 | deaths | 41.36 | 44.47 | 45.8 | 45.94 | 47.33 | 50.96 | Surged Optimistic | Afghanistan | AFG | 2022-01-02 | v8 | TRUE
https://raw.githubusercontent.com/mrc-ide/global-lmic-reports/master/AFG/projections.csv | 2021-06-23 | hospital_demand | 2090.52 | 2232.73 | 2294.37 | 2299.1 | 2374.24 | 2524.49 | Surged Optimistic | Afghanistan | AFG | 2022-01-02 | v8 | TRUE
https://raw.githubusercontent.com/mrc-ide/global-lmic-reports/master/AFG/projections.csv | 2021-06-23 | ICU_demand | 823.23 | 881.79 | 906.63 | 908.39 | 936.21 | 1001.87 | Surged Optimistic | Afghanistan | AFG | 2022-01-02 | v8 | TRUE
https://raw.githubusercontent.com/mrc-ide/global-lmic-reports/master/AFG/projections.csv | 2021-06-23 | hospital_incidence | 270.19 | 285.34 | 294.55 | 295.28 | 305.83 | 323.38 | Surged Optimistic | Afghanistan | AFG | 2022-01-02 | v8 | TRUE
https://raw.githubusercontent.com/mrc-ide/global-lmic-reports/master/AFG/projections.csv | 2021-06-23 | ICU_incidence | 84.69 | 89.45 | 92.32 | 92.54 | 95.85 | 101.33 | Surged Optimistic | Afghanistan | AFG | 2022-01-02 | v8 | TRUE
https://raw.githubusercontent.com/mrc-ide/global-lmic-reports/master/AFG/projections.csv | 2021-06-23 | prevalence | 266496.13 | 284622.44 | 294470.53 | 294075.77 | 304406.98 | 322321.08 | Surged Optimistic | Afghanistan | AFG | 2022-01-02 | v8 | TRUE
https://raw.githubusercontent.com/mrc-ide/global-lmic-reports/master/AFG/projections.csv | 2021-06-23 | cumulative_infections | 2389900 | 2474091.93 | 2524489.56 | 2525014.58 | 2565569.64 | 2695002.92 | Surged Optimistic | Afghanistan | AFG | 2022-01-02 | v8 | TRUE
https://raw.githubusercontent.com/mrc-ide/global-lmic-reports/master/AFG/projections.csv | 2021-06-23 | cumulative_deaths | 3342.38 | 3431.09 | 3503.16 | 3507.14 | 3577.61 | 3689.8 | Surged Optimistic | Afghanistan | AFG | 2022-01-02 | v8 | TRUE
https://raw.githubusercontent.com/mrc-ide/global-lmic-reports/master/AFG/projections.csv | 2021-06-23 | Rt | 1.03 | 1.05 | 1.06 | 1.06 | 1.08 | 1.12 | Surged Optimistic | Afghanistan | AFG | 2022-01-02 | v8 | TRUE
https://raw.githubusercontent.com/mrc-ide/global-lmic-reports/master/AFG/projections.csv | 2021-06-23 | Reff | 0.93 | 0.95 | 0.96 | 0.97 | 0.98 | 1.02 | Surged Optimistic | Afghanistan | AFG | 2022-01-02 | v8 | TRUE
https://raw.githubusercontent.com/mrc-ide/global-lmic-reports/master/AFG/projections.csv | 2021-06-23 | infections | 38256.59 | 40806.31 | 42494.67 | 42537.81 | 43813.45 | 47143.54 | Surged Pessimistic | Afghanistan | AFG | 2022-01-02 | v8 | TRUE
https://raw.githubusercontent.com/mrc-ide/global-lmic-reports/master/AFG/projections.csv | 2021-06-23 | deaths | 41.36 | 44.47 | 45.8 | 45.94 | 47.33 | 50.96 | Surged Pessimistic | Afghanistan | AFG | 2022-01-02 | v8 | TRUE
https://raw.githubusercontent.com/mrc-ide/global-lmic-reports/master/AFG/projections.csv | 2021-06-23 | hospital_demand | 2090.52 | 2232.73 | 2294.37 | 2299.1 | 2374.24 | 2524.49 | Surged Pessimistic | Afghanistan | AFG | 2022-01-02 | v8 | TRUE
https://raw.githubusercontent.com/mrc-ide/global-lmic-reports/master/AFG/projections.csv | 2021-06-23 | ICU_demand | 823.23 | 881.79 | 906.63 | 908.39 | 936.21 | 1001.87 | Surged Pessimistic | Afghanistan | AFG | 2022-01-02 | v8 | TRUE
https://raw.githubusercontent.com/mrc-ide/global-lmic-reports/master/AFG/projections.csv | 2021-06-23 | hospital_incidence | 270.19 | 285.34 | 294.55 | 295.28 | 305.83 | 323.38 | Surged Pessimistic | Afghanistan | AFG | 2022-01-02 | v8 | TRUE
https://raw.githubusercontent.com/mrc-ide/global-lmic-reports/master/AFG/projections.csv | 2021-06-23 | ICU_incidence | 84.69 | 89.45 | 92.32 | 92.54 | 95.85 | 101.33 | Surged Pessimistic | Afghanistan | AFG | 2022-01-02 | v8 | TRUE
https://raw.githubusercontent.com/mrc-ide/global-lmic-reports/master/AFG/projections.csv | 2021-06-23 | prevalence | 266496.13 | 284622.44 | 294470.53 | 294075.77 | 304406.98 | 322321.08 | Surged Pessimistic | Afghanistan | AFG | 2022-01-02 | v8 | TRUE
https://raw.githubusercontent.com/mrc-ide/global-lmic-reports/master/AFG/projections.csv | 2021-06-23 | cumulative_infections | 2389900 | 2474091.93 | 2524489.56 | 2525014.58 | 2565569.64 | 2695002.92 | Surged Pessimistic | Afghanistan | AFG | 2022-01-02 | v8 | TRUE
https://raw.githubusercontent.com/mrc-ide/global-lmic-reports/master/AFG/projections.csv | 2021-06-23 | cumulative_deaths | 3342.38 | 3431.09 | 3503.16 | 3507.14 | 3577.61 | 3689.8 | Surged Pessimistic | Afghanistan | AFG | 2022-01-02 | v8 | TRUE
https://raw.githubusercontent.com/mrc-ide/global-lmic-reports/master/AFG/projections.csv | 2021-06-23 | Rt | 1.03 | 1.05 | 1.06 | 1.06 | 1.08 | 1.12 | Surged Pessimistic | Afghanistan | AFG | 2022-01-02 | v8 | TRUE
https://raw.githubusercontent.com/mrc-ide/global-lmic-reports/master/AFG/projections.csv | 2021-06-23 | Reff | 0.93 | 0.95 | 0.96 | 0.97 | 0.98 | 1.02 | Surged Pessimistic | Afghanistan | AFG | 2022-01-02 | v8 | TRUE
https://raw.githubusercontent.com/mrc-ide/global-lmic-reports/master/AFG/projections.csv | 2021-06-23 | infections | 38256.59 | 40806.31 | 42494.67 | 42537.81 | 43813.45 | 47143.54 | Surged Relax Interventions 50% | Afghanistan | AFG | 2022-01-02 | v8 | TRUE
https://raw.githubusercontent.com/mrc-ide/global-lmic-reports/master/AFG/projections.csv | 2021-06-23 | deaths | 41.36 | 44.47 | 45.8 | 45.94 | 47.33 | 50.96 | Surged Relax Interventions 50% | Afghanistan | AFG | 2022-01-02 | v8 | TRUE
https://raw.githubusercontent.com/mrc-ide/global-lmic-reports/master/AFG/projections.csv | 2021-06-23 | hospital_demand | 2090.52 | 2232.73 | 2294.37 | 2299.1 | 2374.24 | 2524.49 | Surged Relax Interventions 50% | Afghanistan | AFG | 2022-01-02 | v8 | TRUE
https://raw.githubusercontent.com/mrc-ide/global-lmic-reports/master/AFG/projections.csv | 2021-06-23 | ICU_demand | 823.23 | 881.79 | 906.63 | 908.39 | 936.21 | 1001.87 | Surged Relax Interventions 50% | Afghanistan | AFG | 2022-01-02 | v8 | TRUE
https://raw.githubusercontent.com/mrc-ide/global-lmic-reports/master/AFG/projections.csv | 2021-06-23 | hospital_incidence | 270.19 | 285.34 | 294.55 | 295.28 | 305.83 | 323.38 | Surged Relax Interventions 50% | Afghanistan | AFG | 2022-01-02 | v8 | TRUE
https://raw.githubusercontent.com/mrc-ide/global-lmic-reports/master/AFG/projections.csv | 2021-06-23 | ICU_incidence | 84.69 | 89.45 | 92.32 | 92.54 | 95.85 | 101.33 | Surged Relax Interventions 50% | Afghanistan | AFG | 2022-01-02 | v8 | TRUE
https://raw.githubusercontent.com/mrc-ide/global-lmic-reports/master/AFG/projections.csv | 2021-06-23 | prevalence | 266496.13 | 284622.44 | 294470.53 | 294075.77 | 304406.98 | 322321.08 | Surged Relax Interventions 50% | Afghanistan | AFG | 2022-01-02 | v8 | TRUE
https://raw.githubusercontent.com/mrc-ide/global-lmic-reports/master/AFG/projections.csv | 2021-06-23 | cumulative_infections | 2389900 | 2474091.93 | 2524489.56 | 2525014.58 | 2565569.64 | 2695002.92 | Surged Relax Interventions 50% | Afghanistan | AFG | 2022-01-02 | v8 | TRUE
https://raw.githubusercontent.com/mrc-ide/global-lmic-reports/master/AFG/projections.csv | 2021-06-23 | cumulative_deaths | 3342.38 | 3431.09 | 3503.16 | 3507.14 | 3577.61 | 3689.8 | Surged Relax Interventions 50% | Afghanistan | AFG | 2022-01-02 | v8 | TRUE
https://raw.githubusercontent.com/mrc-ide/global-lmic-reports/master/AFG/projections.csv | 2021-06-23 | Rt | 1.03 | 1.05 | 1.06 | 1.06 | 1.08 | 1.12 | Surged Relax Interventions 50% | Afghanistan | AFG | 2022-01-02 | v8 | TRUE
https://raw.githubusercontent.com/mrc-ide/global-lmic-reports/master/AFG/projections.csv | 2021-06-23 | Reff | 0.93 | 0.95 | 0.96 | 0.97 | 0.98 | 1.02 | Surged Relax Interventions 50% | Afghanistan | AFG | 2022-01-02 | v8 | TRUE
https://raw.githubusercontent.com/mrc-ide/global-lmic-reports/master/AFG/projections.csv | 2021-06-24 | infections | 38283.51 | 40505.16 | 41956.8 | 42211.76 | 44222.13 | 46451.1 | Additional 50% Reduction | Afghanistan | AFG | 2022-01-02 | v8 | TRUE
https://raw.githubusercontent.com/mrc-ide/global-lmic-reports/master/AFG/projections.csv | 2021-06-24 | deaths | 82.41 | 89.25 | 93.01 | 93.15 | 96.75 | 104.74 | Additional 50% Reduction | Afghanistan | AFG | 2022-01-02 | v8 | TRUE
https://raw.githubusercontent.com/mrc-ide/global-lmic-reports/master/AFG/projections.csv | 2021-06-24 | hospital_demand | 2100.43 | 2254.09 | 2336.12 | 2337.55 | 2421.95 | 2611.7 | Additional 50% Reduction | Afghanistan | AFG | 2022-01-02 | v8 | TRUE
https://raw.githubusercontent.com/mrc-ide/global-lmic-reports/master/AFG/projections.csv | 2021-06-24 | ICU_demand | 364.27 | 372.24 | 376.49 | 376.65 | 380.65 | 389.85 | Additional 50% Reduction | Afghanistan | AFG | 2022-01-02 | v8 | TRUE
https://raw.githubusercontent.com/mrc-ide/global-lmic-reports/master/AFG/projections.csv | 2021-06-24 | hospital_incidence | 269.22 | 289.45 | 299.69 | 300.07 | 309.58 | 331.7 | Additional 50% Reduction | Afghanistan | AFG | 2022-01-02 | v8 | TRUE
https://raw.githubusercontent.com/mrc-ide/global-lmic-reports/master/AFG/projections.csv | 2021-06-24 | ICU_incidence | 84.37 | 90.69 | 93.9 | 94.01 | 96.99 | 103.9 | Additional 50% Reduction | Afghanistan | AFG | 2022-01-02 | v8 | TRUE
https://raw.githubusercontent.com/mrc-ide/global-lmic-reports/master/AFG/projections.csv | 2021-06-24 | prevalence | 265368.64 | 283858.29 | 292231.4 | 294145.25 | 308037.9 | 326430.4 | Additional 50% Reduction | Afghanistan | AFG | 2022-01-02 | v8 | TRUE
https://raw.githubusercontent.com/mrc-ide/global-lmic-reports/master/AFG/projections.csv | 2021-06-24 | cumulative_infections | 2410394.73 | 2518366.74 | 2590383.64 | 2589260.32 | 2652055.76 | 2827476.37 | Additional 50% Reduction | Afghanistan | AFG | 2022-01-02 | v8 | TRUE
https://raw.githubusercontent.com/mrc-ide/global-lmic-reports/master/AFG/projections.csv | 2021-06-24 | cumulative_deaths | 3993.01 | 4205.03 | 4333.44 | 4339.08 | 4459.2 | 4805 | Additional 50% Reduction | Afghanistan | AFG | 2022-01-02 | v8 | TRUE
https://raw.githubusercontent.com/mrc-ide/global-lmic-reports/master/AFG/projections.csv | 2021-06-24 | Rt | 0.99 | 1.02 | 1.04 | 1.04 | 1.06 | 1.09 | Additional 50% Reduction | Afghanistan | AFG | 2022-01-02 | v8 | TRUE
https://raw.githubusercontent.com/mrc-ide/global-lmic-reports/master/AFG/projections.csv | 2021-06-24 | Reff | 0.89 | 0.93 | 0.94 | 0.94 | 0.96 | 0.99 | Additional 50% Reduction | Afghanistan | AFG | 2022-01-02 | v8 | TRUE
https://raw.githubusercontent.com/mrc-ide/global-lmic-reports/master/AFG/projections.csv | 2021-06-24 | infections | 38283.51 | 40505.16 | 41956.8 | 42211.76 | 44222.13 | 46451.1 | Maintain Status Quo | Afghanistan | AFG | 2022-01-02 | v8 | TRUE
https://raw.githubusercontent.com/mrc-ide/global-lmic-reports/master/AFG/projections.csv | 2021-06-24 | deaths | 82.41 | 89.25 | 93.01 | 93.15 | 96.75 | 104.74 | Maintain Status Quo | Afghanistan | AFG | 2022-01-02 | v8 | TRUE
https://raw.githubusercontent.com/mrc-ide/global-lmic-reports/master/AFG/projections.csv | 2021-06-24 | hospital_demand | 2100.43 | 2254.09 | 2336.12 | 2337.55 | 2421.95 | 2611.7 | Maintain Status Quo | Afghanistan | AFG | 2022-01-02 | v8 | TRUE
https://raw.githubusercontent.com/mrc-ide/global-lmic-reports/master/AFG/projections.csv | 2021-06-24 | ICU_demand | 364.27 | 372.24 | 376.49 | 376.65 | 380.65 | 389.85 | Maintain Status Quo | Afghanistan | AFG | 2022-01-02 | v8 | TRUE
https://raw.githubusercontent.com/mrc-ide/global-lmic-reports/master/AFG/projections.csv | 2021-06-24 | hospital_incidence | 269.22 | 289.45 | 299.69 | 300.07 | 309.58 | 331.7 | Maintain Status Quo | Afghanistan | AFG | 2022-01-02 | v8 | TRUE
https://raw.githubusercontent.com/mrc-ide/global-lmic-reports/master/AFG/projections.csv | 2021-06-24 | ICU_incidence | 84.37 | 90.69 | 93.9 | 94.01 | 96.99 | 103.9 | Maintain Status Quo | Afghanistan | AFG | 2022-01-02 | v8 | TRUE
https://raw.githubusercontent.com/mrc-ide/global-lmic-reports/master/AFG/projections.csv | 2021-06-24 | prevalence | 265368.64 | 283858.29 | 292231.4 | 294145.25 | 308037.9 | 326430.4 | Maintain Status Quo | Afghanistan | AFG | 2022-01-02 | v8 | TRUE
https://raw.githubusercontent.com/mrc-ide/global-lmic-reports/master/AFG/projections.csv | 2021-06-24 | cumulative_infections | 2410394.73 | 2518366.74 | 2590383.64 | 2589260.32 | 2652055.76 | 2827476.37 | Maintain Status Quo | Afghanistan | AFG | 2022-01-02 | v8 | TRUE
https://raw.githubusercontent.com/mrc-ide/global-lmic-reports/master/AFG/projections.csv | 2021-06-24 | cumulative_deaths | 3993.01 | 4205.03 | 4333.44 | 4339.08 | 4459.2 | 4805 | Maintain Status Quo | Afghanistan | AFG | 2022-01-02 | v8 | TRUE
https://raw.githubusercontent.com/mrc-ide/global-lmic-reports/master/AFG/projections.csv | 2021-06-24 | Rt | 0.99 | 1.02 | 1.04 | 1.04 | 1.06 | 1.09 | Maintain Status Quo | Afghanistan | AFG | 2022-01-02 | v8 | TRUE
https://raw.githubusercontent.com/mrc-ide/global-lmic-reports/master/AFG/projections.csv | 2021-06-24 | Reff | 0.89 | 0.93 | 0.94 | 0.94 | 0.96 | 0.99 | Maintain Status Quo | Afghanistan | AFG | 2022-01-02 | v8 | TRUE
https://raw.githubusercontent.com/mrc-ide/global-lmic-reports/master/AFG/projections.csv | 2021-06-24 | infections | 38283.51 | 40505.16 | 41956.8 | 42211.76 | 44222.13 | 46451.1 | Optimistic | Afghanistan | AFG | 2022-01-02 | v8 | TRUE
https://raw.githubusercontent.com/mrc-ide/global-lmic-reports/master/AFG/projections.csv | 2021-06-24 | deaths | 82.41 | 89.25 | 93.01 | 93.15 | 96.75 | 104.74 | Optimistic | Afghanistan | AFG | 2022-01-02 | v8 | TRUE
https://raw.githubusercontent.com/mrc-ide/global-lmic-reports/master/AFG/projections.csv | 2021-06-24 | hospital_demand | 2100.43 | 2254.09 | 2336.12 | 2337.55 | 2421.95 | 2611.7 | Optimistic | Afghanistan | AFG | 2022-01-02 | v8 | TRUE
https://raw.githubusercontent.com/mrc-ide/global-lmic-reports/master/AFG/projections.csv | 2021-06-24 | ICU_demand | 364.27 | 372.24 | 376.49 | 376.65 | 380.65 | 389.85 | Optimistic | Afghanistan | AFG | 2022-01-02 | v8 | TRUE
https://raw.githubusercontent.com/mrc-ide/global-lmic-reports/master/AFG/projections.csv | 2021-06-24 | hospital_incidence | 269.22 | 289.45 | 299.69 | 300.07 | 309.58 | 331.7 | Optimistic | Afghanistan | AFG | 2022-01-02 | v8 | TRUE
https://raw.githubusercontent.com/mrc-ide/global-lmic-reports/master/AFG/projections.csv | 2021-06-24 | ICU_incidence | 84.37 | 90.69 | 93.9 | 94.01 | 96.99 | 103.9 | Optimistic | Afghanistan | AFG | 2022-01-02 | v8 | TRUE
https://raw.githubusercontent.com/mrc-ide/global-lmic-reports/master/AFG/projections.csv | 2021-06-24 | prevalence | 265368.64 | 283858.29 | 292231.4 | 294145.25 | 308037.9 | 326430.4 | Optimistic | Afghanistan | AFG | 2022-01-02 | v8 | TRUE
https://raw.githubusercontent.com/mrc-ide/global-lmic-reports/master/AFG/projections.csv | 2021-06-24 | cumulative_infections | 2410394.73 | 2518366.74 | 2590383.64 | 2589260.32 | 2652055.76 | 2827476.37 | Optimistic | Afghanistan | AFG | 2022-01-02 | v8 | TRUE
https://raw.githubusercontent.com/mrc-ide/global-lmic-reports/master/AFG/projections.csv | 2021-06-24 | cumulative_deaths | 3993.01 | 4205.03 | 4333.44 | 4339.08 | 4459.2 | 4805 | Optimistic | Afghanistan | AFG | 2022-01-02 | v8 | TRUE
https://raw.githubusercontent.com/mrc-ide/global-lmic-reports/master/AFG/projections.csv | 2021-06-24 | Rt | 0.99 | 1.02 | 1.04 | 1.04 | 1.06 | 1.09 | Optimistic | Afghanistan | AFG | 2022-01-02 | v8 | TRUE
https://raw.githubusercontent.com/mrc-ide/global-lmic-reports/master/AFG/projections.csv | 2021-06-24 | Reff | 0.89 | 0.93 | 0.94 | 0.94 | 0.96 | 0.99 | Optimistic | Afghanistan | AFG | 2022-01-02 | v8 | TRUE
https://raw.githubusercontent.com/mrc-ide/global-lmic-reports/master/AFG/projections.csv | 2021-06-24 | infections | 38283.51 | 40505.16 | 41956.8 | 42211.76 | 44222.13 | 46451.1 | Pessimistic | Afghanistan | AFG | 2022-01-02 | v8 | TRUE
https://raw.githubusercontent.com/mrc-ide/global-lmic-reports/master/AFG/projections.csv | 2021-06-24 | deaths | 82.41 | 89.25 | 93.01 | 93.15 | 96.75 | 104.74 | Pessimistic | Afghanistan | AFG | 2022-01-02 | v8 | TRUE
https://raw.githubusercontent.com/mrc-ide/global-lmic-reports/master/AFG/projections.csv | 2021-06-24 | hospital_demand | 2100.43 | 2254.09 | 2336.12 | 2337.55 | 2421.95 | 2611.7 | Pessimistic | Afghanistan | AFG | 2022-01-02 | v8 | TRUE
https://raw.githubusercontent.com/mrc-ide/global-lmic-reports/master/AFG/projections.csv | 2021-06-24 | ICU_demand | 364.27 | 372.24 | 376.49 | 376.65 | 380.65 | 389.85 | Pessimistic | Afghanistan | AFG | 2022-01-02 | v8 | TRUE
https://raw.githubusercontent.com/mrc-ide/global-lmic-reports/master/AFG/projections.csv | 2021-06-24 | hospital_incidence | 269.22 | 289.45 | 299.69 | 300.07 | 309.58 | 331.7 | Pessimistic | Afghanistan | AFG | 2022-01-02 | v8 | TRUE
https://raw.githubusercontent.com/mrc-ide/global-lmic-reports/master/AFG/projections.csv | 2021-06-24 | ICU_incidence | 84.37 | 90.69 | 93.9 | 94.01 | 96.99 | 103.9 | Pessimistic | Afghanistan | AFG | 2022-01-02 | v8 | TRUE
https://raw.githubusercontent.com/mrc-ide/global-lmic-reports/master/AFG/projections.csv | 2021-06-24 | prevalence | 265368.64 | 283858.29 | 292231.4 | 294145.25 | 308037.9 | 326430.4 | Pessimistic | Afghanistan | AFG | 2022-01-02 | v8 | TRUE
https://raw.githubusercontent.com/mrc-ide/global-lmic-reports/master/AFG/projections.csv | 2021-06-24 | cumulative_infections | 2410394.73 | 2518366.74 | 2590383.64 | 2589260.32 | 2652055.76 | 2827476.37 | Pessimistic | Afghanistan | AFG | 2022-01-02 | v8 | TRUE
https://raw.githubusercontent.com/mrc-ide/global-lmic-reports/master/AFG/projections.csv | 2021-06-24 | cumulative_deaths | 3993.01 | 4205.03 | 4333.44 | 4339.08 | 4459.2 | 4805 | Pessimistic | Afghanistan | AFG | 2022-01-02 | v8 | TRUE
https://raw.githubusercontent.com/mrc-ide/global-lmic-reports/master/AFG/projections.csv | 2021-06-24 | Rt | 0.99 | 1.02 | 1.04 | 1.04 | 1.06 | 1.09 | Pessimistic | Afghanistan | AFG | 2022-01-02 | v8 | TRUE
https://raw.githubusercontent.com/mrc-ide/global-lmic-reports/master/AFG/projections.csv | 2021-06-24 | Reff | 0.89 | 0.93 | 0.94 | 0.94 | 0.96 | 0.99 | Pessimistic | Afghanistan | AFG | 2022-01-02 | v8 | TRUE
https://raw.githubusercontent.com/mrc-ide/global-lmic-reports/master/AFG/projections.csv | 2021-06-24 | infections | 38283.51 | 40505.16 | 41956.8 | 42211.76 | 44222.13 | 46451.1 | Relax Interventions 50% | Afghanistan | AFG | 2022-01-02 | v8 | TRUE
https://raw.githubusercontent.com/mrc-ide/global-lmic-reports/master/AFG/projections.csv | 2021-06-24 | deaths | 82.41 | 89.25 | 93.01 | 93.15 | 96.75 | 104.74 | Relax Interventions 50% | Afghanistan | AFG | 2022-01-02 | v8 | TRUE
https://raw.githubusercontent.com/mrc-ide/global-lmic-reports/master/AFG/projections.csv | 2021-06-24 | hospital_demand | 2100.43 | 2254.09 | 2336.12 | 2337.55 | 2421.95 | 2611.7 | Relax Interventions 50% | Afghanistan | AFG | 2022-01-02 | v8 | TRUE
https://raw.githubusercontent.com/mrc-ide/global-lmic-reports/master/AFG/projections.csv | 2021-06-24 | ICU_demand | 364.27 | 372.24 | 376.49 | 376.65 | 380.65 | 389.85 | Relax Interventions 50% | Afghanistan | AFG | 2022-01-02 | v8 | TRUE
https://raw.githubusercontent.com/mrc-ide/global-lmic-reports/master/AFG/projections.csv | 2021-06-24 | hospital_incidence | 269.22 | 289.45 | 299.69 | 300.07 | 309.58 | 331.7 | Relax Interventions 50% | Afghanistan | AFG | 2022-01-02 | v8 | TRUE
https://raw.githubusercontent.com/mrc-ide/global-lmic-reports/master/AFG/projections.csv | 2021-06-24 | ICU_incidence | 84.37 | 90.69 | 93.9 | 94.01 | 96.99 | 103.9 | Relax Interventions 50% | Afghanistan | AFG | 2022-01-02 | v8 | TRUE
https://raw.githubusercontent.com/mrc-ide/global-lmic-reports/master/AFG/projections.csv | 2021-06-24 | prevalence | 265368.64 | 283858.29 | 292231.4 | 294145.25 | 308037.9 | 326430.4 | Relax Interventions 50% | Afghanistan | AFG | 2022-01-02 | v8 | TRUE
https://raw.githubusercontent.com/mrc-ide/global-lmic-reports/master/AFG/projections.csv | 2021-06-24 | cumulative_infections | 2410394.73 | 2518366.74 | 2590383.64 | 2589260.32 | 2652055.76 | 2827476.37 | Relax Interventions 50% | Afghanistan | AFG | 2022-01-02 | v8 | TRUE
https://raw.githubusercontent.com/mrc-ide/global-lmic-reports/master/AFG/projections.csv | 2021-06-24 | cumulative_deaths | 3993.01 | 4205.03 | 4333.44 | 4339.08 | 4459.2 | 4805 | Relax Interventions 50% | Afghanistan | AFG | 2022-01-02 | v8 | TRUE
https://raw.githubusercontent.com/mrc-ide/global-lmic-reports/master/AFG/projections.csv | 2021-06-24 | Rt | 0.99 | 1.02 | 1.04 | 1.04 | 1.06 | 1.09 | Relax Interventions 50% | Afghanistan | AFG | 2022-01-02 | v8 | TRUE
https://raw.githubusercontent.com/mrc-ide/global-lmic-reports/master/AFG/projections.csv | 2021-06-24 | Reff | 0.89 | 0.93 | 0.94 | 0.94 | 0.96 | 0.99 | Relax Interventions 50% | Afghanistan | AFG | 2022-01-02 | v8 | TRUE
https://raw.githubusercontent.com/mrc-ide/global-lmic-reports/master/AFG/projections.csv | 2021-06-24 | infections | 37689.18 | 40307.02 | 42171.11 | 42027.27 | 43254.48 | 46931.21 | Surged Additional 50% Reduction | Afghanistan | AFG | 2022-01-02 | v8 | TRUE
https://raw.githubusercontent.com/mrc-ide/global-lmic-reports/master/AFG/projections.csv | 2021-06-24 | deaths | 43.02 | 46.17 | 47.54 | 47.63 | 49.09 | 52.67 | Surged Additional 50% Reduction | Afghanistan | AFG | 2022-01-02 | v8 | TRUE
https://raw.githubusercontent.com/mrc-ide/global-lmic-reports/master/AFG/projections.csv | 2021-06-24 | hospital_demand | 2159.82 | 2297.46 | 2362.8 | 2367.03 | 2447.22 | 2592.99 | Surged Additional 50% Reduction | Afghanistan | AFG | 2022-01-02 | v8 | TRUE
https://raw.githubusercontent.com/mrc-ide/global-lmic-reports/master/AFG/projections.csv | 2021-06-24 | ICU_demand | 852.65 | 910.45 | 935.84 | 937.66 | 966.97 | 1031.7 | Surged Additional 50% Reduction | Afghanistan | AFG | 2022-01-02 | v8 | TRUE
https://raw.githubusercontent.com/mrc-ide/global-lmic-reports/master/AFG/projections.csv | 2021-06-24 | hospital_incidence | 271.45 | 287.64 | 297 | 297.35 | 307.88 | 325.93 | Surged Additional 50% Reduction | Afghanistan | AFG | 2022-01-02 | v8 | TRUE
https://raw.githubusercontent.com/mrc-ide/global-lmic-reports/master/AFG/projections.csv | 2021-06-24 | ICU_incidence | 85.06 | 90.14 | 93.06 | 93.17 | 96.46 | 102.1 | Surged Additional 50% Reduction | Afghanistan | AFG | 2022-01-02 | v8 | TRUE
https://raw.githubusercontent.com/mrc-ide/global-lmic-reports/master/AFG/projections.csv | 2021-06-24 | prevalence | 264725.66 | 284015.68 | 292123.51 | 292683.99 | 302666.55 | 320557.79 | Surged Additional 50% Reduction | Afghanistan | AFG | 2022-01-02 | v8 | TRUE
https://raw.githubusercontent.com/mrc-ide/global-lmic-reports/master/AFG/projections.csv | 2021-06-24 | cumulative_infections | 2430235.71 | 2514402.78 | 2566527.56 | 2567041.85 | 2608108.59 | 2742065.31 | Surged Additional 50% Reduction | Afghanistan | AFG | 2022-01-02 | v8 | TRUE
https://raw.githubusercontent.com/mrc-ide/global-lmic-reports/master/AFG/projections.csv | 2021-06-24 | cumulative_deaths | 3387.28 | 3475.7 | 3550.86 | 3554.77 | 3624.24 | 3737.84 | Surged Additional 50% Reduction | Afghanistan | AFG | 2022-01-02 | v8 | TRUE
https://raw.githubusercontent.com/mrc-ide/global-lmic-reports/master/AFG/projections.csv | 2021-06-24 | Rt | 1 | 1.03 | 1.05 | 1.04 | 1.06 | 1.11 | Surged Additional 50% Reduction | Afghanistan | AFG | 2022-01-02 | v8 | TRUE
https://raw.githubusercontent.com/mrc-ide/global-lmic-reports/master/AFG/projections.csv | 2021-06-24 | Reff | 0.9 | 0.93 | 0.95 | 0.95 | 0.96 | 1 | Surged Additional 50% Reduction | Afghanistan | AFG | 2022-01-02 | v8 | TRUE
https://raw.githubusercontent.com/mrc-ide/global-lmic-reports/master/AFG/projections.csv | 2021-06-24 | infections | 37689.18 | 40307.02 | 42171.11 | 42027.27 | 43254.48 | 46931.21 | Surged Maintain Status Quo | Afghanistan | AFG | 2022-01-02 | v8 | TRUE
https://raw.githubusercontent.com/mrc-ide/global-lmic-reports/master/AFG/projections.csv | 2021-06-24 | deaths | 43.02 | 46.17 | 47.54 | 47.63 | 49.09 | 52.67 | Surged Maintain Status Quo | Afghanistan | AFG | 2022-01-02 | v8 | TRUE
https://raw.githubusercontent.com/mrc-ide/global-lmic-reports/master/AFG/projections.csv | 2021-06-24 | hospital_demand | 2159.82 | 2297.46 | 2362.8 | 2367.03 | 2447.22 | 2592.99 | Surged Maintain Status Quo | Afghanistan | AFG | 2022-01-02 | v8 | TRUE
https://raw.githubusercontent.com/mrc-ide/global-lmic-reports/master/AFG/projections.csv | 2021-06-24 | ICU_demand | 852.65 | 910.45 | 935.84 | 937.66 | 966.97 | 1031.7 | Surged Maintain Status Quo | Afghanistan | AFG | 2022-01-02 | v8 | TRUE
https://raw.githubusercontent.com/mrc-ide/global-lmic-reports/master/AFG/projections.csv | 2021-06-24 | hospital_incidence | 271.45 | 287.64 | 297 | 297.35 | 307.88 | 325.93 | Surged Maintain Status Quo | Afghanistan | AFG | 2022-01-02 | v8 | TRUE
https://raw.githubusercontent.com/mrc-ide/global-lmic-reports/master/AFG/projections.csv | 2021-06-24 | ICU_incidence | 85.06 | 90.14 | 93.06 | 93.17 | 96.46 | 102.1 | Surged Maintain Status Quo | Afghanistan | AFG | 2022-01-02 | v8 | TRUE
https://raw.githubusercontent.com/mrc-ide/global-lmic-reports/master/AFG/projections.csv | 2021-06-24 | prevalence | 264725.66 | 284015.68 | 292123.51 | 292683.99 | 302666.55 | 320557.79 | Surged Maintain Status Quo | Afghanistan | AFG | 2022-01-02 | v8 | TRUE
https://raw.githubusercontent.com/mrc-ide/global-lmic-reports/master/AFG/projections.csv | 2021-06-24 | cumulative_infections | 2430235.71 | 2514402.78 | 2566527.56 | 2567041.85 | 2608108.59 | 2742065.31 | Surged Maintain Status Quo | Afghanistan | AFG | 2022-01-02 | v8 | TRUE
https://raw.githubusercontent.com/mrc-ide/global-lmic-reports/master/AFG/projections.csv | 2021-06-24 | cumulative_deaths | 3387.28 | 3475.7 | 3550.86 | 3554.77 | 3624.24 | 3737.84 | Surged Maintain Status Quo | Afghanistan | AFG | 2022-01-02 | v8 | TRUE
https://raw.githubusercontent.com/mrc-ide/global-lmic-reports/master/AFG/projections.csv | 2021-06-24 | Rt | 1 | 1.03 | 1.05 | 1.04 | 1.06 | 1.11 | Surged Maintain Status Quo | Afghanistan | AFG | 2022-01-02 | v8 | TRUE
https://raw.githubusercontent.com/mrc-ide/global-lmic-reports/master/AFG/projections.csv | 2021-06-24 | Reff | 0.9 | 0.93 | 0.95 | 0.95 | 0.96 | 1 | Surged Maintain Status Quo | Afghanistan | AFG | 2022-01-02 | v8 | TRUE
https://raw.githubusercontent.com/mrc-ide/global-lmic-reports/master/AFG/projections.csv | 2021-06-24 | infections | 37689.18 | 40307.02 | 42171.11 | 42027.27 | 43254.48 | 46931.21 | Surged Optimistic | Afghanistan | AFG | 2022-01-02 | v8 | TRUE
https://raw.githubusercontent.com/mrc-ide/global-lmic-reports/master/AFG/projections.csv | 2021-06-24 | deaths | 43.02 | 46.17 | 47.54 | 47.63 | 49.09 | 52.67 | Surged Optimistic | Afghanistan | AFG | 2022-01-02 | v8 | TRUE
https://raw.githubusercontent.com/mrc-ide/global-lmic-reports/master/AFG/projections.csv | 2021-06-24 | hospital_demand | 2159.82 | 2297.46 | 2362.8 | 2367.03 | 2447.22 | 2592.99 | Surged Optimistic | Afghanistan | AFG | 2022-01-02 | v8 | TRUE
https://raw.githubusercontent.com/mrc-ide/global-lmic-reports/master/AFG/projections.csv | 2021-06-24 | ICU_demand | 852.65 | 910.45 | 935.84 | 937.66 | 966.97 | 1031.7 | Surged Optimistic | Afghanistan | AFG | 2022-01-02 | v8 | TRUE
https://raw.githubusercontent.com/mrc-ide/global-lmic-reports/master/AFG/projections.csv | 2021-06-24 | hospital_incidence | 271.45 | 287.64 | 297 | 297.35 | 307.88 | 325.93 | Surged Optimistic | Afghanistan | AFG | 2022-01-02 | v8 | TRUE
https://raw.githubusercontent.com/mrc-ide/global-lmic-reports/master/AFG/projections.csv | 2021-06-24 | ICU_incidence | 85.06 | 90.14 | 93.06 | 93.17 | 96.46 | 102.1 | Surged Optimistic | Afghanistan | AFG | 2022-01-02 | v8 | TRUE
https://raw.githubusercontent.com/mrc-ide/global-lmic-reports/master/AFG/projections.csv | 2021-06-24 | prevalence | 264725.66 | 284015.68 | 292123.51 | 292683.99 | 302666.55 | 320557.79 | Surged Optimistic | Afghanistan | AFG | 2022-01-02 | v8 | TRUE
https://raw.githubusercontent.com/mrc-ide/global-lmic-reports/master/AFG/projections.csv | 2021-06-24 | cumulative_infections | 2430235.71 | 2514402.78 | 2566527.56 | 2567041.85 | 2608108.59 | 2742065.31 | Surged Optimistic | Afghanistan | AFG | 2022-01-02 | v8 | TRUE
https://raw.githubusercontent.com/mrc-ide/global-lmic-reports/master/AFG/projections.csv | 2021-06-24 | cumulative_deaths | 3387.28 | 3475.7 | 3550.86 | 3554.77 | 3624.24 | 3737.84 | Surged Optimistic | Afghanistan | AFG | 2022-01-02 | v8 | TRUE
https://raw.githubusercontent.com/mrc-ide/global-lmic-reports/master/AFG/projections.csv | 2021-06-24 | Rt | 1 | 1.03 | 1.05 | 1.04 | 1.06 | 1.11 | Surged Optimistic | Afghanistan | AFG | 2022-01-02 | v8 | TRUE
https://raw.githubusercontent.com/mrc-ide/global-lmic-reports/master/AFG/projections.csv | 2021-06-24 | Reff | 0.9 | 0.93 | 0.95 | 0.95 | 0.96 | 1 | Surged Optimistic | Afghanistan | AFG | 2022-01-02 | v8 | TRUE
https://raw.githubusercontent.com/mrc-ide/global-lmic-reports/master/AFG/projections.csv | 2021-06-24 | infections | 37689.18 | 40307.02 | 42171.11 | 42027.27 | 43254.48 | 46931.21 | Surged Pessimistic | Afghanistan | AFG | 2022-01-02 | v8 | TRUE
https://raw.githubusercontent.com/mrc-ide/global-lmic-reports/master/AFG/projections.csv | 2021-06-24 | deaths | 43.02 | 46.17 | 47.54 | 47.63 | 49.09 | 52.67 | Surged Pessimistic | Afghanistan | AFG | 2022-01-02 | v8 | TRUE
https://raw.githubusercontent.com/mrc-ide/global-lmic-reports/master/AFG/projections.csv | 2021-06-24 | hospital_demand | 2159.82 | 2297.46 | 2362.8 | 2367.03 | 2447.22 | 2592.99 | Surged Pessimistic | Afghanistan | AFG | 2022-01-02 | v8 | TRUE
https://raw.githubusercontent.com/mrc-ide/global-lmic-reports/master/AFG/projections.csv | 2021-06-24 | ICU_demand | 852.65 | 910.45 | 935.84 | 937.66 | 966.97 | 1031.7 | Surged Pessimistic | Afghanistan | AFG | 2022-01-02 | v8 | TRUE
https://raw.githubusercontent.com/mrc-ide/global-lmic-reports/master/AFG/projections.csv | 2021-06-24 | hospital_incidence | 271.45 | 287.64 | 297 | 297.35 | 307.88 | 325.93 | Surged Pessimistic | Afghanistan | AFG | 2022-01-02 | v8 | TRUE
https://raw.githubusercontent.com/mrc-ide/global-lmic-reports/master/AFG/projections.csv | 2021-06-24 | ICU_incidence | 85.06 | 90.14 | 93.06 | 93.17 | 96.46 | 102.1 | Surged Pessimistic | Afghanistan | AFG | 2022-01-02 | v8 | TRUE
https://raw.githubusercontent.com/mrc-ide/global-lmic-reports/master/AFG/projections.csv | 2021-06-24 | prevalence | 264725.66 | 284015.68 | 292123.51 | 292683.99 | 302666.55 | 320557.79 | Surged Pessimistic | Afghanistan | AFG | 2022-01-02 | v8 | TRUE
https://raw.githubusercontent.com/mrc-ide/global-lmic-reports/master/AFG/projections.csv | 2021-06-24 | cumulative_infections | 2430235.71 | 2514402.78 | 2566527.56 | 2567041.85 | 2608108.59 | 2742065.31 | Surged Pessimistic | Afghanistan | AFG | 2022-01-02 | v8 | TRUE
https://raw.githubusercontent.com/mrc-ide/global-lmic-reports/master/AFG/projections.csv | 2021-06-24 | cumulative_deaths | 3387.28 | 3475.7 | 3550.86 | 3554.77 | 3624.24 | 3737.84 | Surged Pessimistic | Afghanistan | AFG | 2022-01-02 | v8 | TRUE
https://raw.githubusercontent.com/mrc-ide/global-lmic-reports/master/AFG/projections.csv | 2021-06-24 | Rt | 1 | 1.03 | 1.05 | 1.04 | 1.06 | 1.11 | Surged Pessimistic | Afghanistan | AFG | 2022-01-02 | v8 | TRUE
https://raw.githubusercontent.com/mrc-ide/global-lmic-reports/master/AFG/projections.csv | 2021-06-24 | Reff | 0.9 | 0.93 | 0.95 | 0.95 | 0.96 | 1 | Surged Pessimistic | Afghanistan | AFG | 2022-01-02 | v8 | TRUE
https://raw.githubusercontent.com/mrc-ide/global-lmic-reports/master/AFG/projections.csv | 2021-06-24 | infections | 37689.18 | 40307.02 | 42171.11 | 42027.27 | 43254.48 | 46931.21 | Surged Relax Interventions 50% | Afghanistan | AFG | 2022-01-02 | v8 | TRUE
https://raw.githubusercontent.com/mrc-ide/global-lmic-reports/master/AFG/projections.csv | 2021-06-24 | deaths | 43.02 | 46.17 | 47.54 | 47.63 | 49.09 | 52.67 | Surged Relax Interventions 50% | Afghanistan | AFG | 2022-01-02 | v8 | TRUE
https://raw.githubusercontent.com/mrc-ide/global-lmic-reports/master/AFG/projections.csv | 2021-06-24 | hospital_demand | 2159.82 | 2297.46 | 2362.8 | 2367.03 | 2447.22 | 2592.99 | Surged Relax Interventions 50% | Afghanistan | AFG | 2022-01-02 | v8 | TRUE
https://raw.githubusercontent.com/mrc-ide/global-lmic-reports/master/AFG/projections.csv | 2021-06-24 | ICU_demand | 852.65 | 910.45 | 935.84 | 937.66 | 966.97 | 1031.7 | Surged Relax Interventions 50% | Afghanistan | AFG | 2022-01-02 | v8 | TRUE
https://raw.githubusercontent.com/mrc-ide/global-lmic-reports/master/AFG/projections.csv | 2021-06-24 | hospital_incidence | 271.45 | 287.64 | 297 | 297.35 | 307.88 | 325.93 | Surged Relax Interventions 50% | Afghanistan | AFG | 2022-01-02 | v8 | TRUE
https://raw.githubusercontent.com/mrc-ide/global-lmic-reports/master/AFG/projections.csv | 2021-06-24 | ICU_incidence | 85.06 | 90.14 | 93.06 | 93.17 | 96.46 | 102.1 | Surged Relax Interventions 50% | Afghanistan | AFG | 2022-01-02 | v8 | TRUE
https://raw.githubusercontent.com/mrc-ide/global-lmic-reports/master/AFG/projections.csv | 2021-06-24 | prevalence | 264725.66 | 284015.68 | 292123.51 | 292683.99 | 302666.55 | 320557.79 | Surged Relax Interventions 50% | Afghanistan | AFG | 2022-01-02 | v8 | TRUE
https://raw.githubusercontent.com/mrc-ide/global-lmic-reports/master/AFG/projections.csv | 2021-06-24 | cumulative_infections | 2430235.71 | 2514402.78 | 2566527.56 | 2567041.85 | 2608108.59 | 2742065.31 | Surged Relax Interventions 50% | Afghanistan | AFG | 2022-01-02 | v8 | TRUE
https://raw.githubusercontent.com/mrc-ide/global-lmic-reports/master/AFG/projections.csv | 2021-06-24 | cumulative_deaths | 3387.28 | 3475.7 | 3550.86 | 3554.77 | 3624.24 | 3737.84 | Surged Relax Interventions 50% | Afghanistan | AFG | 2022-01-02 | v8 | TRUE
https://raw.githubusercontent.com/mrc-ide/global-lmic-reports/master/AFG/projections.csv | 2021-06-24 | Rt | 1 | 1.03 | 1.05 | 1.04 | 1.06 | 1.11 | Surged Relax Interventions 50% | Afghanistan | AFG | 2022-01-02 | v8 | TRUE
https://raw.githubusercontent.com/mrc-ide/global-lmic-reports/master/AFG/projections.csv | 2021-06-24 | Reff | 0.9 | 0.93 | 0.95 | 0.95 | 0.96 | 1 | Surged Relax Interventions 50% | Afghanistan | AFG | 2022-01-02 | v8 | TRUE
https://raw.githubusercontent.com/mrc-ide/global-lmic-reports/master/AFG/projections.csv | 2021-06-25 | infections | 37332.7 | 39605.57 | 41019.92 | 41242.13 | 42950.59 | 45274.05 | Additional 50% Reduction | Afghanistan | AFG | 2022-01-02 | v8 | TRUE
https://raw.githubusercontent.com/mrc-ide/global-lmic-reports/master/AFG/projections.csv | 2021-06-25 | deaths | 83.65 | 90.66 | 94.29 | 94.43 | 97.83 | 105.84 | Additional 50% Reduction | Afghanistan | AFG | 2022-01-02 | v8 | TRUE
https://raw.githubusercontent.com/mrc-ide/global-lmic-reports/master/AFG/projections.csv | 2021-06-25 | hospital_demand | 2152.84 | 2310.49 | 2396.01 | 2395.89 | 2482.1 | 2671.81 | Additional 50% Reduction | Afghanistan | AFG | 2022-01-02 | v8 | TRUE
https://raw.githubusercontent.com/mrc-ide/global-lmic-reports/master/AFG/projections.csv | 2021-06-25 | ICU_demand | 365.46 | 373.56 | 377.69 | 377.84 | 381.66 | 390.8 | Additional 50% Reduction | Afghanistan | AFG | 2022-01-02 | v8 | TRUE
https://raw.githubusercontent.com/mrc-ide/global-lmic-reports/master/AFG/projections.csv | 2021-06-25 | hospital_incidence | 270.43 | 290.58 | 300.92 | 300.92 | 311.18 | 331.61 | Additional 50% Reduction | Afghanistan | AFG | 2022-01-02 | v8 | TRUE
https://raw.githubusercontent.com/mrc-ide/global-lmic-reports/master/AFG/projections.csv | 2021-06-25 | ICU_incidence | 84.72 | 91.01 | 94.25 | 94.25 | 97.46 | 103.82 | Additional 50% Reduction | Afghanistan | AFG | 2022-01-02 | v8 | TRUE
https://raw.githubusercontent.com/mrc-ide/global-lmic-reports/master/AFG/projections.csv | 2021-06-25 | prevalence | 263585.5 | 281283.3 | 289405.04 | 291721.49 | 305030.32 | 324131.29 | Additional 50% Reduction | Afghanistan | AFG | 2022-01-02 | v8 | TRUE
https://raw.githubusercontent.com/mrc-ide/global-lmic-reports/master/AFG/projections.csv | 2021-06-25 | cumulative_infections | 2448626.16 | 2557804.08 | 2631760.21 | 2630502.44 | 2694394.85 | 2872395.73 | Additional 50% Reduction | Afghanistan | AFG | 2022-01-02 | v8 | TRUE
https://raw.githubusercontent.com/mrc-ide/global-lmic-reports/master/AFG/projections.csv | 2021-06-25 | cumulative_deaths | 4080.34 | 4299.51 | 4430.16 | 4433.51 | 4549.97 | 4908.4 | Additional 50% Reduction | Afghanistan | AFG | 2022-01-02 | v8 | TRUE
https://raw.githubusercontent.com/mrc-ide/global-lmic-reports/master/AFG/projections.csv | 2021-06-25 | Rt | 0.99 | 1.03 | 1.04 | 1.05 | 1.07 | 1.09 | Additional 50% Reduction | Afghanistan | AFG | 2022-01-02 | v8 | TRUE
https://raw.githubusercontent.com/mrc-ide/global-lmic-reports/master/AFG/projections.csv | 2021-06-25 | Reff | 0.9 | 0.93 | 0.94 | 0.95 | 0.97 | 0.99 | Additional 50% Reduction | Afghanistan | AFG | 2022-01-02 | v8 | TRUE
https://raw.githubusercontent.com/mrc-ide/global-lmic-reports/master/AFG/projections.csv | 2021-06-25 | infections | 37332.7 | 39605.57 | 41019.92 | 41242.13 | 42950.59 | 45274.05 | Maintain Status Quo | Afghanistan | AFG | 2022-01-02 | v8 | TRUE
https://raw.githubusercontent.com/mrc-ide/global-lmic-reports/master/AFG/projections.csv | 2021-06-25 | deaths | 83.65 | 90.66 | 94.29 | 94.43 | 97.83 | 105.84 | Maintain Status Quo | Afghanistan | AFG | 2022-01-02 | v8 | TRUE
https://raw.githubusercontent.com/mrc-ide/global-lmic-reports/master/AFG/projections.csv | 2021-06-25 | hospital_demand | 2152.84 | 2310.49 | 2396.01 | 2395.89 | 2482.1 | 2671.81 | Maintain Status Quo | Afghanistan | AFG | 2022-01-02 | v8 | TRUE
https://raw.githubusercontent.com/mrc-ide/global-lmic-reports/master/AFG/projections.csv | 2021-06-25 | ICU_demand | 365.46 | 373.56 | 377.69 | 377.84 | 381.66 | 390.8 | Maintain Status Quo | Afghanistan | AFG | 2022-01-02 | v8 | TRUE
https://raw.githubusercontent.com/mrc-ide/global-lmic-reports/master/AFG/projections.csv | 2021-06-25 | hospital_incidence | 270.43 | 290.58 | 300.92 | 300.92 | 311.18 | 331.61 | Maintain Status Quo | Afghanistan | AFG | 2022-01-02 | v8 | TRUE
https://raw.githubusercontent.com/mrc-ide/global-lmic-reports/master/AFG/projections.csv | 2021-06-25 | ICU_incidence | 84.72 | 91.01 | 94.25 | 94.25 | 97.46 | 103.82 | Maintain Status Quo | Afghanistan | AFG | 2022-01-02 | v8 | TRUE
https://raw.githubusercontent.com/mrc-ide/global-lmic-reports/master/AFG/projections.csv | 2021-06-25 | prevalence | 263585.5 | 281283.3 | 289405.04 | 291721.49 | 305030.32 | 324131.29 | Maintain Status Quo | Afghanistan | AFG | 2022-01-02 | v8 | TRUE
https://raw.githubusercontent.com/mrc-ide/global-lmic-reports/master/AFG/projections.csv | 2021-06-25 | cumulative_infections | 2448626.16 | 2557804.08 | 2631760.21 | 2630502.44 | 2694394.85 | 2872395.73 | Maintain Status Quo | Afghanistan | AFG | 2022-01-02 | v8 | TRUE
https://raw.githubusercontent.com/mrc-ide/global-lmic-reports/master/AFG/projections.csv | 2021-06-25 | cumulative_deaths | 4080.34 | 4299.51 | 4430.16 | 4433.51 | 4549.97 | 4908.4 | Maintain Status Quo | Afghanistan | AFG | 2022-01-02 | v8 | TRUE
https://raw.githubusercontent.com/mrc-ide/global-lmic-reports/master/AFG/projections.csv | 2021-06-25 | Rt | 0.99 | 1.03 | 1.04 | 1.05 | 1.07 | 1.09 | Maintain Status Quo | Afghanistan | AFG | 2022-01-02 | v8 | TRUE
https://raw.githubusercontent.com/mrc-ide/global-lmic-reports/master/AFG/projections.csv | 2021-06-25 | Reff | 0.9 | 0.93 | 0.94 | 0.95 | 0.97 | 0.99 | Maintain Status Quo | Afghanistan | AFG | 2022-01-02 | v8 | TRUE
https://raw.githubusercontent.com/mrc-ide/global-lmic-reports/master/AFG/projections.csv | 2021-06-25 | infections | 37332.7 | 39605.57 | 41019.92 | 41242.13 | 42950.59 | 45274.05 | Optimistic | Afghanistan | AFG | 2022-01-02 | v8 | TRUE
https://raw.githubusercontent.com/mrc-ide/global-lmic-reports/master/AFG/projections.csv | 2021-06-25 | deaths | 83.65 | 90.66 | 94.29 | 94.43 | 97.83 | 105.84 | Optimistic | Afghanistan | AFG | 2022-01-02 | v8 | TRUE
https://raw.githubusercontent.com/mrc-ide/global-lmic-reports/master/AFG/projections.csv | 2021-06-25 | hospital_demand | 2152.84 | 2310.49 | 2396.01 | 2395.89 | 2482.1 | 2671.81 | Optimistic | Afghanistan | AFG | 2022-01-02 | v8 | TRUE
https://raw.githubusercontent.com/mrc-ide/global-lmic-reports/master/AFG/projections.csv | 2021-06-25 | ICU_demand | 365.46 | 373.56 | 377.69 | 377.84 | 381.66 | 390.8 | Optimistic | Afghanistan | AFG | 2022-01-02 | v8 | TRUE
https://raw.githubusercontent.com/mrc-ide/global-lmic-reports/master/AFG/projections.csv | 2021-06-25 | hospital_incidence | 270.43 | 290.58 | 300.92 | 300.92 | 311.18 | 331.61 | Optimistic | Afghanistan | AFG | 2022-01-02 | v8 | TRUE
https://raw.githubusercontent.com/mrc-ide/global-lmic-reports/master/AFG/projections.csv | 2021-06-25 | ICU_incidence | 84.72 | 91.01 | 94.25 | 94.25 | 97.46 | 103.82 | Optimistic | Afghanistan | AFG | 2022-01-02 | v8 | TRUE
https://raw.githubusercontent.com/mrc-ide/global-lmic-reports/master/AFG/projections.csv | 2021-06-25 | prevalence | 263585.5 | 281283.3 | 289405.04 | 291721.49 | 305030.32 | 324131.29 | Optimistic | Afghanistan | AFG | 2022-01-02 | v8 | TRUE
https://raw.githubusercontent.com/mrc-ide/global-lmic-reports/master/AFG/projections.csv | 2021-06-25 | cumulative_infections | 2448626.16 | 2557804.08 | 2631760.21 | 2630502.44 | 2694394.85 | 2872395.73 | Optimistic | Afghanistan | AFG | 2022-01-02 | v8 | TRUE
https://raw.githubusercontent.com/mrc-ide/global-lmic-reports/master/AFG/projections.csv | 2021-06-25 | cumulative_deaths | 4080.34 | 4299.51 | 4430.16 | 4433.51 | 4549.97 | 4908.4 | Optimistic | Afghanistan | AFG | 2022-01-02 | v8 | TRUE
https://raw.githubusercontent.com/mrc-ide/global-lmic-reports/master/AFG/projections.csv | 2021-06-25 | Rt | 0.99 | 1.03 | 1.04 | 1.05 | 1.07 | 1.09 | Optimistic | Afghanistan | AFG | 2022-01-02 | v8 | TRUE
https://raw.githubusercontent.com/mrc-ide/global-lmic-reports/master/AFG/projections.csv | 2021-06-25 | Reff | 0.9 | 0.93 | 0.94 | 0.95 | 0.97 | 0.99 | Optimistic | Afghanistan | AFG | 2022-01-02 | v8 | TRUE
https://raw.githubusercontent.com/mrc-ide/global-lmic-reports/master/AFG/projections.csv | 2021-06-25 | infections | 37332.7 | 39605.57 | 41019.92 | 41242.13 | 42950.59 | 45274.05 | Pessimistic | Afghanistan | AFG | 2022-01-02 | v8 | TRUE
https://raw.githubusercontent.com/mrc-ide/global-lmic-reports/master/AFG/projections.csv | 2021-06-25 | deaths | 83.65 | 90.66 | 94.29 | 94.43 | 97.83 | 105.84 | Pessimistic | Afghanistan | AFG | 2022-01-02 | v8 | TRUE
https://raw.githubusercontent.com/mrc-ide/global-lmic-reports/master/AFG/projections.csv | 2021-06-25 | hospital_demand | 2152.84 | 2310.49 | 2396.01 | 2395.89 | 2482.1 | 2671.81 | Pessimistic | Afghanistan | AFG | 2022-01-02 | v8 | TRUE
https://raw.githubusercontent.com/mrc-ide/global-lmic-reports/master/AFG/projections.csv | 2021-06-25 | ICU_demand | 365.46 | 373.56 | 377.69 | 377.84 | 381.66 | 390.8 | Pessimistic | Afghanistan | AFG | 2022-01-02 | v8 | TRUE
https://raw.githubusercontent.com/mrc-ide/global-lmic-reports/master/AFG/projections.csv | 2021-06-25 | hospital_incidence | 270.43 | 290.58 | 300.92 | 300.92 | 311.18 | 331.61 | Pessimistic | Afghanistan | AFG | 2022-01-02 | v8 | TRUE
https://raw.githubusercontent.com/mrc-ide/global-lmic-reports/master/AFG/projections.csv | 2021-06-25 | ICU_incidence | 84.72 | 91.01 | 94.25 | 94.25 | 97.46 | 103.82 | Pessimistic | Afghanistan | AFG | 2022-01-02 | v8 | TRUE
https://raw.githubusercontent.com/mrc-ide/global-lmic-reports/master/AFG/projections.csv | 2021-06-25 | prevalence | 263585.5 | 281283.3 | 289405.04 | 291721.49 | 305030.32 | 324131.29 | Pessimistic | Afghanistan | AFG | 2022-01-02 | v8 | TRUE
https://raw.githubusercontent.com/mrc-ide/global-lmic-reports/master/AFG/projections.csv | 2021-06-25 | cumulative_infections | 2448626.16 | 2557804.08 | 2631760.21 | 2630502.44 | 2694394.85 | 2872395.73 | Pessimistic | Afghanistan | AFG | 2022-01-02 | v8 | TRUE
https://raw.githubusercontent.com/mrc-ide/global-lmic-reports/master/AFG/projections.csv | 2021-06-25 | cumulative_deaths | 4080.34 | 4299.51 | 4430.16 | 4433.51 | 4549.97 | 4908.4 | Pessimistic | Afghanistan | AFG | 2022-01-02 | v8 | TRUE
https://raw.githubusercontent.com/mrc-ide/global-lmic-reports/master/AFG/projections.csv | 2021-06-25 | Rt | 0.99 | 1.03 | 1.04 | 1.05 | 1.07 | 1.09 | Pessimistic | Afghanistan | AFG | 2022-01-02 | v8 | TRUE
https://raw.githubusercontent.com/mrc-ide/global-lmic-reports/master/AFG/projections.csv | 2021-06-25 | Reff | 0.9 | 0.93 | 0.94 | 0.95 | 0.97 | 0.99 | Pessimistic | Afghanistan | AFG | 2022-01-02 | v8 | TRUE
https://raw.githubusercontent.com/mrc-ide/global-lmic-reports/master/AFG/projections.csv | 2021-06-25 | infections | 37332.7 | 39605.57 | 41019.92 | 41242.13 | 42950.59 | 45274.05 | Relax Interventions 50% | Afghanistan | AFG | 2022-01-02 | v8 | TRUE
https://raw.githubusercontent.com/mrc-ide/global-lmic-reports/master/AFG/projections.csv | 2021-06-25 | deaths | 83.65 | 90.66 | 94.29 | 94.43 | 97.83 | 105.84 | Relax Interventions 50% | Afghanistan | AFG | 2022-01-02 | v8 | TRUE
https://raw.githubusercontent.com/mrc-ide/global-lmic-reports/master/AFG/projections.csv | 2021-06-25 | hospital_demand | 2152.84 | 2310.49 | 2396.01 | 2395.89 | 2482.1 | 2671.81 | Relax Interventions 50% | Afghanistan | AFG | 2022-01-02 | v8 | TRUE
https://raw.githubusercontent.com/mrc-ide/global-lmic-reports/master/AFG/projections.csv | 2021-06-25 | ICU_demand | 365.46 | 373.56 | 377.69 | 377.84 | 381.66 | 390.8 | Relax Interventions 50% | Afghanistan | AFG | 2022-01-02 | v8 | TRUE
https://raw.githubusercontent.com/mrc-ide/global-lmic-reports/master/AFG/projections.csv | 2021-06-25 | hospital_incidence | 270.43 | 290.58 | 300.92 | 300.92 | 311.18 | 331.61 | Relax Interventions 50% | Afghanistan | AFG | 2022-01-02 | v8 | TRUE
https://raw.githubusercontent.com/mrc-ide/global-lmic-reports/master/AFG/projections.csv | 2021-06-25 | ICU_incidence | 84.72 | 91.01 | 94.25 | 94.25 | 97.46 | 103.82 | Relax Interventions 50% | Afghanistan | AFG | 2022-01-02 | v8 | TRUE
https://raw.githubusercontent.com/mrc-ide/global-lmic-reports/master/AFG/projections.csv | 2021-06-25 | prevalence | 263585.5 | 281283.3 | 289405.04 | 291721.49 | 305030.32 | 324131.29 | Relax Interventions 50% | Afghanistan | AFG | 2022-01-02 | v8 | TRUE
https://raw.githubusercontent.com/mrc-ide/global-lmic-reports/master/AFG/projections.csv | 2021-06-25 | cumulative_infections | 2448626.16 | 2557804.08 | 2631760.21 | 2630502.44 | 2694394.85 | 2872395.73 | Relax Interventions 50% | Afghanistan | AFG | 2022-01-02 | v8 | TRUE
https://raw.githubusercontent.com/mrc-ide/global-lmic-reports/master/AFG/projections.csv | 2021-06-25 | cumulative_deaths | 4080.34 | 4299.51 | 4430.16 | 4433.51 | 4549.97 | 4908.4 | Relax Interventions 50% | Afghanistan | AFG | 2022-01-02 | v8 | TRUE
https://raw.githubusercontent.com/mrc-ide/global-lmic-reports/master/AFG/projections.csv | 2021-06-25 | Rt | 0.99 | 1.03 | 1.04 | 1.05 | 1.07 | 1.09 | Relax Interventions 50% | Afghanistan | AFG | 2022-01-02 | v8 | TRUE
https://raw.githubusercontent.com/mrc-ide/global-lmic-reports/master/AFG/projections.csv | 2021-06-25 | Reff | 0.9 | 0.93 | 0.94 | 0.95 | 0.97 | 0.99 | Relax Interventions 50% | Afghanistan | AFG | 2022-01-02 | v8 | TRUE
https://raw.githubusercontent.com/mrc-ide/global-lmic-reports/master/AFG/projections.csv | 2021-06-25 | infections | 36709.28 | 39613.58 | 41284.11 | 41120.28 | 42182.28 | 46361.77 | Surged Additional 50% Reduction | Afghanistan | AFG | 2022-01-02 | v8 | TRUE
https://raw.githubusercontent.com/mrc-ide/global-lmic-reports/master/AFG/projections.csv | 2021-06-25 | deaths | 44.64 | 47.8 | 49.16 | 49.26 | 50.79 | 54.32 | Surged Additional 50% Reduction | Afghanistan | AFG | 2022-01-02 | v8 | TRUE
https://raw.githubusercontent.com/mrc-ide/global-lmic-reports/master/AFG/projections.csv | 2021-06-25 | hospital_demand | 2221 | 2358.46 | 2423.08 | 2428.77 | 2513.78 | 2656.52 | Surged Additional 50% Reduction | Afghanistan | AFG | 2022-01-02 | v8 | TRUE
https://raw.githubusercontent.com/mrc-ide/global-lmic-reports/master/AFG/projections.csv | 2021-06-25 | ICU_demand | 879.9 | 937.17 | 963.34 | 965.03 | 996.27 | 1059.82 | Surged Additional 50% Reduction | Afghanistan | AFG | 2022-01-02 | v8 | TRUE
https://raw.githubusercontent.com/mrc-ide/global-lmic-reports/master/AFG/projections.csv | 2021-06-25 | hospital_incidence | 271.75 | 289.06 | 298.41 | 298.32 | 308.7 | 326.96 | Surged Additional 50% Reduction | Afghanistan | AFG | 2022-01-02 | v8 | TRUE
https://raw.githubusercontent.com/mrc-ide/global-lmic-reports/master/AFG/projections.csv | 2021-06-25 | ICU_incidence | 85.12 | 90.55 | 93.47 | 93.44 | 96.68 | 102.37 | Surged Additional 50% Reduction | Afghanistan | AFG | 2022-01-02 | v8 | TRUE
https://raw.githubusercontent.com/mrc-ide/global-lmic-reports/master/AFG/projections.csv | 2021-06-25 | prevalence | 262165.76 | 280927.52 | 289194.29 | 290516.24 | 299950.84 | 318758.01 | Surged Additional 50% Reduction | Afghanistan | AFG | 2022-01-02 | v8 | TRUE
https://raw.githubusercontent.com/mrc-ide/global-lmic-reports/master/AFG/projections.csv | 2021-06-25 | cumulative_infections | 2469888.17 | 2555157.56 | 2607785.18 | 2608162.13 | 2649939 | 2788330.17 | Surged Additional 50% Reduction | Afghanistan | AFG | 2022-01-02 | v8 | TRUE
https://raw.githubusercontent.com/mrc-ide/global-lmic-reports/master/AFG/projections.csv | 2021-06-25 | cumulative_deaths | 3433.77 | 3524.1 | 3600.17 | 3604.03 | 3675.14 | 3787.37 | Surged Additional 50% Reduction | Afghanistan | AFG | 2022-01-02 | v8 | TRUE
https://raw.githubusercontent.com/mrc-ide/global-lmic-reports/master/AFG/projections.csv | 2021-06-25 | Rt | 1.01 | 1.03 | 1.05 | 1.05 | 1.07 | 1.11 | Surged Additional 50% Reduction | Afghanistan | AFG | 2022-01-02 | v8 | TRUE
https://raw.githubusercontent.com/mrc-ide/global-lmic-reports/master/AFG/projections.csv | 2021-06-25 | Reff | 0.91 | 0.93 | 0.95 | 0.95 | 0.97 | 1 | Surged Additional 50% Reduction | Afghanistan | AFG | 2022-01-02 | v8 | TRUE
https://raw.githubusercontent.com/mrc-ide/global-lmic-reports/master/AFG/projections.csv | 2021-06-25 | infections | 36709.28 | 39613.58 | 41284.11 | 41120.28 | 42182.28 | 46361.77 | Surged Maintain Status Quo | Afghanistan | AFG | 2022-01-02 | v8 | TRUE
https://raw.githubusercontent.com/mrc-ide/global-lmic-reports/master/AFG/projections.csv | 2021-06-25 | deaths | 44.64 | 47.8 | 49.16 | 49.26 | 50.79 | 54.32 | Surged Maintain Status Quo | Afghanistan | AFG | 2022-01-02 | v8 | TRUE
https://raw.githubusercontent.com/mrc-ide/global-lmic-reports/master/AFG/projections.csv | 2021-06-25 | hospital_demand | 2221 | 2358.46 | 2423.08 | 2428.77 | 2513.78 | 2656.52 | Surged Maintain Status Quo | Afghanistan | AFG | 2022-01-02 | v8 | TRUE
https://raw.githubusercontent.com/mrc-ide/global-lmic-reports/master/AFG/projections.csv | 2021-06-25 | ICU_demand | 879.9 | 937.17 | 963.34 | 965.03 | 996.27 | 1059.82 | Surged Maintain Status Quo | Afghanistan | AFG | 2022-01-02 | v8 | TRUE
https://raw.githubusercontent.com/mrc-ide/global-lmic-reports/master/AFG/projections.csv | 2021-06-25 | hospital_incidence | 271.75 | 289.06 | 298.41 | 298.32 | 308.7 | 326.96 | Surged Maintain Status Quo | Afghanistan | AFG | 2022-01-02 | v8 | TRUE
https://raw.githubusercontent.com/mrc-ide/global-lmic-reports/master/AFG/projections.csv | 2021-06-25 | ICU_incidence | 85.12 | 90.55 | 93.47 | 93.44 | 96.68 | 102.37 | Surged Maintain Status Quo | Afghanistan | AFG | 2022-01-02 | v8 | TRUE
https://raw.githubusercontent.com/mrc-ide/global-lmic-reports/master/AFG/projections.csv | 2021-06-25 | prevalence | 262165.76 | 280927.52 | 289194.29 | 290516.24 | 299950.84 | 318758.01 | Surged Maintain Status Quo | Afghanistan | AFG | 2022-01-02 | v8 | TRUE
https://raw.githubusercontent.com/mrc-ide/global-lmic-reports/master/AFG/projections.csv | 2021-06-25 | cumulative_infections | 2469888.17 | 2555157.56 | 2607785.18 | 2608162.13 | 2649939 | 2788330.17 | Surged Maintain Status Quo | Afghanistan | AFG | 2022-01-02 | v8 | TRUE
https://raw.githubusercontent.com/mrc-ide/global-lmic-reports/master/AFG/projections.csv | 2021-06-25 | cumulative_deaths | 3433.77 | 3524.1 | 3600.17 | 3604.03 | 3675.14 | 3787.37 | Surged Maintain Status Quo | Afghanistan | AFG | 2022-01-02 | v8 | TRUE
https://raw.githubusercontent.com/mrc-ide/global-lmic-reports/master/AFG/projections.csv | 2021-06-25 | Rt | 1.01 | 1.03 | 1.05 | 1.05 | 1.07 | 1.11 | Surged Maintain Status Quo | Afghanistan | AFG | 2022-01-02 | v8 | TRUE
https://raw.githubusercontent.com/mrc-ide/global-lmic-reports/master/AFG/projections.csv | 2021-06-25 | Reff | 0.91 | 0.93 | 0.95 | 0.95 | 0.97 | 1 | Surged Maintain Status Quo | Afghanistan | AFG | 2022-01-02 | v8 | TRUE
https://raw.githubusercontent.com/mrc-ide/global-lmic-reports/master/AFG/projections.csv | 2021-06-25 | infections | 36709.28 | 39613.58 | 41284.11 | 41120.28 | 42182.28 | 46361.77 | Surged Optimistic | Afghanistan | AFG | 2022-01-02 | v8 | TRUE
https://raw.githubusercontent.com/mrc-ide/global-lmic-reports/master/AFG/projections.csv | 2021-06-25 | deaths | 44.64 | 47.8 | 49.16 | 49.26 | 50.79 | 54.32 | Surged Optimistic | Afghanistan | AFG | 2022-01-02 | v8 | TRUE
https://raw.githubusercontent.com/mrc-ide/global-lmic-reports/master/AFG/projections.csv | 2021-06-25 | hospital_demand | 2221 | 2358.46 | 2423.08 | 2428.77 | 2513.78 | 2656.52 | Surged Optimistic | Afghanistan | AFG | 2022-01-02 | v8 | TRUE
https://raw.githubusercontent.com/mrc-ide/global-lmic-reports/master/AFG/projections.csv | 2021-06-25 | ICU_demand | 879.9 | 937.17 | 963.34 | 965.03 | 996.27 | 1059.82 | Surged Optimistic | Afghanistan | AFG | 2022-01-02 | v8 | TRUE
https://raw.githubusercontent.com/mrc-ide/global-lmic-reports/master/AFG/projections.csv | 2021-06-25 | hospital_incidence | 271.75 | 289.06 | 298.41 | 298.32 | 308.7 | 326.96 | Surged Optimistic | Afghanistan | AFG | 2022-01-02 | v8 | TRUE
https://raw.githubusercontent.com/mrc-ide/global-lmic-reports/master/AFG/projections.csv | 2021-06-25 | ICU_incidence | 85.12 | 90.55 | 93.47 | 93.44 | 96.68 | 102.37 | Surged Optimistic | Afghanistan | AFG | 2022-01-02 | v8 | TRUE
https://raw.githubusercontent.com/mrc-ide/global-lmic-reports/master/AFG/projections.csv | 2021-06-25 | prevalence | 262165.76 | 280927.52 | 289194.29 | 290516.24 | 299950.84 | 318758.01 | Surged Optimistic | Afghanistan | AFG | 2022-01-02 | v8 | TRUE
https://raw.githubusercontent.com/mrc-ide/global-lmic-reports/master/AFG/projections.csv | 2021-06-25 | cumulative_infections | 2469888.17 | 2555157.56 | 2607785.18 | 2608162.13 | 2649939 | 2788330.17 | Surged Optimistic | Afghanistan | AFG | 2022-01-02 | v8 | TRUE
https://raw.githubusercontent.com/mrc-ide/global-lmic-reports/master/AFG/projections.csv | 2021-06-25 | cumulative_deaths | 3433.77 | 3524.1 | 3600.17 | 3604.03 | 3675.14 | 3787.37 | Surged Optimistic | Afghanistan | AFG | 2022-01-02 | v8 | TRUE
https://raw.githubusercontent.com/mrc-ide/global-lmic-reports/master/AFG/projections.csv | 2021-06-25 | Rt | 1.01 | 1.03 | 1.05 | 1.05 | 1.07 | 1.11 | Surged Optimistic | Afghanistan | AFG | 2022-01-02 | v8 | TRUE
https://raw.githubusercontent.com/mrc-ide/global-lmic-reports/master/AFG/projections.csv | 2021-06-25 | Reff | 0.91 | 0.93 | 0.95 | 0.95 | 0.97 | 1 | Surged Optimistic | Afghanistan | AFG | 2022-01-02 | v8 | TRUE
https://raw.githubusercontent.com/mrc-ide/global-lmic-reports/master/AFG/projections.csv | 2021-06-25 | infections | 36709.28 | 39613.58 | 41284.11 | 41120.28 | 42182.28 | 46361.77 | Surged Pessimistic | Afghanistan | AFG | 2022-01-02 | v8 | TRUE
https://raw.githubusercontent.com/mrc-ide/global-lmic-reports/master/AFG/projections.csv | 2021-06-25 | deaths | 44.64 | 47.8 | 49.16 | 49.26 | 50.79 | 54.32 | Surged Pessimistic | Afghanistan | AFG | 2022-01-02 | v8 | TRUE
https://raw.githubusercontent.com/mrc-ide/global-lmic-reports/master/AFG/projections.csv | 2021-06-25 | hospital_demand | 2221 | 2358.46 | 2423.08 | 2428.77 | 2513.78 | 2656.52 | Surged Pessimistic | Afghanistan | AFG | 2022-01-02 | v8 | TRUE
https://raw.githubusercontent.com/mrc-ide/global-lmic-reports/master/AFG/projections.csv | 2021-06-25 | ICU_demand | 879.9 | 937.17 | 963.34 | 965.03 | 996.27 | 1059.82 | Surged Pessimistic | Afghanistan | AFG | 2022-01-02 | v8 | TRUE
https://raw.githubusercontent.com/mrc-ide/global-lmic-reports/master/AFG/projections.csv | 2021-06-25 | hospital_incidence | 271.75 | 289.06 | 298.41 | 298.32 | 308.7 | 326.96 | Surged Pessimistic | Afghanistan | AFG | 2022-01-02 | v8 | TRUE
https://raw.githubusercontent.com/mrc-ide/global-lmic-reports/master/AFG/projections.csv | 2021-06-25 | ICU_incidence | 85.12 | 90.55 | 93.47 | 93.44 | 96.68 | 102.37 | Surged Pessimistic | Afghanistan | AFG | 2022-01-02 | v8 | TRUE
https://raw.githubusercontent.com/mrc-ide/global-lmic-reports/master/AFG/projections.csv | 2021-06-25 | prevalence | 262165.76 | 280927.52 | 289194.29 | 290516.24 | 299950.84 | 318758.01 | Surged Pessimistic | Afghanistan | AFG | 2022-01-02 | v8 | TRUE
https://raw.githubusercontent.com/mrc-ide/global-lmic-reports/master/AFG/projections.csv | 2021-06-25 | cumulative_infections | 2469888.17 | 2555157.56 | 2607785.18 | 2608162.13 | 2649939 | 2788330.17 | Surged Pessimistic | Afghanistan | AFG | 2022-01-02 | v8 | TRUE
https://raw.githubusercontent.com/mrc-ide/global-lmic-reports/master/AFG/projections.csv | 2021-06-25 | cumulative_deaths | 3433.77 | 3524.1 | 3600.17 | 3604.03 | 3675.14 | 3787.37 | Surged Pessimistic | Afghanistan | AFG | 2022-01-02 | v8 | TRUE
https://raw.githubusercontent.com/mrc-ide/global-lmic-reports/master/AFG/projections.csv | 2021-06-25 | Rt | 1.01 | 1.03 | 1.05 | 1.05 | 1.07 | 1.11 | Surged Pessimistic | Afghanistan | AFG | 2022-01-02 | v8 | TRUE
https://raw.githubusercontent.com/mrc-ide/global-lmic-reports/master/AFG/projections.csv | 2021-06-25 | Reff | 0.91 | 0.93 | 0.95 | 0.95 | 0.97 | 1 | Surged Pessimistic | Afghanistan | AFG | 2022-01-02 | v8 | TRUE
https://raw.githubusercontent.com/mrc-ide/global-lmic-reports/master/AFG/projections.csv | 2021-06-25 | infections | 36709.28 | 39613.58 | 41284.11 | 41120.28 | 42182.28 | 46361.77 | Surged Relax Interventions 50% | Afghanistan | AFG | 2022-01-02 | v8 | TRUE
https://raw.githubusercontent.com/mrc-ide/global-lmic-reports/master/AFG/projections.csv | 2021-06-25 | deaths | 44.64 | 47.8 | 49.16 | 49.26 | 50.79 | 54.32 | Surged Relax Interventions 50% | Afghanistan | AFG | 2022-01-02 | v8 | TRUE
https://raw.githubusercontent.com/mrc-ide/global-lmic-reports/master/AFG/projections.csv | 2021-06-25 | hospital_demand | 2221 | 2358.46 | 2423.08 | 2428.77 | 2513.78 | 2656.52 | Surged Relax Interventions 50% | Afghanistan | AFG | 2022-01-02 | v8 | TRUE
https://raw.githubusercontent.com/mrc-ide/global-lmic-reports/master/AFG/projections.csv | 2021-06-25 | ICU_demand | 879.9 | 937.17 | 963.34 | 965.03 | 996.27 | 1059.82 | Surged Relax Interventions 50% | Afghanistan | AFG | 2022-01-02 | v8 | TRUE
https://raw.githubusercontent.com/mrc-ide/global-lmic-reports/master/AFG/projections.csv | 2021-06-25 | hospital_incidence | 271.75 | 289.06 | 298.41 | 298.32 | 308.7 | 326.96 | Surged Relax Interventions 50% | Afghanistan | AFG | 2022-01-02 | v8 | TRUE
https://raw.githubusercontent.com/mrc-ide/global-lmic-reports/master/AFG/projections.csv | 2021-06-25 | ICU_incidence | 85.12 | 90.55 | 93.47 | 93.44 | 96.68 | 102.37 | Surged Relax Interventions 50% | Afghanistan | AFG | 2022-01-02 | v8 | TRUE
https://raw.githubusercontent.com/mrc-ide/global-lmic-reports/master/AFG/projections.csv | 2021-06-25 | prevalence | 262165.76 | 280927.52 | 289194.29 | 290516.24 | 299950.84 | 318758.01 | Surged Relax Interventions 50% | Afghanistan | AFG | 2022-01-02 | v8 | TRUE
https://raw.githubusercontent.com/mrc-ide/global-lmic-reports/master/AFG/projections.csv | 2021-06-25 | cumulative_infections | 2469888.17 | 2555157.56 | 2607785.18 | 2608162.13 | 2649939 | 2788330.17 | Surged Relax Interventions 50% | Afghanistan | AFG | 2022-01-02 | v8 | TRUE
https://raw.githubusercontent.com/mrc-ide/global-lmic-reports/master/AFG/projections.csv | 2021-06-25 | cumulative_deaths | 3433.77 | 3524.1 | 3600.17 | 3604.03 | 3675.14 | 3787.37 | Surged Relax Interventions 50% | Afghanistan | AFG | 2022-01-02 | v8 | TRUE
https://raw.githubusercontent.com/mrc-ide/global-lmic-reports/master/AFG/projections.csv | 2021-06-25 | Rt | 1.01 | 1.03 | 1.05 | 1.05 | 1.07 | 1.11 | Surged Relax Interventions 50% | Afghanistan | AFG | 2022-01-02 | v8 | TRUE
https://raw.githubusercontent.com/mrc-ide/global-lmic-reports/master/AFG/projections.csv | 2021-06-25 | Reff | 0.91 | 0.93 | 0.95 | 0.95 | 0.97 | 1 | Surged Relax Interventions 50% | Afghanistan | AFG | 2022-01-02 | v8 | TRUE
https://raw.githubusercontent.com/mrc-ide/global-lmic-reports/master/AFG/projections.csv | 2021-06-26 | infections | 37298.1 | 39400.48 | 40989.3 | 41150.81 | 42902.85 | 45339.14 | Additional 50% Reduction | Afghanistan | AFG | 2022-01-02 | v8 | TRUE
https://raw.githubusercontent.com/mrc-ide/global-lmic-reports/master/AFG/projections.csv | 2021-06-26 | deaths | 84.54 | 91.59 | 95.2 | 95.29 | 98.63 | 106.46 | Additional 50% Reduction | Afghanistan | AFG | 2022-01-02 | v8 | TRUE
https://raw.githubusercontent.com/mrc-ide/global-lmic-reports/master/AFG/projections.csv | 2021-06-26 | hospital_demand | 2199.6 | 2358.66 | 2448.37 | 2447.32 | 2535.57 | 2723.5 | Additional 50% Reduction | Afghanistan | AFG | 2022-01-02 | v8 | TRUE
https://raw.githubusercontent.com/mrc-ide/global-lmic-reports/master/AFG/projections.csv | 2021-06-26 | ICU_demand | 366.3 | 374.42 | 378.53 | 378.61 | 382.61 | 391.24 | Additional 50% Reduction | Afghanistan | AFG | 2022-01-02 | v8 | TRUE
https://raw.githubusercontent.com/mrc-ide/global-lmic-reports/master/AFG/projections.csv | 2021-06-26 | hospital_incidence | 270.91 | 290.59 | 300.77 | 300.86 | 312.13 | 331.25 | Additional 50% Reduction | Afghanistan | AFG | 2022-01-02 | v8 | TRUE
https://raw.githubusercontent.com/mrc-ide/global-lmic-reports/master/AFG/projections.csv | 2021-06-26 | ICU_incidence | 84.83 | 90.98 | 94.16 | 94.19 | 97.72 | 103.67 | Additional 50% Reduction | Afghanistan | AFG | 2022-01-02 | v8 | TRUE
https://raw.githubusercontent.com/mrc-ide/global-lmic-reports/master/AFG/projections.csv | 2021-06-26 | prevalence | 261868.43 | 278701.41 | 287637.61 | 289428.82 | 302528.12 | 319915.31 | Additional 50% Reduction | Afghanistan | AFG | 2022-01-02 | v8 | TRUE
https://raw.githubusercontent.com/mrc-ide/global-lmic-reports/master/AFG/projections.csv | 2021-06-26 | cumulative_infections | 2486714.97 | 2597397.35 | 2673196.05 | 2671653.25 | 2736667.53 | 2917257.27 | Additional 50% Reduction | Afghanistan | AFG | 2022-01-02 | v8 | TRUE
https://raw.githubusercontent.com/mrc-ide/global-lmic-reports/master/AFG/projections.csv | 2021-06-26 | cumulative_deaths | 4168.54 | 4394.57 | 4527.95 | 4528.8 | 4643.19 | 5012.67 | Additional 50% Reduction | Afghanistan | AFG | 2022-01-02 | v8 | TRUE
https://raw.githubusercontent.com/mrc-ide/global-lmic-reports/master/AFG/projections.csv | 2021-06-26 | Rt | 0.98 | 1.02 | 1.03 | 1.03 | 1.06 | 1.09 | Additional 50% Reduction | Afghanistan | AFG | 2022-01-02 | v8 | TRUE
https://raw.githubusercontent.com/mrc-ide/global-lmic-reports/master/AFG/projections.csv | 2021-06-26 | Reff | 0.88 | 0.92 | 0.93 | 0.94 | 0.96 | 0.98 | Additional 50% Reduction | Afghanistan | AFG | 2022-01-02 | v8 | TRUE
https://raw.githubusercontent.com/mrc-ide/global-lmic-reports/master/AFG/projections.csv | 2021-06-26 | infections | 37298.1 | 39400.48 | 40989.3 | 41150.81 | 42902.85 | 45339.14 | Maintain Status Quo | Afghanistan | AFG | 2022-01-02 | v8 | TRUE
https://raw.githubusercontent.com/mrc-ide/global-lmic-reports/master/AFG/projections.csv | 2021-06-26 | deaths | 84.54 | 91.59 | 95.2 | 95.29 | 98.63 | 106.46 | Maintain Status Quo | Afghanistan | AFG | 2022-01-02 | v8 | TRUE
https://raw.githubusercontent.com/mrc-ide/global-lmic-reports/master/AFG/projections.csv | 2021-06-26 | hospital_demand | 2199.6 | 2358.66 | 2448.37 | 2447.32 | 2535.57 | 2723.5 | Maintain Status Quo | Afghanistan | AFG | 2022-01-02 | v8 | TRUE
https://raw.githubusercontent.com/mrc-ide/global-lmic-reports/master/AFG/projections.csv | 2021-06-26 | ICU_demand | 366.3 | 374.42 | 378.53 | 378.61 | 382.61 | 391.24 | Maintain Status Quo | Afghanistan | AFG | 2022-01-02 | v8 | TRUE
https://raw.githubusercontent.com/mrc-ide/global-lmic-reports/master/AFG/projections.csv | 2021-06-26 | hospital_incidence | 270.91 | 290.59 | 300.77 | 300.86 | 312.13 | 331.25 | Maintain Status Quo | Afghanistan | AFG | 2022-01-02 | v8 | TRUE
https://raw.githubusercontent.com/mrc-ide/global-lmic-reports/master/AFG/projections.csv | 2021-06-26 | ICU_incidence | 84.83 | 90.98 | 94.16 | 94.19 | 97.72 | 103.67 | Maintain Status Quo | Afghanistan | AFG | 2022-01-02 | v8 | TRUE
https://raw.githubusercontent.com/mrc-ide/global-lmic-reports/master/AFG/projections.csv | 2021-06-26 | prevalence | 261868.43 | 278701.41 | 287637.61 | 289428.82 | 302528.12 | 319915.31 | Maintain Status Quo | Afghanistan | AFG | 2022-01-02 | v8 | TRUE
https://raw.githubusercontent.com/mrc-ide/global-lmic-reports/master/AFG/projections.csv | 2021-06-26 | cumulative_infections | 2486714.97 | 2597397.35 | 2673196.05 | 2671653.25 | 2736667.53 | 2917257.27 | Maintain Status Quo | Afghanistan | AFG | 2022-01-02 | v8 | TRUE
https://raw.githubusercontent.com/mrc-ide/global-lmic-reports/master/AFG/projections.csv | 2021-06-26 | cumulative_deaths | 4168.54 | 4394.57 | 4527.95 | 4528.8 | 4643.19 | 5012.67 | Maintain Status Quo | Afghanistan | AFG | 2022-01-02 | v8 | TRUE
https://raw.githubusercontent.com/mrc-ide/global-lmic-reports/master/AFG/projections.csv | 2021-06-26 | Rt | 0.98 | 1.02 | 1.03 | 1.03 | 1.06 | 1.09 | Maintain Status Quo | Afghanistan | AFG | 2022-01-02 | v8 | TRUE
https://raw.githubusercontent.com/mrc-ide/global-lmic-reports/master/AFG/projections.csv | 2021-06-26 | Reff | 0.88 | 0.92 | 0.93 | 0.94 | 0.96 | 0.98 | Maintain Status Quo | Afghanistan | AFG | 2022-01-02 | v8 | TRUE
https://raw.githubusercontent.com/mrc-ide/global-lmic-reports/master/AFG/projections.csv | 2021-06-26 | infections | 37298.1 | 39400.48 | 40989.3 | 41150.81 | 42902.85 | 45339.14 | Optimistic | Afghanistan | AFG | 2022-01-02 | v8 | TRUE
https://raw.githubusercontent.com/mrc-ide/global-lmic-reports/master/AFG/projections.csv | 2021-06-26 | deaths | 84.54 | 91.59 | 95.2 | 95.29 | 98.63 | 106.46 | Optimistic | Afghanistan | AFG | 2022-01-02 | v8 | TRUE
https://raw.githubusercontent.com/mrc-ide/global-lmic-reports/master/AFG/projections.csv | 2021-06-26 | hospital_demand | 2199.6 | 2358.66 | 2448.37 | 2447.32 | 2535.57 | 2723.5 | Optimistic | Afghanistan | AFG | 2022-01-02 | v8 | TRUE
https://raw.githubusercontent.com/mrc-ide/global-lmic-reports/master/AFG/projections.csv | 2021-06-26 | ICU_demand | 366.3 | 374.42 | 378.53 | 378.61 | 382.61 | 391.24 | Optimistic | Afghanistan | AFG | 2022-01-02 | v8 | TRUE
https://raw.githubusercontent.com/mrc-ide/global-lmic-reports/master/AFG/projections.csv | 2021-06-26 | hospital_incidence | 270.91 | 290.59 | 300.77 | 300.86 | 312.13 | 331.25 | Optimistic | Afghanistan | AFG | 2022-01-02 | v8 | TRUE
https://raw.githubusercontent.com/mrc-ide/global-lmic-reports/master/AFG/projections.csv | 2021-06-26 | ICU_incidence | 84.83 | 90.98 | 94.16 | 94.19 | 97.72 | 103.67 | Optimistic | Afghanistan | AFG | 2022-01-02 | v8 | TRUE
https://raw.githubusercontent.com/mrc-ide/global-lmic-reports/master/AFG/projections.csv | 2021-06-26 | prevalence | 261868.43 | 278701.41 | 287637.61 | 289428.82 | 302528.12 | 319915.31 | Optimistic | Afghanistan | AFG | 2022-01-02 | v8 | TRUE
https://raw.githubusercontent.com/mrc-ide/global-lmic-reports/master/AFG/projections.csv | 2021-06-26 | cumulative_infections | 2486714.97 | 2597397.35 | 2673196.05 | 2671653.25 | 2736667.53 | 2917257.27 | Optimistic | Afghanistan | AFG | 2022-01-02 | v8 | TRUE
https://raw.githubusercontent.com/mrc-ide/global-lmic-reports/master/AFG/projections.csv | 2021-06-26 | cumulative_deaths | 4168.54 | 4394.57 | 4527.95 | 4528.8 | 4643.19 | 5012.67 | Optimistic | Afghanistan | AFG | 2022-01-02 | v8 | TRUE
https://raw.githubusercontent.com/mrc-ide/global-lmic-reports/master/AFG/projections.csv | 2021-06-26 | Rt | 0.98 | 1.02 | 1.03 | 1.03 | 1.06 | 1.09 | Optimistic | Afghanistan | AFG | 2022-01-02 | v8 | TRUE
https://raw.githubusercontent.com/mrc-ide/global-lmic-reports/master/AFG/projections.csv | 2021-06-26 | Reff | 0.88 | 0.92 | 0.93 | 0.94 | 0.96 | 0.98 | Optimistic | Afghanistan | AFG | 2022-01-02 | v8 | TRUE
https://raw.githubusercontent.com/mrc-ide/global-lmic-reports/master/AFG/projections.csv | 2021-06-26 | infections | 37298.1 | 39400.48 | 40989.3 | 41150.81 | 42902.85 | 45339.14 | Pessimistic | Afghanistan | AFG | 2022-01-02 | v8 | TRUE
https://raw.githubusercontent.com/mrc-ide/global-lmic-reports/master/AFG/projections.csv | 2021-06-26 | deaths | 84.54 | 91.59 | 95.2 | 95.29 | 98.63 | 106.46 | Pessimistic | Afghanistan | AFG | 2022-01-02 | v8 | TRUE
https://raw.githubusercontent.com/mrc-ide/global-lmic-reports/master/AFG/projections.csv | 2021-06-26 | hospital_demand | 2199.6 | 2358.66 | 2448.37 | 2447.32 | 2535.57 | 2723.5 | Pessimistic | Afghanistan | AFG | 2022-01-02 | v8 | TRUE
https://raw.githubusercontent.com/mrc-ide/global-lmic-reports/master/AFG/projections.csv | 2021-06-26 | ICU_demand | 366.3 | 374.42 | 378.53 | 378.61 | 382.61 | 391.24 | Pessimistic | Afghanistan | AFG | 2022-01-02 | v8 | TRUE
https://raw.githubusercontent.com/mrc-ide/global-lmic-reports/master/AFG/projections.csv | 2021-06-26 | hospital_incidence | 270.91 | 290.59 | 300.77 | 300.86 | 312.13 | 331.25 | Pessimistic | Afghanistan | AFG | 2022-01-02 | v8 | TRUE
https://raw.githubusercontent.com/mrc-ide/global-lmic-reports/master/AFG/projections.csv | 2021-06-26 | ICU_incidence | 84.83 | 90.98 | 94.16 | 94.19 | 97.72 | 103.67 | Pessimistic | Afghanistan | AFG | 2022-01-02 | v8 | TRUE
https://raw.githubusercontent.com/mrc-ide/global-lmic-reports/master/AFG/projections.csv | 2021-06-26 | prevalence | 261868.43 | 278701.41 | 287637.61 | 289428.82 | 302528.12 | 319915.31 | Pessimistic | Afghanistan | AFG | 2022-01-02 | v8 | TRUE
https://raw.githubusercontent.com/mrc-ide/global-lmic-reports/master/AFG/projections.csv | 2021-06-26 | cumulative_infections | 2486714.97 | 2597397.35 | 2673196.05 | 2671653.25 | 2736667.53 | 2917257.27 | Pessimistic | Afghanistan | AFG | 2022-01-02 | v8 | TRUE
https://raw.githubusercontent.com/mrc-ide/global-lmic-reports/master/AFG/projections.csv | 2021-06-26 | cumulative_deaths | 4168.54 | 4394.57 | 4527.95 | 4528.8 | 4643.19 | 5012.67 | Pessimistic | Afghanistan | AFG | 2022-01-02 | v8 | TRUE
https://raw.githubusercontent.com/mrc-ide/global-lmic-reports/master/AFG/projections.csv | 2021-06-26 | Rt | 0.98 | 1.02 | 1.03 | 1.03 | 1.06 | 1.09 | Pessimistic | Afghanistan | AFG | 2022-01-02 | v8 | TRUE
https://raw.githubusercontent.com/mrc-ide/global-lmic-reports/master/AFG/projections.csv | 2021-06-26 | Reff | 0.88 | 0.92 | 0.93 | 0.94 | 0.96 | 0.98 | Pessimistic | Afghanistan | AFG | 2022-01-02 | v8 | TRUE
https://raw.githubusercontent.com/mrc-ide/global-lmic-reports/master/AFG/projections.csv | 2021-06-26 | infections | 37298.1 | 39400.48 | 40989.3 | 41150.81 | 42902.85 | 45339.14 | Relax Interventions 50% | Afghanistan | AFG | 2022-01-02 | v8 | TRUE
https://raw.githubusercontent.com/mrc-ide/global-lmic-reports/master/AFG/projections.csv | 2021-06-26 | deaths | 84.54 | 91.59 | 95.2 | 95.29 | 98.63 | 106.46 | Relax Interventions 50% | Afghanistan | AFG | 2022-01-02 | v8 | TRUE
https://raw.githubusercontent.com/mrc-ide/global-lmic-reports/master/AFG/projections.csv | 2021-06-26 | hospital_demand | 2199.6 | 2358.66 | 2448.37 | 2447.32 | 2535.57 | 2723.5 | Relax Interventions 50% | Afghanistan | AFG | 2022-01-02 | v8 | TRUE
https://raw.githubusercontent.com/mrc-ide/global-lmic-reports/master/AFG/projections.csv | 2021-06-26 | ICU_demand | 366.3 | 374.42 | 378.53 | 378.61 | 382.61 | 391.24 | Relax Interventions 50% | Afghanistan | AFG | 2022-01-02 | v8 | TRUE
https://raw.githubusercontent.com/mrc-ide/global-lmic-reports/master/AFG/projections.csv | 2021-06-26 | hospital_incidence | 270.91 | 290.59 | 300.77 | 300.86 | 312.13 | 331.25 | Relax Interventions 50% | Afghanistan | AFG | 2022-01-02 | v8 | TRUE
https://raw.githubusercontent.com/mrc-ide/global-lmic-reports/master/AFG/projections.csv | 2021-06-26 | ICU_incidence | 84.83 | 90.98 | 94.16 | 94.19 | 97.72 | 103.67 | Relax Interventions 50% | Afghanistan | AFG | 2022-01-02 | v8 | TRUE
https://raw.githubusercontent.com/mrc-ide/global-lmic-reports/master/AFG/projections.csv | 2021-06-26 | prevalence | 261868.43 | 278701.41 | 287637.61 | 289428.82 | 302528.12 | 319915.31 | Relax Interventions 50% | Afghanistan | AFG | 2022-01-02 | v8 | TRUE
https://raw.githubusercontent.com/mrc-ide/global-lmic-reports/master/AFG/projections.csv | 2021-06-26 | cumulative_infections | 2486714.97 | 2597397.35 | 2673196.05 | 2671653.25 | 2736667.53 | 2917257.27 | Relax Interventions 50% | Afghanistan | AFG | 2022-01-02 | v8 | TRUE
https://raw.githubusercontent.com/mrc-ide/global-lmic-reports/master/AFG/projections.csv | 2021-06-26 | cumulative_deaths | 4168.54 | 4394.57 | 4527.95 | 4528.8 | 4643.19 | 5012.67 | Relax Interventions 50% | Afghanistan | AFG | 2022-01-02 | v8 | TRUE
https://raw.githubusercontent.com/mrc-ide/global-lmic-reports/master/AFG/projections.csv | 2021-06-26 | Rt | 0.98 | 1.02 | 1.03 | 1.03 | 1.06 | 1.09 | Relax Interventions 50% | Afghanistan | AFG | 2022-01-02 | v8 | TRUE
https://raw.githubusercontent.com/mrc-ide/global-lmic-reports/master/AFG/projections.csv | 2021-06-26 | Reff | 0.88 | 0.92 | 0.93 | 0.94 | 0.96 | 0.98 | Relax Interventions 50% | Afghanistan | AFG | 2022-01-02 | v8 | TRUE
https://raw.githubusercontent.com/mrc-ide/global-lmic-reports/master/AFG/projections.csv | 2021-06-26 | infections | 36580.3 | 39539.18 | 41202.07 | 41041.97 | 42147.01 | 46423.8 | Surged Additional 50% Reduction | Afghanistan | AFG | 2022-01-02 | v8 | TRUE
https://raw.githubusercontent.com/mrc-ide/global-lmic-reports/master/AFG/projections.csv | 2021-06-26 | deaths | 46.22 | 49.33 | 50.72 | 50.82 | 52.43 | 55.9 | Surged Additional 50% Reduction | Afghanistan | AFG | 2022-01-02 | v8 | TRUE
https://raw.githubusercontent.com/mrc-ide/global-lmic-reports/master/AFG/projections.csv | 2021-06-26 | hospital_demand | 2276.27 | 2412.01 | 2475.7 | 2483.77 | 2575.65 | 2716.49 | Surged Additional 50% Reduction | Afghanistan | AFG | 2022-01-02 | v8 | TRUE
https://raw.githubusercontent.com/mrc-ide/global-lmic-reports/master/AFG/projections.csv | 2021-06-26 | ICU_demand | 904.75 | 960.43 | 987.87 | 990.25 | 1023.26 | 1086.02 | Surged Additional 50% Reduction | Afghanistan | AFG | 2022-01-02 | v8 | TRUE
https://raw.githubusercontent.com/mrc-ide/global-lmic-reports/master/AFG/projections.csv | 2021-06-26 | hospital_incidence | 271.27 | 289.51 | 299 | 298.41 | 308.65 | 327.14 | Surged Additional 50% Reduction | Afghanistan | AFG | 2022-01-02 | v8 | TRUE
https://raw.githubusercontent.com/mrc-ide/global-lmic-reports/master/AFG/projections.csv | 2021-06-26 | ICU_incidence | 84.94 | 90.65 | 93.61 | 93.43 | 96.63 | 102.38 | Surged Additional 50% Reduction | Afghanistan | AFG | 2022-01-02 | v8 | TRUE
https://raw.githubusercontent.com/mrc-ide/global-lmic-reports/master/AFG/projections.csv | 2021-06-26 | prevalence | 259731.36 | 277929.1 | 287323.51 | 288465 | 297304.84 | 318358.17 | Surged Additional 50% Reduction | Afghanistan | AFG | 2022-01-02 | v8 | TRUE
https://raw.githubusercontent.com/mrc-ide/global-lmic-reports/master/AFG/projections.csv | 2021-06-26 | cumulative_infections | 2509562.26 | 2596410.79 | 2648887.15 | 2649204.11 | 2691700.45 | 2834675.26 | Surged Additional 50% Reduction | Afghanistan | AFG | 2022-01-02 | v8 | TRUE
https://raw.githubusercontent.com/mrc-ide/global-lmic-reports/master/AFG/projections.csv | 2021-06-26 | cumulative_deaths | 3481.1 | 3574.36 | 3651.54 | 3654.85 | 3727.84 | 3841.45 | Surged Additional 50% Reduction | Afghanistan | AFG | 2022-01-02 | v8 | TRUE
https://raw.githubusercontent.com/mrc-ide/global-lmic-reports/master/AFG/projections.csv | 2021-06-26 | Rt | 0.99 | 1.02 | 1.04 | 1.04 | 1.06 | 1.1 | Surged Additional 50% Reduction | Afghanistan | AFG | 2022-01-02 | v8 | TRUE
https://raw.githubusercontent.com/mrc-ide/global-lmic-reports/master/AFG/projections.csv | 2021-06-26 | Reff | 0.89 | 0.92 | 0.94 | 0.94 | 0.96 | 1 | Surged Additional 50% Reduction | Afghanistan | AFG | 2022-01-02 | v8 | TRUE
https://raw.githubusercontent.com/mrc-ide/global-lmic-reports/master/AFG/projections.csv | 2021-06-26 | infections | 36580.3 | 39539.18 | 41202.07 | 41041.97 | 42147.01 | 46423.8 | Surged Maintain Status Quo | Afghanistan | AFG | 2022-01-02 | v8 | TRUE
https://raw.githubusercontent.com/mrc-ide/global-lmic-reports/master/AFG/projections.csv | 2021-06-26 | deaths | 46.22 | 49.33 | 50.72 | 50.82 | 52.43 | 55.9 | Surged Maintain Status Quo | Afghanistan | AFG | 2022-01-02 | v8 | TRUE
https://raw.githubusercontent.com/mrc-ide/global-lmic-reports/master/AFG/projections.csv | 2021-06-26 | hospital_demand | 2276.27 | 2412.01 | 2475.7 | 2483.77 | 2575.65 | 2716.49 | Surged Maintain Status Quo | Afghanistan | AFG | 2022-01-02 | v8 | TRUE
https://raw.githubusercontent.com/mrc-ide/global-lmic-reports/master/AFG/projections.csv | 2021-06-26 | ICU_demand | 904.75 | 960.43 | 987.87 | 990.25 | 1023.26 | 1086.02 | Surged Maintain Status Quo | Afghanistan | AFG | 2022-01-02 | v8 | TRUE
https://raw.githubusercontent.com/mrc-ide/global-lmic-reports/master/AFG/projections.csv | 2021-06-26 | hospital_incidence | 271.27 | 289.51 | 299 | 298.41 | 308.65 | 327.14 | Surged Maintain Status Quo | Afghanistan | AFG | 2022-01-02 | v8 | TRUE
https://raw.githubusercontent.com/mrc-ide/global-lmic-reports/master/AFG/projections.csv | 2021-06-26 | ICU_incidence | 84.94 | 90.65 | 93.61 | 93.43 | 96.63 | 102.38 | Surged Maintain Status Quo | Afghanistan | AFG | 2022-01-02 | v8 | TRUE
https://raw.githubusercontent.com/mrc-ide/global-lmic-reports/master/AFG/projections.csv | 2021-06-26 | prevalence | 259731.36 | 277929.1 | 287323.51 | 288465 | 297304.84 | 318358.17 | Surged Maintain Status Quo | Afghanistan | AFG | 2022-01-02 | v8 | TRUE
https://raw.githubusercontent.com/mrc-ide/global-lmic-reports/master/AFG/projections.csv | 2021-06-26 | cumulative_infections | 2509562.26 | 2596410.79 | 2648887.15 | 2649204.11 | 2691700.45 | 2834675.26 | Surged Maintain Status Quo | Afghanistan | AFG | 2022-01-02 | v8 | TRUE
https://raw.githubusercontent.com/mrc-ide/global-lmic-reports/master/AFG/projections.csv | 2021-06-26 | cumulative_deaths | 3481.1 | 3574.36 | 3651.54 | 3654.85 | 3727.84 | 3841.45 | Surged Maintain Status Quo | Afghanistan | AFG | 2022-01-02 | v8 | TRUE
https://raw.githubusercontent.com/mrc-ide/global-lmic-reports/master/AFG/projections.csv | 2021-06-26 | Rt | 0.99 | 1.02 | 1.04 | 1.04 | 1.06 | 1.1 | Surged Maintain Status Quo | Afghanistan | AFG | 2022-01-02 | v8 | TRUE
https://raw.githubusercontent.com/mrc-ide/global-lmic-reports/master/AFG/projections.csv | 2021-06-26 | Reff | 0.89 | 0.92 | 0.94 | 0.94 | 0.96 | 1 | Surged Maintain Status Quo | Afghanistan | AFG | 2022-01-02 | v8 | TRUE
https://raw.githubusercontent.com/mrc-ide/global-lmic-reports/master/AFG/projections.csv | 2021-06-26 | infections | 36580.3 | 39539.18 | 41202.07 | 41041.97 | 42147.01 | 46423.8 | Surged Optimistic | Afghanistan | AFG | 2022-01-02 | v8 | TRUE
https://raw.githubusercontent.com/mrc-ide/global-lmic-reports/master/AFG/projections.csv | 2021-06-26 | deaths | 46.22 | 49.33 | 50.72 | 50.82 | 52.43 | 55.9 | Surged Optimistic | Afghanistan | AFG | 2022-01-02 | v8 | TRUE
https://raw.githubusercontent.com/mrc-ide/global-lmic-reports/master/AFG/projections.csv | 2021-06-26 | hospital_demand | 2276.27 | 2412.01 | 2475.7 | 2483.77 | 2575.65 | 2716.49 | Surged Optimistic | Afghanistan | AFG | 2022-01-02 | v8 | TRUE
https://raw.githubusercontent.com/mrc-ide/global-lmic-reports/master/AFG/projections.csv | 2021-06-26 | ICU_demand | 904.75 | 960.43 | 987.87 | 990.25 | 1023.26 | 1086.02 | Surged Optimistic | Afghanistan | AFG | 2022-01-02 | v8 | TRUE
https://raw.githubusercontent.com/mrc-ide/global-lmic-reports/master/AFG/projections.csv | 2021-06-26 | hospital_incidence | 271.27 | 289.51 | 299 | 298.41 | 308.65 | 327.14 | Surged Optimistic | Afghanistan | AFG | 2022-01-02 | v8 | TRUE
https://raw.githubusercontent.com/mrc-ide/global-lmic-reports/master/AFG/projections.csv | 2021-06-26 | ICU_incidence | 84.94 | 90.65 | 93.61 | 93.43 | 96.63 | 102.38 | Surged Optimistic | Afghanistan | AFG | 2022-01-02 | v8 | TRUE
https://raw.githubusercontent.com/mrc-ide/global-lmic-reports/master/AFG/projections.csv | 2021-06-26 | prevalence | 259731.36 | 277929.1 | 287323.51 | 288465 | 297304.84 | 318358.17 | Surged Optimistic | Afghanistan | AFG | 2022-01-02 | v8 | TRUE
https://raw.githubusercontent.com/mrc-ide/global-lmic-reports/master/AFG/projections.csv | 2021-06-26 | cumulative_infections | 2509562.26 | 2596410.79 | 2648887.15 | 2649204.11 | 2691700.45 | 2834675.26 | Surged Optimistic | Afghanistan | AFG | 2022-01-02 | v8 | TRUE
https://raw.githubusercontent.com/mrc-ide/global-lmic-reports/master/AFG/projections.csv | 2021-06-26 | cumulative_deaths | 3481.1 | 3574.36 | 3651.54 | 3654.85 | 3727.84 | 3841.45 | Surged Optimistic | Afghanistan | AFG | 2022-01-02 | v8 | TRUE
https://raw.githubusercontent.com/mrc-ide/global-lmic-reports/master/AFG/projections.csv | 2021-06-26 | Rt | 0.99 | 1.02 | 1.04 | 1.04 | 1.06 | 1.1 | Surged Optimistic | Afghanistan | AFG | 2022-01-02 | v8 | TRUE
https://raw.githubusercontent.com/mrc-ide/global-lmic-reports/master/AFG/projections.csv | 2021-06-26 | Reff | 0.89 | 0.92 | 0.94 | 0.94 | 0.96 | 1 | Surged Optimistic | Afghanistan | AFG | 2022-01-02 | v8 | TRUE
https://raw.githubusercontent.com/mrc-ide/global-lmic-reports/master/AFG/projections.csv | 2021-06-26 | infections | 36580.3 | 39539.18 | 41202.07 | 41041.97 | 42147.01 | 46423.8 | Surged Pessimistic | Afghanistan | AFG | 2022-01-02 | v8 | TRUE
https://raw.githubusercontent.com/mrc-ide/global-lmic-reports/master/AFG/projections.csv | 2021-06-26 | deaths | 46.22 | 49.33 | 50.72 | 50.82 | 52.43 | 55.9 | Surged Pessimistic | Afghanistan | AFG | 2022-01-02 | v8 | TRUE
https://raw.githubusercontent.com/mrc-ide/global-lmic-reports/master/AFG/projections.csv | 2021-06-26 | hospital_demand | 2276.27 | 2412.01 | 2475.7 | 2483.77 | 2575.65 | 2716.49 | Surged Pessimistic | Afghanistan | AFG | 2022-01-02 | v8 | TRUE
https://raw.githubusercontent.com/mrc-ide/global-lmic-reports/master/AFG/projections.csv | 2021-06-26 | ICU_demand | 904.75 | 960.43 | 987.87 | 990.25 | 1023.26 | 1086.02 | Surged Pessimistic | Afghanistan | AFG | 2022-01-02 | v8 | TRUE
https://raw.githubusercontent.com/mrc-ide/global-lmic-reports/master/AFG/projections.csv | 2021-06-26 | hospital_incidence | 271.27 | 289.51 | 299 | 298.41 | 308.65 | 327.14 | Surged Pessimistic | Afghanistan | AFG | 2022-01-02 | v8 | TRUE
https://raw.githubusercontent.com/mrc-ide/global-lmic-reports/master/AFG/projections.csv | 2021-06-26 | ICU_incidence | 84.94 | 90.65 | 93.61 | 93.43 | 96.63 | 102.38 | Surged Pessimistic | Afghanistan | AFG | 2022-01-02 | v8 | TRUE
https://raw.githubusercontent.com/mrc-ide/global-lmic-reports/master/AFG/projections.csv | 2021-06-26 | prevalence | 259731.36 | 277929.1 | 287323.51 | 288465 | 297304.84 | 318358.17 | Surged Pessimistic | Afghanistan | AFG | 2022-01-02 | v8 | TRUE
https://raw.githubusercontent.com/mrc-ide/global-lmic-reports/master/AFG/projections.csv | 2021-06-26 | cumulative_infections | 2509562.26 | 2596410.79 | 2648887.15 | 2649204.11 | 2691700.45 | 2834675.26 | Surged Pessimistic | Afghanistan | AFG | 2022-01-02 | v8 | TRUE
https://raw.githubusercontent.com/mrc-ide/global-lmic-reports/master/AFG/projections.csv | 2021-06-26 | cumulative_deaths | 3481.1 | 3574.36 | 3651.54 | 3654.85 | 3727.84 | 3841.45 | Surged Pessimistic | Afghanistan | AFG | 2022-01-02 | v8 | TRUE
https://raw.githubusercontent.com/mrc-ide/global-lmic-reports/master/AFG/projections.csv | 2021-06-26 | Rt | 0.99 | 1.02 | 1.04 | 1.04 | 1.06 | 1.1 | Surged Pessimistic | Afghanistan | AFG | 2022-01-02 | v8 | TRUE
https://raw.githubusercontent.com/mrc-ide/global-lmic-reports/master/AFG/projections.csv | 2021-06-26 | Reff | 0.89 | 0.92 | 0.94 | 0.94 | 0.96 | 1 | Surged Pessimistic | Afghanistan | AFG | 2022-01-02 | v8 | TRUE
https://raw.githubusercontent.com/mrc-ide/global-lmic-reports/master/AFG/projections.csv | 2021-06-26 | infections | 36580.3 | 39539.18 | 41202.07 | 41041.97 | 42147.01 | 46423.8 | Surged Relax Interventions 50% | Afghanistan | AFG | 2022-01-02 | v8 | TRUE
https://raw.githubusercontent.com/mrc-ide/global-lmic-reports/master/AFG/projections.csv | 2021-06-26 | deaths | 46.22 | 49.33 | 50.72 | 50.82 | 52.43 | 55.9 | Surged Relax Interventions 50% | Afghanistan | AFG | 2022-01-02 | v8 | TRUE
https://raw.githubusercontent.com/mrc-ide/global-lmic-reports/master/AFG/projections.csv | 2021-06-26 | hospital_demand | 2276.27 | 2412.01 | 2475.7 | 2483.77 | 2575.65 | 2716.49 | Surged Relax Interventions 50% | Afghanistan | AFG | 2022-01-02 | v8 | TRUE
https://raw.githubusercontent.com/mrc-ide/global-lmic-reports/master/AFG/projections.csv | 2021-06-26 | ICU_demand | 904.75 | 960.43 | 987.87 | 990.25 | 1023.26 | 1086.02 | Surged Relax Interventions 50% | Afghanistan | AFG | 2022-01-02 | v8 | TRUE
https://raw.githubusercontent.com/mrc-ide/global-lmic-reports/master/AFG/projections.csv | 2021-06-26 | hospital_incidence | 271.27 | 289.51 | 299 | 298.41 | 308.65 | 327.14 | Surged Relax Interventions 50% | Afghanistan | AFG | 2022-01-02 | v8 | TRUE
https://raw.githubusercontent.com/mrc-ide/global-lmic-reports/master/AFG/projections.csv | 2021-06-26 | ICU_incidence | 84.94 | 90.65 | 93.61 | 93.43 | 96.63 | 102.38 | Surged Relax Interventions 50% | Afghanistan | AFG | 2022-01-02 | v8 | TRUE
https://raw.githubusercontent.com/mrc-ide/global-lmic-reports/master/AFG/projections.csv | 2021-06-26 | prevalence | 259731.36 | 277929.1 | 287323.51 | 288465 | 297304.84 | 318358.17 | Surged Relax Interventions 50% | Afghanistan | AFG | 2022-01-02 | v8 | TRUE
https://raw.githubusercontent.com/mrc-ide/global-lmic-reports/master/AFG/projections.csv | 2021-06-26 | cumulative_infections | 2509562.26 | 2596410.79 | 2648887.15 | 2649204.11 | 2691700.45 | 2834675.26 | Surged Relax Interventions 50% | Afghanistan | AFG | 2022-01-02 | v8 | TRUE
https://raw.githubusercontent.com/mrc-ide/global-lmic-reports/master/AFG/projections.csv | 2021-06-26 | cumulative_deaths | 3481.1 | 3574.36 | 3651.54 | 3654.85 | 3727.84 | 3841.45 | Surged Relax Interventions 50% | Afghanistan | AFG | 2022-01-02 | v8 | TRUE
https://raw.githubusercontent.com/mrc-ide/global-lmic-reports/master/AFG/projections.csv | 2021-06-26 | Rt | 0.99 | 1.02 | 1.04 | 1.04 | 1.06 | 1.1 | Surged Relax Interventions 50% | Afghanistan | AFG | 2022-01-02 | v8 | TRUE
https://raw.githubusercontent.com/mrc-ide/global-lmic-reports/master/AFG/projections.csv | 2021-06-26 | Reff | 0.89 | 0.92 | 0.94 | 0.94 | 0.96 | 1 | Surged Relax Interventions 50% | Afghanistan | AFG | 2022-01-02 | v8 | TRUE
https://raw.githubusercontent.com/mrc-ide/global-lmic-reports/master/AFG/projections.csv | 2021-06-27 | infections | 36458.27 | 38700.66 | 40362.56 | 40444.98 | 42316.5 | 44681.98 | Additional 50% Reduction | Afghanistan | AFG | 2022-01-02 | v8 | TRUE
https://raw.githubusercontent.com/mrc-ide/global-lmic-reports/master/AFG/projections.csv | 2021-06-27 | deaths | 85.15 | 92.18 | 95.8 | 95.81 | 99.39 | 106.67 | Additional 50% Reduction | Afghanistan | AFG | 2022-01-02 | v8 | TRUE
https://raw.githubusercontent.com/mrc-ide/global-lmic-reports/master/AFG/projections.csv | 2021-06-27 | hospital_demand | 2240.51 | 2403.87 | 2492.99 | 2491.6 | 2578.37 | 2766.48 | Additional 50% Reduction | Afghanistan | AFG | 2022-01-02 | v8 | TRUE
https://raw.githubusercontent.com/mrc-ide/global-lmic-reports/master/AFG/projections.csv | 2021-06-27 | ICU_demand | 366.84 | 374.84 | 378.96 | 379.01 | 383.31 | 391.35 | Additional 50% Reduction | Afghanistan | AFG | 2022-01-02 | v8 | TRUE
https://raw.githubusercontent.com/mrc-ide/global-lmic-reports/master/AFG/projections.csv | 2021-06-27 | hospital_incidence | 270.58 | 290.18 | 299.36 | 300.07 | 312.53 | 330.51 | Additional 50% Reduction | Afghanistan | AFG | 2022-01-02 | v8 | TRUE
https://raw.githubusercontent.com/mrc-ide/global-lmic-reports/master/AFG/projections.csv | 2021-06-27 | ICU_incidence | 84.69 | 90.82 | 93.68 | 93.9 | 97.79 | 103.38 | Additional 50% Reduction | Afghanistan | AFG | 2022-01-02 | v8 | TRUE
https://raw.githubusercontent.com/mrc-ide/global-lmic-reports/master/AFG/projections.csv | 2021-06-27 | prevalence | 259798.77 | 275784.94 | 284649.34 | 286710.48 | 299947.51 | 315227.73 | Additional 50% Reduction | Afghanistan | AFG | 2022-01-02 | v8 | TRUE
https://raw.githubusercontent.com/mrc-ide/global-lmic-reports/master/AFG/projections.csv | 2021-06-27 | cumulative_infections | 2523699.19 | 2637219.9 | 2714167.44 | 2712098.23 | 2778455.21 | 2961041.48 | Additional 50% Reduction | Afghanistan | AFG | 2022-01-02 | v8 | TRUE
https://raw.githubusercontent.com/mrc-ide/global-lmic-reports/master/AFG/projections.csv | 2021-06-27 | cumulative_deaths | 4259.81 | 4490.03 | 4624.25 | 4624.61 | 4741.93 | 5117.42 | Additional 50% Reduction | Afghanistan | AFG | 2022-01-02 | v8 | TRUE
https://raw.githubusercontent.com/mrc-ide/global-lmic-reports/master/AFG/projections.csv | 2021-06-27 | Rt | 1.03 | 1.06 | 1.08 | 1.08 | 1.09 | 1.11 | Additional 50% Reduction | Afghanistan | AFG | 2022-01-02 | v8 | TRUE
https://raw.githubusercontent.com/mrc-ide/global-lmic-reports/master/AFG/projections.csv | 2021-06-27 | Reff | 0.93 | 0.96 | 0.98 | 0.97 | 0.99 | 1.01 | Additional 50% Reduction | Afghanistan | AFG | 2022-01-02 | v8 | TRUE
https://raw.githubusercontent.com/mrc-ide/global-lmic-reports/master/AFG/projections.csv | 2021-06-27 | infections | 36458.27 | 38700.66 | 40362.56 | 40444.98 | 42316.5 | 44681.98 | Maintain Status Quo | Afghanistan | AFG | 2022-01-02 | v8 | TRUE
https://raw.githubusercontent.com/mrc-ide/global-lmic-reports/master/AFG/projections.csv | 2021-06-27 | deaths | 85.15 | 92.18 | 95.8 | 95.81 | 99.39 | 106.67 | Maintain Status Quo | Afghanistan | AFG | 2022-01-02 | v8 | TRUE
https://raw.githubusercontent.com/mrc-ide/global-lmic-reports/master/AFG/projections.csv | 2021-06-27 | hospital_demand | 2240.51 | 2403.87 | 2492.99 | 2491.6 | 2578.37 | 2766.48 | Maintain Status Quo | Afghanistan | AFG | 2022-01-02 | v8 | TRUE
https://raw.githubusercontent.com/mrc-ide/global-lmic-reports/master/AFG/projections.csv | 2021-06-27 | ICU_demand | 366.84 | 374.84 | 378.96 | 379.01 | 383.31 | 391.35 | Maintain Status Quo | Afghanistan | AFG | 2022-01-02 | v8 | TRUE
https://raw.githubusercontent.com/mrc-ide/global-lmic-reports/master/AFG/projections.csv | 2021-06-27 | hospital_incidence | 270.58 | 290.18 | 299.36 | 300.07 | 312.53 | 330.51 | Maintain Status Quo | Afghanistan | AFG | 2022-01-02 | v8 | TRUE
https://raw.githubusercontent.com/mrc-ide/global-lmic-reports/master/AFG/projections.csv | 2021-06-27 | ICU_incidence | 84.69 | 90.82 | 93.68 | 93.9 | 97.79 | 103.38 | Maintain Status Quo | Afghanistan | AFG | 2022-01-02 | v8 | TRUE
https://raw.githubusercontent.com/mrc-ide/global-lmic-reports/master/AFG/projections.csv | 2021-06-27 | prevalence | 259798.77 | 275784.94 | 284649.34 | 286710.48 | 299947.51 | 315227.73 | Maintain Status Quo | Afghanistan | AFG | 2022-01-02 | v8 | TRUE
https://raw.githubusercontent.com/mrc-ide/global-lmic-reports/master/AFG/projections.csv | 2021-06-27 | cumulative_infections | 2523699.19 | 2637219.9 | 2714167.44 | 2712098.23 | 2778455.21 | 2961041.48 | Maintain Status Quo | Afghanistan | AFG | 2022-01-02 | v8 | TRUE
https://raw.githubusercontent.com/mrc-ide/global-lmic-reports/master/AFG/projections.csv | 2021-06-27 | cumulative_deaths | 4259.81 | 4490.03 | 4624.25 | 4624.61 | 4741.93 | 5117.42 | Maintain Status Quo | Afghanistan | AFG | 2022-01-02 | v8 | TRUE
https://raw.githubusercontent.com/mrc-ide/global-lmic-reports/master/AFG/projections.csv | 2021-06-27 | Rt | 1.03 | 1.06 | 1.08 | 1.08 | 1.09 | 1.11 | Maintain Status Quo | Afghanistan | AFG | 2022-01-02 | v8 | TRUE
https://raw.githubusercontent.com/mrc-ide/global-lmic-reports/master/AFG/projections.csv | 2021-06-27 | Reff | 0.93 | 0.96 | 0.98 | 0.97 | 0.99 | 1.01 | Maintain Status Quo | Afghanistan | AFG | 2022-01-02 | v8 | TRUE
https://raw.githubusercontent.com/mrc-ide/global-lmic-reports/master/AFG/projections.csv | 2021-06-27 | infections | 36458.27 | 38700.66 | 40362.56 | 40444.98 | 42316.5 | 44681.98 | Optimistic | Afghanistan | AFG | 2022-01-02 | v8 | TRUE
https://raw.githubusercontent.com/mrc-ide/global-lmic-reports/master/AFG/projections.csv | 2021-06-27 | deaths | 85.15 | 92.18 | 95.8 | 95.81 | 99.39 | 106.67 | Optimistic | Afghanistan | AFG | 2022-01-02 | v8 | TRUE
https://raw.githubusercontent.com/mrc-ide/global-lmic-reports/master/AFG/projections.csv | 2021-06-27 | hospital_demand | 2240.51 | 2403.87 | 2492.99 | 2491.6 | 2578.37 | 2766.48 | Optimistic | Afghanistan | AFG | 2022-01-02 | v8 | TRUE
https://raw.githubusercontent.com/mrc-ide/global-lmic-reports/master/AFG/projections.csv | 2021-06-27 | ICU_demand | 366.84 | 374.84 | 378.96 | 379.01 | 383.31 | 391.35 | Optimistic | Afghanistan | AFG | 2022-01-02 | v8 | TRUE
https://raw.githubusercontent.com/mrc-ide/global-lmic-reports/master/AFG/projections.csv | 2021-06-27 | hospital_incidence | 270.58 | 290.18 | 299.36 | 300.07 | 312.53 | 330.51 | Optimistic | Afghanistan | AFG | 2022-01-02 | v8 | TRUE
https://raw.githubusercontent.com/mrc-ide/global-lmic-reports/master/AFG/projections.csv | 2021-06-27 | ICU_incidence | 84.69 | 90.82 | 93.68 | 93.9 | 97.79 | 103.38 | Optimistic | Afghanistan | AFG | 2022-01-02 | v8 | TRUE
https://raw.githubusercontent.com/mrc-ide/global-lmic-reports/master/AFG/projections.csv | 2021-06-27 | prevalence | 259798.77 | 275784.94 | 284649.34 | 286710.48 | 299947.51 | 315227.73 | Optimistic | Afghanistan | AFG | 2022-01-02 | v8 | TRUE
https://raw.githubusercontent.com/mrc-ide/global-lmic-reports/master/AFG/projections.csv | 2021-06-27 | cumulative_infections | 2523699.19 | 2637219.9 | 2714167.44 | 2712098.23 | 2778455.21 | 2961041.48 | Optimistic | Afghanistan | AFG | 2022-01-02 | v8 | TRUE
https://raw.githubusercontent.com/mrc-ide/global-lmic-reports/master/AFG/projections.csv | 2021-06-27 | cumulative_deaths | 4259.81 | 4490.03 | 4624.25 | 4624.61 | 4741.93 | 5117.42 | Optimistic | Afghanistan | AFG | 2022-01-02 | v8 | TRUE
https://raw.githubusercontent.com/mrc-ide/global-lmic-reports/master/AFG/projections.csv | 2021-06-27 | Rt | 1.03 | 1.06 | 1.08 | 1.08 | 1.09 | 1.11 | Optimistic | Afghanistan | AFG | 2022-01-02 | v8 | TRUE
https://raw.githubusercontent.com/mrc-ide/global-lmic-reports/master/AFG/projections.csv | 2021-06-27 | Reff | 0.93 | 0.96 | 0.98 | 0.97 | 0.99 | 1.01 | Optimistic | Afghanistan | AFG | 2022-01-02 | v8 | TRUE
https://raw.githubusercontent.com/mrc-ide/global-lmic-reports/master/AFG/projections.csv | 2021-06-27 | infections | 36458.27 | 38700.66 | 40362.56 | 40444.98 | 42316.5 | 44681.98 | Pessimistic | Afghanistan | AFG | 2022-01-02 | v8 | TRUE
https://raw.githubusercontent.com/mrc-ide/global-lmic-reports/master/AFG/projections.csv | 2021-06-27 | deaths | 85.15 | 92.18 | 95.8 | 95.81 | 99.39 | 106.67 | Pessimistic | Afghanistan | AFG | 2022-01-02 | v8 | TRUE
https://raw.githubusercontent.com/mrc-ide/global-lmic-reports/master/AFG/projections.csv | 2021-06-27 | hospital_demand | 2240.51 | 2403.87 | 2492.99 | 2491.6 | 2578.37 | 2766.48 | Pessimistic | Afghanistan | AFG | 2022-01-02 | v8 | TRUE
https://raw.githubusercontent.com/mrc-ide/global-lmic-reports/master/AFG/projections.csv | 2021-06-27 | ICU_demand | 366.84 | 374.84 | 378.96 | 379.01 | 383.31 | 391.35 | Pessimistic | Afghanistan | AFG | 2022-01-02 | v8 | TRUE
https://raw.githubusercontent.com/mrc-ide/global-lmic-reports/master/AFG/projections.csv | 2021-06-27 | hospital_incidence | 270.58 | 290.18 | 299.36 | 300.07 | 312.53 | 330.51 | Pessimistic | Afghanistan | AFG | 2022-01-02 | v8 | TRUE
https://raw.githubusercontent.com/mrc-ide/global-lmic-reports/master/AFG/projections.csv | 2021-06-27 | ICU_incidence | 84.69 | 90.82 | 93.68 | 93.9 | 97.79 | 103.38 | Pessimistic | Afghanistan | AFG | 2022-01-02 | v8 | TRUE
https://raw.githubusercontent.com/mrc-ide/global-lmic-reports/master/AFG/projections.csv | 2021-06-27 | prevalence | 259798.77 | 275784.94 | 284649.34 | 286710.48 | 299947.51 | 315227.73 | Pessimistic | Afghanistan | AFG | 2022-01-02 | v8 | TRUE
https://raw.githubusercontent.com/mrc-ide/global-lmic-reports/master/AFG/projections.csv | 2021-06-27 | cumulative_infections | 2523699.19 | 2637219.9 | 2714167.44 | 2712098.23 | 2778455.21 | 2961041.48 | Pessimistic | Afghanistan | AFG | 2022-01-02 | v8 | TRUE
https://raw.githubusercontent.com/mrc-ide/global-lmic-reports/master/AFG/projections.csv | 2021-06-27 | cumulative_deaths | 4259.81 | 4490.03 | 4624.25 | 4624.61 | 4741.93 | 5117.42 | Pessimistic | Afghanistan | AFG | 2022-01-02 | v8 | TRUE
https://raw.githubusercontent.com/mrc-ide/global-lmic-reports/master/AFG/projections.csv | 2021-06-27 | Rt | 1.03 | 1.06 | 1.08 | 1.08 | 1.09 | 1.11 | Pessimistic | Afghanistan | AFG | 2022-01-02 | v8 | TRUE
https://raw.githubusercontent.com/mrc-ide/global-lmic-reports/master/AFG/projections.csv | 2021-06-27 | Reff | 0.93 | 0.96 | 0.98 | 0.97 | 0.99 | 1.01 | Pessimistic | Afghanistan | AFG | 2022-01-02 | v8 | TRUE
https://raw.githubusercontent.com/mrc-ide/global-lmic-reports/master/AFG/projections.csv | 2021-06-27 | infections | 36458.27 | 38700.66 | 40362.56 | 40444.98 | 42316.5 | 44681.98 | Relax Interventions 50% | Afghanistan | AFG | 2022-01-02 | v8 | TRUE
https://raw.githubusercontent.com/mrc-ide/global-lmic-reports/master/AFG/projections.csv | 2021-06-27 | deaths | 85.15 | 92.18 | 95.8 | 95.81 | 99.39 | 106.67 | Relax Interventions 50% | Afghanistan | AFG | 2022-01-02 | v8 | TRUE
https://raw.githubusercontent.com/mrc-ide/global-lmic-reports/master/AFG/projections.csv | 2021-06-27 | hospital_demand | 2240.51 | 2403.87 | 2492.99 | 2491.6 | 2578.37 | 2766.48 | Relax Interventions 50% | Afghanistan | AFG | 2022-01-02 | v8 | TRUE
https://raw.githubusercontent.com/mrc-ide/global-lmic-reports/master/AFG/projections.csv | 2021-06-27 | ICU_demand | 366.84 | 374.84 | 378.96 | 379.01 | 383.31 | 391.35 | Relax Interventions 50% | Afghanistan | AFG | 2022-01-02 | v8 | TRUE
https://raw.githubusercontent.com/mrc-ide/global-lmic-reports/master/AFG/projections.csv | 2021-06-27 | hospital_incidence | 270.58 | 290.18 | 299.36 | 300.07 | 312.53 | 330.51 | Relax Interventions 50% | Afghanistan | AFG | 2022-01-02 | v8 | TRUE
https://raw.githubusercontent.com/mrc-ide/global-lmic-reports/master/AFG/projections.csv | 2021-06-27 | ICU_incidence | 84.69 | 90.82 | 93.68 | 93.9 | 97.79 | 103.38 | Relax Interventions 50% | Afghanistan | AFG | 2022-01-02 | v8 | TRUE
https://raw.githubusercontent.com/mrc-ide/global-lmic-reports/master/AFG/projections.csv | 2021-06-27 | prevalence | 259798.77 | 275784.94 | 284649.34 | 286710.48 | 299947.51 | 315227.73 | Relax Interventions 50% | Afghanistan | AFG | 2022-01-02 | v8 | TRUE
https://raw.githubusercontent.com/mrc-ide/global-lmic-reports/master/AFG/projections.csv | 2021-06-27 | cumulative_infections | 2523699.19 | 2637219.9 | 2714167.44 | 2712098.23 | 2778455.21 | 2961041.48 | Relax Interventions 50% | Afghanistan | AFG | 2022-01-02 | v8 | TRUE
https://raw.githubusercontent.com/mrc-ide/global-lmic-reports/master/AFG/projections.csv | 2021-06-27 | cumulative_deaths | 4259.81 | 4490.03 | 4624.25 | 4624.61 | 4741.93 | 5117.42 | Relax Interventions 50% | Afghanistan | AFG | 2022-01-02 | v8 | TRUE
https://raw.githubusercontent.com/mrc-ide/global-lmic-reports/master/AFG/projections.csv | 2021-06-27 | Rt | 1.03 | 1.06 | 1.08 | 1.08 | 1.09 | 1.11 | Relax Interventions 50% | Afghanistan | AFG | 2022-01-02 | v8 | TRUE
https://raw.githubusercontent.com/mrc-ide/global-lmic-reports/master/AFG/projections.csv | 2021-06-27 | Reff | 0.93 | 0.96 | 0.98 | 0.97 | 0.99 | 1.01 | Relax Interventions 50% | Afghanistan | AFG | 2022-01-02 | v8 | TRUE
https://raw.githubusercontent.com/mrc-ide/global-lmic-reports/master/AFG/projections.csv | 2021-06-27 | infections | 35738.76 | 38778.06 | 40398.01 | 40386.38 | 41652.44 | 46025.39 | Surged Additional 50% Reduction | Afghanistan | AFG | 2022-01-02 | v8 | TRUE
https://raw.githubusercontent.com/mrc-ide/global-lmic-reports/master/AFG/projections.csv | 2021-06-27 | deaths | 47.69 | 50.75 | 52.2 | 52.29 | 54 | 57.39 | Surged Additional 50% Reduction | Afghanistan | AFG | 2022-01-02 | v8 | TRUE
https://raw.githubusercontent.com/mrc-ide/global-lmic-reports/master/AFG/projections.csv | 2021-06-27 | hospital_demand | 2323.99 | 2458.51 | 2525.07 | 2531.75 | 2620.4 | 2770.35 | Surged Additional 50% Reduction | Afghanistan | AFG | 2022-01-02 | v8 | TRUE
https://raw.githubusercontent.com/mrc-ide/global-lmic-reports/master/AFG/projections.csv | 2021-06-27 | ICU_demand | 927.6 | 982.94 | 1009.97 | 1013.15 | 1048.4 | 1111.04 | Surged Additional 50% Reduction | Afghanistan | AFG | 2022-01-02 | v8 | TRUE
https://raw.githubusercontent.com/mrc-ide/global-lmic-reports/master/AFG/projections.csv | 2021-06-27 | hospital_incidence | 270.15 | 288.52 | 298.36 | 297.78 | 308.2 | 326.3 | Surged Additional 50% Reduction | Afghanistan | AFG | 2022-01-02 | v8 | TRUE
https://raw.githubusercontent.com/mrc-ide/global-lmic-reports/master/AFG/projections.csv | 2021-06-27 | ICU_incidence | 84.55 | 90.3 | 93.37 | 93.18 | 96.44 | 102.09 | Surged Additional 50% Reduction | Afghanistan | AFG | 2022-01-02 | v8 | TRUE
https://raw.githubusercontent.com/mrc-ide/global-lmic-reports/master/AFG/projections.csv | 2021-06-27 | prevalence | 256885.55 | 274650.43 | 285889.19 | 286007.71 | 294665.88 | 317565.4 | Surged Additional 50% Reduction | Afghanistan | AFG | 2022-01-02 | v8 | TRUE
https://raw.githubusercontent.com/mrc-ide/global-lmic-reports/master/AFG/projections.csv | 2021-06-27 | cumulative_infections | 2548969.12 | 2636988.6 | 2689389.27 | 2689590.49 | 2732903.36 | 2880459.29 | Surged Additional 50% Reduction | Afghanistan | AFG | 2022-01-02 | v8 | TRUE
https://raw.githubusercontent.com/mrc-ide/global-lmic-reports/master/AFG/projections.csv | 2021-06-27 | cumulative_deaths | 3529.71 | 3626.06 | 3705.54 | 3707.14 | 3780.77 | 3897.4 | Surged Additional 50% Reduction | Afghanistan | AFG | 2022-01-02 | v8 | TRUE
https://raw.githubusercontent.com/mrc-ide/global-lmic-reports/master/AFG/projections.csv | 2021-06-27 | Rt | 1.05 | 1.06 | 1.08 | 1.08 | 1.09 | 1.13 | Surged Additional 50% Reduction | Afghanistan | AFG | 2022-01-02 | v8 | TRUE
https://raw.githubusercontent.com/mrc-ide/global-lmic-reports/master/AFG/projections.csv | 2021-06-27 | Reff | 0.95 | 0.96 | 0.97 | 0.98 | 0.99 | 1.02 | Surged Additional 50% Reduction | Afghanistan | AFG | 2022-01-02 | v8 | TRUE
https://raw.githubusercontent.com/mrc-ide/global-lmic-reports/master/AFG/projections.csv | 2021-06-27 | infections | 35738.76 | 38778.06 | 40398.01 | 40386.38 | 41652.44 | 46025.39 | Surged Maintain Status Quo | Afghanistan | AFG | 2022-01-02 | v8 | TRUE
https://raw.githubusercontent.com/mrc-ide/global-lmic-reports/master/AFG/projections.csv | 2021-06-27 | deaths | 47.69 | 50.75 | 52.2 | 52.29 | 54 | 57.39 | Surged Maintain Status Quo | Afghanistan | AFG | 2022-01-02 | v8 | TRUE
https://raw.githubusercontent.com/mrc-ide/global-lmic-reports/master/AFG/projections.csv | 2021-06-27 | hospital_demand | 2323.99 | 2458.51 | 2525.07 | 2531.75 | 2620.4 | 2770.35 | Surged Maintain Status Quo | Afghanistan | AFG | 2022-01-02 | v8 | TRUE
https://raw.githubusercontent.com/mrc-ide/global-lmic-reports/master/AFG/projections.csv | 2021-06-27 | ICU_demand | 927.6 | 982.94 | 1009.97 | 1013.15 | 1048.4 | 1111.04 | Surged Maintain Status Quo | Afghanistan | AFG | 2022-01-02 | v8 | TRUE
https://raw.githubusercontent.com/mrc-ide/global-lmic-reports/master/AFG/projections.csv | 2021-06-27 | hospital_incidence | 270.15 | 288.52 | 298.36 | 297.78 | 308.2 | 326.3 | Surged Maintain Status Quo | Afghanistan | AFG | 2022-01-02 | v8 | TRUE
https://raw.githubusercontent.com/mrc-ide/global-lmic-reports/master/AFG/projections.csv | 2021-06-27 | ICU_incidence | 84.55 | 90.3 | 93.37 | 93.18 | 96.44 | 102.09 | Surged Maintain Status Quo | Afghanistan | AFG | 2022-01-02 | v8 | TRUE
https://raw.githubusercontent.com/mrc-ide/global-lmic-reports/master/AFG/projections.csv | 2021-06-27 | prevalence | 256885.55 | 274650.43 | 285889.19 | 286007.71 | 294665.88 | 317565.4 | Surged Maintain Status Quo | Afghanistan | AFG | 2022-01-02 | v8 | TRUE
https://raw.githubusercontent.com/mrc-ide/global-lmic-reports/master/AFG/projections.csv | 2021-06-27 | cumulative_infections | 2548969.12 | 2636988.6 | 2689389.27 | 2689590.49 | 2732903.36 | 2880459.29 | Surged Maintain Status Quo | Afghanistan | AFG | 2022-01-02 | v8 | TRUE
https://raw.githubusercontent.com/mrc-ide/global-lmic-reports/master/AFG/projections.csv | 2021-06-27 | cumulative_deaths | 3529.71 | 3626.06 | 3705.54 | 3707.14 | 3780.77 | 3897.4 | Surged Maintain Status Quo | Afghanistan | AFG | 2022-01-02 | v8 | TRUE
https://raw.githubusercontent.com/mrc-ide/global-lmic-reports/master/AFG/projections.csv | 2021-06-27 | Rt | 1.05 | 1.06 | 1.08 | 1.08 | 1.09 | 1.13 | Surged Maintain Status Quo | Afghanistan | AFG | 2022-01-02 | v8 | TRUE
https://raw.githubusercontent.com/mrc-ide/global-lmic-reports/master/AFG/projections.csv | 2021-06-27 | Reff | 0.95 | 0.96 | 0.97 | 0.98 | 0.99 | 1.02 | Surged Maintain Status Quo | Afghanistan | AFG | 2022-01-02 | v8 | TRUE
https://raw.githubusercontent.com/mrc-ide/global-lmic-reports/master/AFG/projections.csv | 2021-06-27 | infections | 35738.76 | 38778.06 | 40398.01 | 40386.38 | 41652.44 | 46025.39 | Surged Optimistic | Afghanistan | AFG | 2022-01-02 | v8 | TRUE
https://raw.githubusercontent.com/mrc-ide/global-lmic-reports/master/AFG/projections.csv | 2021-06-27 | deaths | 47.69 | 50.75 | 52.2 | 52.29 | 54 | 57.39 | Surged Optimistic | Afghanistan | AFG | 2022-01-02 | v8 | TRUE
https://raw.githubusercontent.com/mrc-ide/global-lmic-reports/master/AFG/projections.csv | 2021-06-27 | hospital_demand | 2323.99 | 2458.51 | 2525.07 | 2531.75 | 2620.4 | 2770.35 | Surged Optimistic | Afghanistan | AFG | 2022-01-02 | v8 | TRUE
https://raw.githubusercontent.com/mrc-ide/global-lmic-reports/master/AFG/projections.csv | 2021-06-27 | ICU_demand | 927.6 | 982.94 | 1009.97 | 1013.15 | 1048.4 | 1111.04 | Surged Optimistic | Afghanistan | AFG | 2022-01-02 | v8 | TRUE
https://raw.githubusercontent.com/mrc-ide/global-lmic-reports/master/AFG/projections.csv | 2021-06-27 | hospital_incidence | 270.15 | 288.52 | 298.36 | 297.78 | 308.2 | 326.3 | Surged Optimistic | Afghanistan | AFG | 2022-01-02 | v8 | TRUE
https://raw.githubusercontent.com/mrc-ide/global-lmic-reports/master/AFG/projections.csv | 2021-06-27 | ICU_incidence | 84.55 | 90.3 | 93.37 | 93.18 | 96.44 | 102.09 | Surged Optimistic | Afghanistan | AFG | 2022-01-02 | v8 | TRUE
https://raw.githubusercontent.com/mrc-ide/global-lmic-reports/master/AFG/projections.csv | 2021-06-27 | prevalence | 256885.55 | 274650.43 | 285889.19 | 286007.71 | 294665.88 | 317565.4 | Surged Optimistic | Afghanistan | AFG | 2022-01-02 | v8 | TRUE
https://raw.githubusercontent.com/mrc-ide/global-lmic-reports/master/AFG/projections.csv | 2021-06-27 | cumulative_infections | 2548969.12 | 2636988.6 | 2689389.27 | 2689590.49 | 2732903.36 | 2880459.29 | Surged Optimistic | Afghanistan | AFG | 2022-01-02 | v8 | TRUE
https://raw.githubusercontent.com/mrc-ide/global-lmic-reports/master/AFG/projections.csv | 2021-06-27 | cumulative_deaths | 3529.71 | 3626.06 | 3705.54 | 3707.14 | 3780.77 | 3897.4 | Surged Optimistic | Afghanistan | AFG | 2022-01-02 | v8 | TRUE
https://raw.githubusercontent.com/mrc-ide/global-lmic-reports/master/AFG/projections.csv | 2021-06-27 | Rt | 1.05 | 1.06 | 1.08 | 1.08 | 1.09 | 1.13 | Surged Optimistic | Afghanistan | AFG | 2022-01-02 | v8 | TRUE
https://raw.githubusercontent.com/mrc-ide/global-lmic-reports/master/AFG/projections.csv | 2021-06-27 | Reff | 0.95 | 0.96 | 0.97 | 0.98 | 0.99 | 1.02 | Surged Optimistic | Afghanistan | AFG | 2022-01-02 | v8 | TRUE
https://raw.githubusercontent.com/mrc-ide/global-lmic-reports/master/AFG/projections.csv | 2021-06-27 | infections | 35738.76 | 38778.06 | 40398.01 | 40386.38 | 41652.44 | 46025.39 | Surged Pessimistic | Afghanistan | AFG | 2022-01-02 | v8 | TRUE
https://raw.githubusercontent.com/mrc-ide/global-lmic-reports/master/AFG/projections.csv | 2021-06-27 | deaths | 47.69 | 50.75 | 52.2 | 52.29 | 54 | 57.39 | Surged Pessimistic | Afghanistan | AFG | 2022-01-02 | v8 | TRUE
https://raw.githubusercontent.com/mrc-ide/global-lmic-reports/master/AFG/projections.csv | 2021-06-27 | hospital_demand | 2323.99 | 2458.51 | 2525.07 | 2531.75 | 2620.4 | 2770.35 | Surged Pessimistic | Afghanistan | AFG | 2022-01-02 | v8 | TRUE
https://raw.githubusercontent.com/mrc-ide/global-lmic-reports/master/AFG/projections.csv | 2021-06-27 | ICU_demand | 927.6 | 982.94 | 1009.97 | 1013.15 | 1048.4 | 1111.04 | Surged Pessimistic | Afghanistan | AFG | 2022-01-02 | v8 | TRUE
https://raw.githubusercontent.com/mrc-ide/global-lmic-reports/master/AFG/projections.csv | 2021-06-27 | hospital_incidence | 270.15 | 288.52 | 298.36 | 297.78 | 308.2 | 326.3 | Surged Pessimistic | Afghanistan | AFG | 2022-01-02 | v8 | TRUE
https://raw.githubusercontent.com/mrc-ide/global-lmic-reports/master/AFG/projections.csv | 2021-06-27 | ICU_incidence | 84.55 | 90.3 | 93.37 | 93.18 | 96.44 | 102.09 | Surged Pessimistic | Afghanistan | AFG | 2022-01-02 | v8 | TRUE
https://raw.githubusercontent.com/mrc-ide/global-lmic-reports/master/AFG/projections.csv | 2021-06-27 | prevalence | 256885.55 | 274650.43 | 285889.19 | 286007.71 | 294665.88 | 317565.4 | Surged Pessimistic | Afghanistan | AFG | 2022-01-02 | v8 | TRUE
https://raw.githubusercontent.com/mrc-ide/global-lmic-reports/master/AFG/projections.csv | 2021-06-27 | cumulative_infections | 2548969.12 | 2636988.6 | 2689389.27 | 2689590.49 | 2732903.36 | 2880459.29 | Surged Pessimistic | Afghanistan | AFG | 2022-01-02 | v8 | TRUE
https://raw.githubusercontent.com/mrc-ide/global-lmic-reports/master/AFG/projections.csv | 2021-06-27 | cumulative_deaths | 3529.71 | 3626.06 | 3705.54 | 3707.14 | 3780.77 | 3897.4 | Surged Pessimistic | Afghanistan | AFG | 2022-01-02 | v8 | TRUE
https://raw.githubusercontent.com/mrc-ide/global-lmic-reports/master/AFG/projections.csv | 2021-06-27 | Rt | 1.05 | 1.06 | 1.08 | 1.08 | 1.09 | 1.13 | Surged Pessimistic | Afghanistan | AFG | 2022-01-02 | v8 | TRUE
https://raw.githubusercontent.com/mrc-ide/global-lmic-reports/master/AFG/projections.csv | 2021-06-27 | Reff | 0.95 | 0.96 | 0.97 | 0.98 | 0.99 | 1.02 | Surged Pessimistic | Afghanistan | AFG | 2022-01-02 | v8 | TRUE
https://raw.githubusercontent.com/mrc-ide/global-lmic-reports/master/AFG/projections.csv | 2021-06-27 | infections | 35738.76 | 38778.06 | 40398.01 | 40386.38 | 41652.44 | 46025.39 | Surged Relax Interventions 50% | Afghanistan | AFG | 2022-01-02 | v8 | TRUE
https://raw.githubusercontent.com/mrc-ide/global-lmic-reports/master/AFG/projections.csv | 2021-06-27 | deaths | 47.69 | 50.75 | 52.2 | 52.29 | 54 | 57.39 | Surged Relax Interventions 50% | Afghanistan | AFG | 2022-01-02 | v8 | TRUE
https://raw.githubusercontent.com/mrc-ide/global-lmic-reports/master/AFG/projections.csv | 2021-06-27 | hospital_demand | 2323.99 | 2458.51 | 2525.07 | 2531.75 | 2620.4 | 2770.35 | Surged Relax Interventions 50% | Afghanistan | AFG | 2022-01-02 | v8 | TRUE
https://raw.githubusercontent.com/mrc-ide/global-lmic-reports/master/AFG/projections.csv | 2021-06-27 | ICU_demand | 927.6 | 982.94 | 1009.97 | 1013.15 | 1048.4 | 1111.04 | Surged Relax Interventions 50% | Afghanistan | AFG | 2022-01-02 | v8 | TRUE
https://raw.githubusercontent.com/mrc-ide/global-lmic-reports/master/AFG/projections.csv | 2021-06-27 | hospital_incidence | 270.15 | 288.52 | 298.36 | 297.78 | 308.2 | 326.3 | Surged Relax Interventions 50% | Afghanistan | AFG | 2022-01-02 | v8 | TRUE
https://raw.githubusercontent.com/mrc-ide/global-lmic-reports/master/AFG/projections.csv | 2021-06-27 | ICU_incidence | 84.55 | 90.3 | 93.37 | 93.18 | 96.44 | 102.09 | Surged Relax Interventions 50% | Afghanistan | AFG | 2022-01-02 | v8 | TRUE
https://raw.githubusercontent.com/mrc-ide/global-lmic-reports/master/AFG/projections.csv | 2021-06-27 | prevalence | 256885.55 | 274650.43 | 285889.19 | 286007.71 | 294665.88 | 317565.4 | Surged Relax Interventions 50% | Afghanistan | AFG | 2022-01-02 | v8 | TRUE
https://raw.githubusercontent.com/mrc-ide/global-lmic-reports/master/AFG/projections.csv | 2021-06-27 | cumulative_infections | 2548969.12 | 2636988.6 | 2689389.27 | 2689590.49 | 2732903.36 | 2880459.29 | Surged Relax Interventions 50% | Afghanistan | AFG | 2022-01-02 | v8 | TRUE
https://raw.githubusercontent.com/mrc-ide/global-lmic-reports/master/AFG/projections.csv | 2021-06-27 | cumulative_deaths | 3529.71 | 3626.06 | 3705.54 | 3707.14 | 3780.77 | 3897.4 | Surged Relax Interventions 50% | Afghanistan | AFG | 2022-01-02 | v8 | TRUE
https://raw.githubusercontent.com/mrc-ide/global-lmic-reports/master/AFG/projections.csv | 2021-06-27 | Rt | 1.05 | 1.06 | 1.08 | 1.08 | 1.09 | 1.13 | Surged Relax Interventions 50% | Afghanistan | AFG | 2022-01-02 | v8 | TRUE
https://raw.githubusercontent.com/mrc-ide/global-lmic-reports/master/AFG/projections.csv | 2021-06-27 | Reff | 0.95 | 0.96 | 0.97 | 0.98 | 0.99 | 1.02 | Surged Relax Interventions 50% | Afghanistan | AFG | 2022-01-02 | v8 | TRUE
https://raw.githubusercontent.com/mrc-ide/global-lmic-reports/master/AFG/projections.csv | 2021-06-28 | infections | 37918.36 | 39605.93 | 41652.33 | 41686.29 | 43687.75 | 46283.35 | Additional 50% Reduction | Afghanistan | AFG | 2022-01-02 | v8 | TRUE
https://raw.githubusercontent.com/mrc-ide/global-lmic-reports/master/AFG/projections.csv | 2021-06-28 | deaths | 85.52 | 92.46 | 95.94 | 96.03 | 99.97 | 106.73 | Additional 50% Reduction | Afghanistan | AFG | 2022-01-02 | v8 | TRUE
https://raw.githubusercontent.com/mrc-ide/global-lmic-reports/master/AFG/projections.csv | 2021-06-28 | hospital_demand | 2275.58 | 2441.55 | 2529.93 | 2528.71 | 2611.41 | 2800.69 | Additional 50% Reduction | Afghanistan | AFG | 2022-01-02 | v8 | TRUE
https://raw.githubusercontent.com/mrc-ide/global-lmic-reports/master/AFG/projections.csv | 2021-06-28 | ICU_demand | 367.1 | 375.09 | 378.87 | 379.08 | 383.88 | 391.32 | Additional 50% Reduction | Afghanistan | AFG | 2022-01-02 | v8 | TRUE
https://raw.githubusercontent.com/mrc-ide/global-lmic-reports/master/AFG/projections.csv | 2021-06-28 | hospital_incidence | 269.63 | 288.66 | 296.83 | 298.69 | 312.46 | 330.11 | Additional 50% Reduction | Afghanistan | AFG | 2022-01-02 | v8 | TRUE
https://raw.githubusercontent.com/mrc-ide/global-lmic-reports/master/AFG/projections.csv | 2021-06-28 | ICU_incidence | 84.35 | 90.29 | 92.83 | 93.42 | 97.72 | 103.2 | Additional 50% Reduction | Afghanistan | AFG | 2022-01-02 | v8 | TRUE
https://raw.githubusercontent.com/mrc-ide/global-lmic-reports/master/AFG/projections.csv | 2021-06-28 | prevalence | 258997.91 | 274268.36 | 283752.33 | 285555.19 | 299040.66 | 313828.89 | Additional 50% Reduction | Afghanistan | AFG | 2022-01-02 | v8 | TRUE
https://raw.githubusercontent.com/mrc-ide/global-lmic-reports/master/AFG/projections.csv | 2021-06-28 | cumulative_infections | 2562081.38 | 2678386.84 | 2756380.08 | 2753784.52 | 2821098.21 | 3006860.62 | Additional 50% Reduction | Afghanistan | AFG | 2022-01-02 | v8 | TRUE
https://raw.githubusercontent.com/mrc-ide/global-lmic-reports/master/AFG/projections.csv | 2021-06-28 | cumulative_deaths | 4351.76 | 4582.8 | 4719.31 | 4720.64 | 4843.55 | 5222.33 | Additional 50% Reduction | Afghanistan | AFG | 2022-01-02 | v8 | TRUE
https://raw.githubusercontent.com/mrc-ide/global-lmic-reports/master/AFG/projections.csv | 2021-06-28 | Rt | 1.04 | 1.08 | 1.09 | 1.09 | 1.1 | 1.12 | Additional 50% Reduction | Afghanistan | AFG | 2022-01-02 | v8 | TRUE
https://raw.githubusercontent.com/mrc-ide/global-lmic-reports/master/AFG/projections.csv | 2021-06-28 | Reff | 0.94 | 0.97 | 0.98 | 0.98 | 0.99 | 1.02 | Additional 50% Reduction | Afghanistan | AFG | 2022-01-02 | v8 | TRUE
https://raw.githubusercontent.com/mrc-ide/global-lmic-reports/master/AFG/projections.csv | 2021-06-28 | infections | 37918.36 | 39605.93 | 41652.33 | 41686.29 | 43687.75 | 46283.35 | Maintain Status Quo | Afghanistan | AFG | 2022-01-02 | v8 | TRUE
https://raw.githubusercontent.com/mrc-ide/global-lmic-reports/master/AFG/projections.csv | 2021-06-28 | deaths | 85.52 | 92.46 | 95.94 | 96.03 | 99.97 | 106.73 | Maintain Status Quo | Afghanistan | AFG | 2022-01-02 | v8 | TRUE
https://raw.githubusercontent.com/mrc-ide/global-lmic-reports/master/AFG/projections.csv | 2021-06-28 | hospital_demand | 2275.58 | 2441.55 | 2529.93 | 2528.71 | 2611.41 | 2800.69 | Maintain Status Quo | Afghanistan | AFG | 2022-01-02 | v8 | TRUE
https://raw.githubusercontent.com/mrc-ide/global-lmic-reports/master/AFG/projections.csv | 2021-06-28 | ICU_demand | 367.1 | 375.09 | 378.87 | 379.08 | 383.88 | 391.32 | Maintain Status Quo | Afghanistan | AFG | 2022-01-02 | v8 | TRUE
https://raw.githubusercontent.com/mrc-ide/global-lmic-reports/master/AFG/projections.csv | 2021-06-28 | hospital_incidence | 269.63 | 288.66 | 296.83 | 298.69 | 312.46 | 330.11 | Maintain Status Quo | Afghanistan | AFG | 2022-01-02 | v8 | TRUE
https://raw.githubusercontent.com/mrc-ide/global-lmic-reports/master/AFG/projections.csv | 2021-06-28 | ICU_incidence | 84.35 | 90.29 | 92.83 | 93.42 | 97.72 | 103.2 | Maintain Status Quo | Afghanistan | AFG | 2022-01-02 | v8 | TRUE
https://raw.githubusercontent.com/mrc-ide/global-lmic-reports/master/AFG/projections.csv | 2021-06-28 | prevalence | 258997.91 | 274268.36 | 283752.33 | 285555.19 | 299040.66 | 313828.89 | Maintain Status Quo | Afghanistan | AFG | 2022-01-02 | v8 | TRUE
https://raw.githubusercontent.com/mrc-ide/global-lmic-reports/master/AFG/projections.csv | 2021-06-28 | cumulative_infections | 2562081.38 | 2678386.84 | 2756380.08 | 2753784.52 | 2821098.21 | 3006860.62 | Maintain Status Quo | Afghanistan | AFG | 2022-01-02 | v8 | TRUE
https://raw.githubusercontent.com/mrc-ide/global-lmic-reports/master/AFG/projections.csv | 2021-06-28 | cumulative_deaths | 4351.76 | 4582.8 | 4719.31 | 4720.64 | 4843.55 | 5222.33 | Maintain Status Quo | Afghanistan | AFG | 2022-01-02 | v8 | TRUE
https://raw.githubusercontent.com/mrc-ide/global-lmic-reports/master/AFG/projections.csv | 2021-06-28 | Rt | 1.04 | 1.08 | 1.09 | 1.09 | 1.1 | 1.12 | Maintain Status Quo | Afghanistan | AFG | 2022-01-02 | v8 | TRUE
https://raw.githubusercontent.com/mrc-ide/global-lmic-reports/master/AFG/projections.csv | 2021-06-28 | Reff | 0.94 | 0.97 | 0.98 | 0.98 | 0.99 | 1.02 | Maintain Status Quo | Afghanistan | AFG | 2022-01-02 | v8 | TRUE
https://raw.githubusercontent.com/mrc-ide/global-lmic-reports/master/AFG/projections.csv | 2021-06-28 | infections | 37918.36 | 39605.93 | 41652.33 | 41686.29 | 43687.75 | 46283.35 | Optimistic | Afghanistan | AFG | 2022-01-02 | v8 | TRUE
https://raw.githubusercontent.com/mrc-ide/global-lmic-reports/master/AFG/projections.csv | 2021-06-28 | deaths | 85.52 | 92.46 | 95.94 | 96.03 | 99.97 | 106.73 | Optimistic | Afghanistan | AFG | 2022-01-02 | v8 | TRUE
https://raw.githubusercontent.com/mrc-ide/global-lmic-reports/master/AFG/projections.csv | 2021-06-28 | hospital_demand | 2275.58 | 2441.55 | 2529.93 | 2528.71 | 2611.41 | 2800.69 | Optimistic | Afghanistan | AFG | 2022-01-02 | v8 | TRUE
https://raw.githubusercontent.com/mrc-ide/global-lmic-reports/master/AFG/projections.csv | 2021-06-28 | ICU_demand | 367.1 | 375.09 | 378.87 | 379.08 | 383.88 | 391.32 | Optimistic | Afghanistan | AFG | 2022-01-02 | v8 | TRUE
https://raw.githubusercontent.com/mrc-ide/global-lmic-reports/master/AFG/projections.csv | 2021-06-28 | hospital_incidence | 269.63 | 288.66 | 296.83 | 298.69 | 312.46 | 330.11 | Optimistic | Afghanistan | AFG | 2022-01-02 | v8 | TRUE
https://raw.githubusercontent.com/mrc-ide/global-lmic-reports/master/AFG/projections.csv | 2021-06-28 | ICU_incidence | 84.35 | 90.29 | 92.83 | 93.42 | 97.72 | 103.2 | Optimistic | Afghanistan | AFG | 2022-01-02 | v8 | TRUE
https://raw.githubusercontent.com/mrc-ide/global-lmic-reports/master/AFG/projections.csv | 2021-06-28 | prevalence | 258997.91 | 274268.36 | 283752.33 | 285555.19 | 299040.66 | 313828.89 | Optimistic | Afghanistan | AFG | 2022-01-02 | v8 | TRUE
https://raw.githubusercontent.com/mrc-ide/global-lmic-reports/master/AFG/projections.csv | 2021-06-28 | cumulative_infections | 2562081.38 | 2678386.84 | 2756380.08 | 2753784.52 | 2821098.21 | 3006860.62 | Optimistic | Afghanistan | AFG | 2022-01-02 | v8 | TRUE
https://raw.githubusercontent.com/mrc-ide/global-lmic-reports/master/AFG/projections.csv | 2021-06-28 | cumulative_deaths | 4351.76 | 4582.8 | 4719.31 | 4720.64 | 4843.55 | 5222.33 | Optimistic | Afghanistan | AFG | 2022-01-02 | v8 | TRUE
https://raw.githubusercontent.com/mrc-ide/global-lmic-reports/master/AFG/projections.csv | 2021-06-28 | Rt | 1.04 | 1.08 | 1.09 | 1.09 | 1.1 | 1.12 | Optimistic | Afghanistan | AFG | 2022-01-02 | v8 | TRUE
https://raw.githubusercontent.com/mrc-ide/global-lmic-reports/master/AFG/projections.csv | 2021-06-28 | Reff | 0.94 | 0.97 | 0.98 | 0.98 | 0.99 | 1.02 | Optimistic | Afghanistan | AFG | 2022-01-02 | v8 | TRUE
https://raw.githubusercontent.com/mrc-ide/global-lmic-reports/master/AFG/projections.csv | 2021-06-28 | infections | 37918.36 | 39605.93 | 41652.33 | 41686.29 | 43687.75 | 46283.35 | Pessimistic | Afghanistan | AFG | 2022-01-02 | v8 | TRUE
https://raw.githubusercontent.com/mrc-ide/global-lmic-reports/master/AFG/projections.csv | 2021-06-28 | deaths | 85.52 | 92.46 | 95.94 | 96.03 | 99.97 | 106.73 | Pessimistic | Afghanistan | AFG | 2022-01-02 | v8 | TRUE
https://raw.githubusercontent.com/mrc-ide/global-lmic-reports/master/AFG/projections.csv | 2021-06-28 | hospital_demand | 2275.58 | 2441.55 | 2529.93 | 2528.71 | 2611.41 | 2800.69 | Pessimistic | Afghanistan | AFG | 2022-01-02 | v8 | TRUE
https://raw.githubusercontent.com/mrc-ide/global-lmic-reports/master/AFG/projections.csv | 2021-06-28 | ICU_demand | 367.1 | 375.09 | 378.87 | 379.08 | 383.88 | 391.32 | Pessimistic | Afghanistan | AFG | 2022-01-02 | v8 | TRUE
https://raw.githubusercontent.com/mrc-ide/global-lmic-reports/master/AFG/projections.csv | 2021-06-28 | hospital_incidence | 269.63 | 288.66 | 296.83 | 298.69 | 312.46 | 330.11 | Pessimistic | Afghanistan | AFG | 2022-01-02 | v8 | TRUE
https://raw.githubusercontent.com/mrc-ide/global-lmic-reports/master/AFG/projections.csv | 2021-06-28 | ICU_incidence | 84.35 | 90.29 | 92.83 | 93.42 | 97.72 | 103.2 | Pessimistic | Afghanistan | AFG | 2022-01-02 | v8 | TRUE
https://raw.githubusercontent.com/mrc-ide/global-lmic-reports/master/AFG/projections.csv | 2021-06-28 | prevalence | 258997.91 | 274268.36 | 283752.33 | 285555.19 | 299040.66 | 313828.89 | Pessimistic | Afghanistan | AFG | 2022-01-02 | v8 | TRUE
https://raw.githubusercontent.com/mrc-ide/global-lmic-reports/master/AFG/projections.csv | 2021-06-28 | cumulative_infections | 2562081.38 | 2678386.84 | 2756380.08 | 2753784.52 | 2821098.21 | 3006860.62 | Pessimistic | Afghanistan | AFG | 2022-01-02 | v8 | TRUE
https://raw.githubusercontent.com/mrc-ide/global-lmic-reports/master/AFG/projections.csv | 2021-06-28 | cumulative_deaths | 4351.76 | 4582.8 | 4719.31 | 4720.64 | 4843.55 | 5222.33 | Pessimistic | Afghanistan | AFG | 2022-01-02 | v8 | TRUE
https://raw.githubusercontent.com/mrc-ide/global-lmic-reports/master/AFG/projections.csv | 2021-06-28 | Rt | 1.04 | 1.08 | 1.09 | 1.09 | 1.1 | 1.12 | Pessimistic | Afghanistan | AFG | 2022-01-02 | v8 | TRUE
https://raw.githubusercontent.com/mrc-ide/global-lmic-reports/master/AFG/projections.csv | 2021-06-28 | Reff | 0.94 | 0.97 | 0.98 | 0.98 | 0.99 | 1.02 | Pessimistic | Afghanistan | AFG | 2022-01-02 | v8 | TRUE
https://raw.githubusercontent.com/mrc-ide/global-lmic-reports/master/AFG/projections.csv | 2021-06-28 | infections | 37918.36 | 39605.93 | 41652.33 | 41686.29 | 43687.75 | 46283.35 | Relax Interventions 50% | Afghanistan | AFG | 2022-01-02 | v8 | TRUE
https://raw.githubusercontent.com/mrc-ide/global-lmic-reports/master/AFG/projections.csv | 2021-06-28 | deaths | 85.52 | 92.46 | 95.94 | 96.03 | 99.97 | 106.73 | Relax Interventions 50% | Afghanistan | AFG | 2022-01-02 | v8 | TRUE
https://raw.githubusercontent.com/mrc-ide/global-lmic-reports/master/AFG/projections.csv | 2021-06-28 | hospital_demand | 2275.58 | 2441.55 | 2529.93 | 2528.71 | 2611.41 | 2800.69 | Relax Interventions 50% | Afghanistan | AFG | 2022-01-02 | v8 | TRUE
https://raw.githubusercontent.com/mrc-ide/global-lmic-reports/master/AFG/projections.csv | 2021-06-28 | ICU_demand | 367.1 | 375.09 | 378.87 | 379.08 | 383.88 | 391.32 | Relax Interventions 50% | Afghanistan | AFG | 2022-01-02 | v8 | TRUE
https://raw.githubusercontent.com/mrc-ide/global-lmic-reports/master/AFG/projections.csv | 2021-06-28 | hospital_incidence | 269.63 | 288.66 | 296.83 | 298.69 | 312.46 | 330.11 | Relax Interventions 50% | Afghanistan | AFG | 2022-01-02 | v8 | TRUE
https://raw.githubusercontent.com/mrc-ide/global-lmic-reports/master/AFG/projections.csv | 2021-06-28 | ICU_incidence | 84.35 | 90.29 | 92.83 | 93.42 | 97.72 | 103.2 | Relax Interventions 50% | Afghanistan | AFG | 2022-01-02 | v8 | TRUE
https://raw.githubusercontent.com/mrc-ide/global-lmic-reports/master/AFG/projections.csv | 2021-06-28 | prevalence | 258997.91 | 274268.36 | 283752.33 | 285555.19 | 299040.66 | 313828.89 | Relax Interventions 50% | Afghanistan | AFG | 2022-01-02 | v8 | TRUE
https://raw.githubusercontent.com/mrc-ide/global-lmic-reports/master/AFG/projections.csv | 2021-06-28 | cumulative_infections | 2562081.38 | 2678386.84 | 2756380.08 | 2753784.52 | 2821098.21 | 3006860.62 | Relax Interventions 50% | Afghanistan | AFG | 2022-01-02 | v8 | TRUE
https://raw.githubusercontent.com/mrc-ide/global-lmic-reports/master/AFG/projections.csv | 2021-06-28 | cumulative_deaths | 4351.76 | 4582.8 | 4719.31 | 4720.64 | 4843.55 | 5222.33 | Relax Interventions 50% | Afghanistan | AFG | 2022-01-02 | v8 | TRUE
https://raw.githubusercontent.com/mrc-ide/global-lmic-reports/master/AFG/projections.csv | 2021-06-28 | Rt | 1.04 | 1.08 | 1.09 | 1.09 | 1.1 | 1.12 | Relax Interventions 50% | Afghanistan | AFG | 2022-01-02 | v8 | TRUE
https://raw.githubusercontent.com/mrc-ide/global-lmic-reports/master/AFG/projections.csv | 2021-06-28 | Reff | 0.94 | 0.97 | 0.98 | 0.98 | 0.99 | 1.02 | Relax Interventions 50% | Afghanistan | AFG | 2022-01-02 | v8 | TRUE
https://raw.githubusercontent.com/mrc-ide/global-lmic-reports/master/AFG/projections.csv | 2021-06-28 | infections | 37037.25 | 39894.1 | 41575.8 | 41556.48 | 42586.59 | 47310.45 | Surged Additional 50% Reduction | Afghanistan | AFG | 2022-01-02 | v8 | TRUE
https://raw.githubusercontent.com/mrc-ide/global-lmic-reports/master/AFG/projections.csv | 2021-06-28 | deaths | 49.03 | 52.04 | 53.53 | 53.64 | 55.45 | 58.79 | Surged Additional 50% Reduction | Afghanistan | AFG | 2022-01-02 | v8 | TRUE
https://raw.githubusercontent.com/mrc-ide/global-lmic-reports/master/AFG/projections.csv | 2021-06-28 | hospital_demand | 2361.85 | 2497.2 | 2568.22 | 2572.66 | 2659.39 | 2818.04 | Surged Additional 50% Reduction | Afghanistan | AFG | 2022-01-02 | v8 | TRUE
https://raw.githubusercontent.com/mrc-ide/global-lmic-reports/master/AFG/projections.csv | 2021-06-28 | ICU_demand | 948.36 | 1002.89 | 1031.31 | 1033.66 | 1068.87 | 1134.08 | Surged Additional 50% Reduction | Afghanistan | AFG | 2022-01-02 | v8 | TRUE
https://raw.githubusercontent.com/mrc-ide/global-lmic-reports/master/AFG/projections.csv | 2021-06-28 | hospital_incidence | 268.51 | 287.85 | 296.46 | 296.58 | 306.68 | 324.6 | Surged Additional 50% Reduction | Afghanistan | AFG | 2022-01-02 | v8 | TRUE
https://raw.githubusercontent.com/mrc-ide/global-lmic-reports/master/AFG/projections.csv | 2021-06-28 | ICU_incidence | 83.99 | 90.04 | 92.72 | 92.76 | 95.92 | 101.5 | Surged Additional 50% Reduction | Afghanistan | AFG | 2022-01-02 | v8 | TRUE
https://raw.githubusercontent.com/mrc-ide/global-lmic-reports/master/AFG/projections.csv | 2021-06-28 | prevalence | 255616.8 | 273285.96 | 285945.08 | 285009.51 | 293055.45 | 318012.18 | Surged Additional 50% Reduction | Afghanistan | AFG | 2022-01-02 | v8 | TRUE
https://raw.githubusercontent.com/mrc-ide/global-lmic-reports/master/AFG/projections.csv | 2021-06-28 | cumulative_infections | 2589630.4 | 2679026.09 | 2730628.84 | 2731146.97 | 2775435.48 | 2927719.39 | Surged Additional 50% Reduction | Afghanistan | AFG | 2022-01-02 | v8 | TRUE
https://raw.githubusercontent.com/mrc-ide/global-lmic-reports/master/AFG/projections.csv | 2021-06-28 | cumulative_deaths | 3579.67 | 3679.1 | 3760.9 | 3760.78 | 3833.83 | 3954.71 | Surged Additional 50% Reduction | Afghanistan | AFG | 2022-01-02 | v8 | TRUE
https://raw.githubusercontent.com/mrc-ide/global-lmic-reports/master/AFG/projections.csv | 2021-06-28 | Rt | 1.06 | 1.07 | 1.09 | 1.09 | 1.1 | 1.14 | Surged Additional 50% Reduction | Afghanistan | AFG | 2022-01-02 | v8 | TRUE
https://raw.githubusercontent.com/mrc-ide/global-lmic-reports/master/AFG/projections.csv | 2021-06-28 | Reff | 0.96 | 0.97 | 0.98 | 0.98 | 0.99 | 1.03 | Surged Additional 50% Reduction | Afghanistan | AFG | 2022-01-02 | v8 | TRUE
https://raw.githubusercontent.com/mrc-ide/global-lmic-reports/master/AFG/projections.csv | 2021-06-28 | infections | 37037.25 | 39894.1 | 41575.8 | 41556.48 | 42586.59 | 47310.45 | Surged Maintain Status Quo | Afghanistan | AFG | 2022-01-02 | v8 | TRUE
https://raw.githubusercontent.com/mrc-ide/global-lmic-reports/master/AFG/projections.csv | 2021-06-28 | deaths | 49.03 | 52.04 | 53.53 | 53.64 | 55.45 | 58.79 | Surged Maintain Status Quo | Afghanistan | AFG | 2022-01-02 | v8 | TRUE
https://raw.githubusercontent.com/mrc-ide/global-lmic-reports/master/AFG/projections.csv | 2021-06-28 | hospital_demand | 2361.85 | 2497.2 | 2568.22 | 2572.66 | 2659.39 | 2818.04 | Surged Maintain Status Quo | Afghanistan | AFG | 2022-01-02 | v8 | TRUE
https://raw.githubusercontent.com/mrc-ide/global-lmic-reports/master/AFG/projections.csv | 2021-06-28 | ICU_demand | 948.36 | 1002.89 | 1031.31 | 1033.66 | 1068.87 | 1134.08 | Surged Maintain Status Quo | Afghanistan | AFG | 2022-01-02 | v8 | TRUE
https://raw.githubusercontent.com/mrc-ide/global-lmic-reports/master/AFG/projections.csv | 2021-06-28 | hospital_incidence | 268.51 | 287.85 | 296.46 | 296.58 | 306.68 | 324.6 | Surged Maintain Status Quo | Afghanistan | AFG | 2022-01-02 | v8 | TRUE
https://raw.githubusercontent.com/mrc-ide/global-lmic-reports/master/AFG/projections.csv | 2021-06-28 | ICU_incidence | 83.99 | 90.04 | 92.72 | 92.76 | 95.92 | 101.5 | Surged Maintain Status Quo | Afghanistan | AFG | 2022-01-02 | v8 | TRUE
https://raw.githubusercontent.com/mrc-ide/global-lmic-reports/master/AFG/projections.csv | 2021-06-28 | prevalence | 255616.8 | 273285.96 | 285945.08 | 285009.51 | 293055.45 | 318012.18 | Surged Maintain Status Quo | Afghanistan | AFG | 2022-01-02 | v8 | TRUE
https://raw.githubusercontent.com/mrc-ide/global-lmic-reports/master/AFG/projections.csv | 2021-06-28 | cumulative_infections | 2589630.4 | 2679026.09 | 2730628.84 | 2731146.97 | 2775435.48 | 2927719.39 | Surged Maintain Status Quo | Afghanistan | AFG | 2022-01-02 | v8 | TRUE
https://raw.githubusercontent.com/mrc-ide/global-lmic-reports/master/AFG/projections.csv | 2021-06-28 | cumulative_deaths | 3579.67 | 3679.1 | 3760.9 | 3760.78 | 3833.83 | 3954.71 | Surged Maintain Status Quo | Afghanistan | AFG | 2022-01-02 | v8 | TRUE
https://raw.githubusercontent.com/mrc-ide/global-lmic-reports/master/AFG/projections.csv | 2021-06-28 | Rt | 1.06 | 1.07 | 1.09 | 1.09 | 1.1 | 1.14 | Surged Maintain Status Quo | Afghanistan | AFG | 2022-01-02 | v8 | TRUE
https://raw.githubusercontent.com/mrc-ide/global-lmic-reports/master/AFG/projections.csv | 2021-06-28 | Reff | 0.96 | 0.97 | 0.98 | 0.98 | 0.99 | 1.03 | Surged Maintain Status Quo | Afghanistan | AFG | 2022-01-02 | v8 | TRUE
https://raw.githubusercontent.com/mrc-ide/global-lmic-reports/master/AFG/projections.csv | 2021-06-28 | infections | 37037.25 | 39894.1 | 41575.8 | 41556.48 | 42586.59 | 47310.45 | Surged Optimistic | Afghanistan | AFG | 2022-01-02 | v8 | TRUE
https://raw.githubusercontent.com/mrc-ide/global-lmic-reports/master/AFG/projections.csv | 2021-06-28 | deaths | 49.03 | 52.04 | 53.53 | 53.64 | 55.45 | 58.79 | Surged Optimistic | Afghanistan | AFG | 2022-01-02 | v8 | TRUE
https://raw.githubusercontent.com/mrc-ide/global-lmic-reports/master/AFG/projections.csv | 2021-06-28 | hospital_demand | 2361.85 | 2497.2 | 2568.22 | 2572.66 | 2659.39 | 2818.04 | Surged Optimistic | Afghanistan | AFG | 2022-01-02 | v8 | TRUE
https://raw.githubusercontent.com/mrc-ide/global-lmic-reports/master/AFG/projections.csv | 2021-06-28 | ICU_demand | 948.36 | 1002.89 | 1031.31 | 1033.66 | 1068.87 | 1134.08 | Surged Optimistic | Afghanistan | AFG | 2022-01-02 | v8 | TRUE
https://raw.githubusercontent.com/mrc-ide/global-lmic-reports/master/AFG/projections.csv | 2021-06-28 | hospital_incidence | 268.51 | 287.85 | 296.46 | 296.58 | 306.68 | 324.6 | Surged Optimistic | Afghanistan | AFG | 2022-01-02 | v8 | TRUE
https://raw.githubusercontent.com/mrc-ide/global-lmic-reports/master/AFG/projections.csv | 2021-06-28 | ICU_incidence | 83.99 | 90.04 | 92.72 | 92.76 | 95.92 | 101.5 | Surged Optimistic | Afghanistan | AFG | 2022-01-02 | v8 | TRUE
https://raw.githubusercontent.com/mrc-ide/global-lmic-reports/master/AFG/projections.csv | 2021-06-28 | prevalence | 255616.8 | 273285.96 | 285945.08 | 285009.51 | 293055.45 | 318012.18 | Surged Optimistic | Afghanistan | AFG | 2022-01-02 | v8 | TRUE
https://raw.githubusercontent.com/mrc-ide/global-lmic-reports/master/AFG/projections.csv | 2021-06-28 | cumulative_infections | 2589630.4 | 2679026.09 | 2730628.84 | 2731146.97 | 2775435.48 | 2927719.39 | Surged Optimistic | Afghanistan | AFG | 2022-01-02 | v8 | TRUE
https://raw.githubusercontent.com/mrc-ide/global-lmic-reports/master/AFG/projections.csv | 2021-06-28 | cumulative_deaths | 3579.67 | 3679.1 | 3760.9 | 3760.78 | 3833.83 | 3954.71 | Surged Optimistic | Afghanistan | AFG | 2022-01-02 | v8 | TRUE
https://raw.githubusercontent.com/mrc-ide/global-lmic-reports/master/AFG/projections.csv | 2021-06-28 | Rt | 1.06 | 1.07 | 1.09 | 1.09 | 1.1 | 1.14 | Surged Optimistic | Afghanistan | AFG | 2022-01-02 | v8 | TRUE
https://raw.githubusercontent.com/mrc-ide/global-lmic-reports/master/AFG/projections.csv | 2021-06-28 | Reff | 0.96 | 0.97 | 0.98 | 0.98 | 0.99 | 1.03 | Surged Optimistic | Afghanistan | AFG | 2022-01-02 | v8 | TRUE
https://raw.githubusercontent.com/mrc-ide/global-lmic-reports/master/AFG/projections.csv | 2021-06-28 | infections | 37037.25 | 39894.1 | 41575.8 | 41556.48 | 42586.59 | 47310.45 | Surged Pessimistic | Afghanistan | AFG | 2022-01-02 | v8 | TRUE
https://raw.githubusercontent.com/mrc-ide/global-lmic-reports/master/AFG/projections.csv | 2021-06-28 | deaths | 49.03 | 52.04 | 53.53 | 53.64 | 55.45 | 58.79 | Surged Pessimistic | Afghanistan | AFG | 2022-01-02 | v8 | TRUE
https://raw.githubusercontent.com/mrc-ide/global-lmic-reports/master/AFG/projections.csv | 2021-06-28 | hospital_demand | 2361.85 | 2497.2 | 2568.22 | 2572.66 | 2659.39 | 2818.04 | Surged Pessimistic | Afghanistan | AFG | 2022-01-02 | v8 | TRUE
https://raw.githubusercontent.com/mrc-ide/global-lmic-reports/master/AFG/projections.csv | 2021-06-28 | ICU_demand | 948.36 | 1002.89 | 1031.31 | 1033.66 | 1068.87 | 1134.08 | Surged Pessimistic | Afghanistan | AFG | 2022-01-02 | v8 | TRUE
https://raw.githubusercontent.com/mrc-ide/global-lmic-reports/master/AFG/projections.csv | 2021-06-28 | hospital_incidence | 268.51 | 287.85 | 296.46 | 296.58 | 306.68 | 324.6 | Surged Pessimistic | Afghanistan | AFG | 2022-01-02 | v8 | TRUE
https://raw.githubusercontent.com/mrc-ide/global-lmic-reports/master/AFG/projections.csv | 2021-06-28 | ICU_incidence | 83.99 | 90.04 | 92.72 | 92.76 | 95.92 | 101.5 | Surged Pessimistic | Afghanistan | AFG | 2022-01-02 | v8 | TRUE
https://raw.githubusercontent.com/mrc-ide/global-lmic-reports/master/AFG/projections.csv | 2021-06-28 | prevalence | 255616.8 | 273285.96 | 285945.08 | 285009.51 | 293055.45 | 318012.18 | Surged Pessimistic | Afghanistan | AFG | 2022-01-02 | v8 | TRUE
https://raw.githubusercontent.com/mrc-ide/global-lmic-reports/master/AFG/projections.csv | 2021-06-28 | cumulative_infections | 2589630.4 | 2679026.09 | 2730628.84 | 2731146.97 | 2775435.48 | 2927719.39 | Surged Pessimistic | Afghanistan | AFG | 2022-01-02 | v8 | TRUE
https://raw.githubusercontent.com/mrc-ide/global-lmic-reports/master/AFG/projections.csv | 2021-06-28 | cumulative_deaths | 3579.67 | 3679.1 | 3760.9 | 3760.78 | 3833.83 | 3954.71 | Surged Pessimistic | Afghanistan | AFG | 2022-01-02 | v8 | TRUE
https://raw.githubusercontent.com/mrc-ide/global-lmic-reports/master/AFG/projections.csv | 2021-06-28 | Rt | 1.06 | 1.07 | 1.09 | 1.09 | 1.1 | 1.14 | Surged Pessimistic | Afghanistan | AFG | 2022-01-02 | v8 | TRUE
https://raw.githubusercontent.com/mrc-ide/global-lmic-reports/master/AFG/projections.csv | 2021-06-28 | Reff | 0.96 | 0.97 | 0.98 | 0.98 | 0.99 | 1.03 | Surged Pessimistic | Afghanistan | AFG | 2022-01-02 | v8 | TRUE
https://raw.githubusercontent.com/mrc-ide/global-lmic-reports/master/AFG/projections.csv | 2021-06-28 | infections | 37037.25 | 39894.1 | 41575.8 | 41556.48 | 42586.59 | 47310.45 | Surged Relax Interventions 50% | Afghanistan | AFG | 2022-01-02 | v8 | TRUE
https://raw.githubusercontent.com/mrc-ide/global-lmic-reports/master/AFG/projections.csv | 2021-06-28 | deaths | 49.03 | 52.04 | 53.53 | 53.64 | 55.45 | 58.79 | Surged Relax Interventions 50% | Afghanistan | AFG | 2022-01-02 | v8 | TRUE
https://raw.githubusercontent.com/mrc-ide/global-lmic-reports/master/AFG/projections.csv | 2021-06-28 | hospital_demand | 2361.85 | 2497.2 | 2568.22 | 2572.66 | 2659.39 | 2818.04 | Surged Relax Interventions 50% | Afghanistan | AFG | 2022-01-02 | v8 | TRUE
https://raw.githubusercontent.com/mrc-ide/global-lmic-reports/master/AFG/projections.csv | 2021-06-28 | ICU_demand | 948.36 | 1002.89 | 1031.31 | 1033.66 | 1068.87 | 1134.08 | Surged Relax Interventions 50% | Afghanistan | AFG | 2022-01-02 | v8 | TRUE
https://raw.githubusercontent.com/mrc-ide/global-lmic-reports/master/AFG/projections.csv | 2021-06-28 | hospital_incidence | 268.51 | 287.85 | 296.46 | 296.58 | 306.68 | 324.6 | Surged Relax Interventions 50% | Afghanistan | AFG | 2022-01-02 | v8 | TRUE
https://raw.githubusercontent.com/mrc-ide/global-lmic-reports/master/AFG/projections.csv | 2021-06-28 | ICU_incidence | 83.99 | 90.04 | 92.72 | 92.76 | 95.92 | 101.5 | Surged Relax Interventions 50% | Afghanistan | AFG | 2022-01-02 | v8 | TRUE
https://raw.githubusercontent.com/mrc-ide/global-lmic-reports/master/AFG/projections.csv | 2021-06-28 | prevalence | 255616.8 | 273285.96 | 285945.08 | 285009.51 | 293055.45 | 318012.18 | Surged Relax Interventions 50% | Afghanistan | AFG | 2022-01-02 | v8 | TRUE
https://raw.githubusercontent.com/mrc-ide/global-lmic-reports/master/AFG/projections.csv | 2021-06-28 | cumulative_infections | 2589630.4 | 2679026.09 | 2730628.84 | 2731146.97 | 2775435.48 | 2927719.39 | Surged Relax Interventions 50% | Afghanistan | AFG | 2022-01-02 | v8 | TRUE
https://raw.githubusercontent.com/mrc-ide/global-lmic-reports/master/AFG/projections.csv | 2021-06-28 | cumulative_deaths | 3579.67 | 3679.1 | 3760.9 | 3760.78 | 3833.83 | 3954.71 | Surged Relax Interventions 50% | Afghanistan | AFG | 2022-01-02 | v8 | TRUE
https://raw.githubusercontent.com/mrc-ide/global-lmic-reports/master/AFG/projections.csv | 2021-06-28 | Rt | 1.06 | 1.07 | 1.09 | 1.09 | 1.1 | 1.14 | Surged Relax Interventions 50% | Afghanistan | AFG | 2022-01-02 | v8 | TRUE
https://raw.githubusercontent.com/mrc-ide/global-lmic-reports/master/AFG/projections.csv | 2021-06-28 | Reff | 0.96 | 0.97 | 0.98 | 0.98 | 0.99 | 1.03 | Surged Relax Interventions 50% | Afghanistan | AFG | 2022-01-02 | v8 | TRUE
https://raw.githubusercontent.com/mrc-ide/global-lmic-reports/master/AFG/projections.csv | 2021-06-29 | infections | 37941.6 | 39567.7 | 41699.99 | 41717.76 | 43784.75 | 46508.44 | Additional 50% Reduction | Afghanistan | AFG | 2022-01-02 | v8 | TRUE
https://raw.githubusercontent.com/mrc-ide/global-lmic-reports/master/AFG/projections.csv | 2021-06-29 | deaths | 85.63 | 92.51 | 95.61 | 96.01 | 100.34 | 106.7 | Additional 50% Reduction | Afghanistan | AFG | 2022-01-02 | v8 | TRUE
https://raw.githubusercontent.com/mrc-ide/global-lmic-reports/master/AFG/projections.csv | 2021-06-29 | hospital_demand | 2304.97 | 2472.32 | 2559.48 | 2558.88 | 2639.61 | 2826.35 | Additional 50% Reduction | Afghanistan | AFG | 2022-01-02 | v8 | TRUE
https://raw.githubusercontent.com/mrc-ide/global-lmic-reports/master/AFG/projections.csv | 2021-06-29 | ICU_demand | 367.04 | 374.82 | 378.24 | 378.9 | 384.17 | 391.32 | Additional 50% Reduction | Afghanistan | AFG | 2022-01-02 | v8 | TRUE
https://raw.githubusercontent.com/mrc-ide/global-lmic-reports/master/AFG/projections.csv | 2021-06-29 | hospital_incidence | 268.37 | 286.66 | 294.99 | 296.94 | 310.53 | 329.75 | Additional 50% Reduction | Afghanistan | AFG | 2022-01-02 | v8 | TRUE
https://raw.githubusercontent.com/mrc-ide/global-lmic-reports/master/AFG/projections.csv | 2021-06-29 | ICU_incidence | 83.91 | 89.61 | 92.2 | 92.81 | 97.06 | 103.02 | Additional 50% Reduction | Afghanistan | AFG | 2022-01-02 | v8 | TRUE
https://raw.githubusercontent.com/mrc-ide/global-lmic-reports/master/AFG/projections.csv | 2021-06-29 | prevalence | 258454.25 | 272873.34 | 283326.26 | 284746.15 | 298632.85 | 313615.64 | Additional 50% Reduction | Afghanistan | AFG | 2022-01-02 | v8 | TRUE
https://raw.githubusercontent.com/mrc-ide/global-lmic-reports/master/AFG/projections.csv | 2021-06-29 | cumulative_infections | 2600556.2 | 2719699.4 | 2798773.4 | 2795502.28 | 2863732.99 | 3052815.43 | Additional 50% Reduction | Afghanistan | AFG | 2022-01-02 | v8 | TRUE
https://raw.githubusercontent.com/mrc-ide/global-lmic-reports/master/AFG/projections.csv | 2021-06-29 | cumulative_deaths | 4443.78 | 4675.39 | 4812.68 | 4816.65 | 4941.56 | 5327.09 | Additional 50% Reduction | Afghanistan | AFG | 2022-01-02 | v8 | TRUE
https://raw.githubusercontent.com/mrc-ide/global-lmic-reports/master/AFG/projections.csv | 2021-06-29 | Rt | 1.04 | 1.07 | 1.09 | 1.09 | 1.1 | 1.12 | Additional 50% Reduction | Afghanistan | AFG | 2022-01-02 | v8 | TRUE
https://raw.githubusercontent.com/mrc-ide/global-lmic-reports/master/AFG/projections.csv | 2021-06-29 | Reff | 0.94 | 0.97 | 0.98 | 0.98 | 0.99 | 1.01 | Additional 50% Reduction | Afghanistan | AFG | 2022-01-02 | v8 | TRUE
https://raw.githubusercontent.com/mrc-ide/global-lmic-reports/master/AFG/projections.csv | 2021-06-29 | infections | 37941.6 | 39567.7 | 41699.99 | 41717.76 | 43784.75 | 46508.44 | Maintain Status Quo | Afghanistan | AFG | 2022-01-02 | v8 | TRUE
https://raw.githubusercontent.com/mrc-ide/global-lmic-reports/master/AFG/projections.csv | 2021-06-29 | deaths | 85.63 | 92.51 | 95.61 | 96.01 | 100.34 | 106.7 | Maintain Status Quo | Afghanistan | AFG | 2022-01-02 | v8 | TRUE
https://raw.githubusercontent.com/mrc-ide/global-lmic-reports/master/AFG/projections.csv | 2021-06-29 | hospital_demand | 2304.97 | 2472.32 | 2559.48 | 2558.88 | 2639.61 | 2826.35 | Maintain Status Quo | Afghanistan | AFG | 2022-01-02 | v8 | TRUE
https://raw.githubusercontent.com/mrc-ide/global-lmic-reports/master/AFG/projections.csv | 2021-06-29 | ICU_demand | 367.04 | 374.82 | 378.24 | 378.9 | 384.17 | 391.32 | Maintain Status Quo | Afghanistan | AFG | 2022-01-02 | v8 | TRUE
https://raw.githubusercontent.com/mrc-ide/global-lmic-reports/master/AFG/projections.csv | 2021-06-29 | hospital_incidence | 268.37 | 286.66 | 294.99 | 296.94 | 310.53 | 329.75 | Maintain Status Quo | Afghanistan | AFG | 2022-01-02 | v8 | TRUE
https://raw.githubusercontent.com/mrc-ide/global-lmic-reports/master/AFG/projections.csv | 2021-06-29 | ICU_incidence | 83.91 | 89.61 | 92.2 | 92.81 | 97.06 | 103.02 | Maintain Status Quo | Afghanistan | AFG | 2022-01-02 | v8 | TRUE
https://raw.githubusercontent.com/mrc-ide/global-lmic-reports/master/AFG/projections.csv | 2021-06-29 | prevalence | 258454.25 | 272873.34 | 283326.26 | 284746.15 | 298632.85 | 313615.64 | Maintain Status Quo | Afghanistan | AFG | 2022-01-02 | v8 | TRUE
https://raw.githubusercontent.com/mrc-ide/global-lmic-reports/master/AFG/projections.csv | 2021-06-29 | cumulative_infections | 2600556.2 | 2719699.4 | 2798773.4 | 2795502.28 | 2863732.99 | 3052815.43 | Maintain Status Quo | Afghanistan | AFG | 2022-01-02 | v8 | TRUE
https://raw.githubusercontent.com/mrc-ide/global-lmic-reports/master/AFG/projections.csv | 2021-06-29 | cumulative_deaths | 4443.78 | 4675.39 | 4812.68 | 4816.65 | 4941.56 | 5327.09 | Maintain Status Quo | Afghanistan | AFG | 2022-01-02 | v8 | TRUE
https://raw.githubusercontent.com/mrc-ide/global-lmic-reports/master/AFG/projections.csv | 2021-06-29 | Rt | 1.04 | 1.07 | 1.09 | 1.09 | 1.1 | 1.12 | Maintain Status Quo | Afghanistan | AFG | 2022-01-02 | v8 | TRUE
https://raw.githubusercontent.com/mrc-ide/global-lmic-reports/master/AFG/projections.csv | 2021-06-29 | Reff | 0.94 | 0.97 | 0.98 | 0.98 | 0.99 | 1.01 | Maintain Status Quo | Afghanistan | AFG | 2022-01-02 | v8 | TRUE
https://raw.githubusercontent.com/mrc-ide/global-lmic-reports/master/AFG/projections.csv | 2021-06-29 | infections | 37941.6 | 39567.7 | 41699.99 | 41717.76 | 43784.75 | 46508.44 | Optimistic | Afghanistan | AFG | 2022-01-02 | v8 | TRUE
https://raw.githubusercontent.com/mrc-ide/global-lmic-reports/master/AFG/projections.csv | 2021-06-29 | deaths | 85.63 | 92.51 | 95.61 | 96.01 | 100.34 | 106.7 | Optimistic | Afghanistan | AFG | 2022-01-02 | v8 | TRUE
https://raw.githubusercontent.com/mrc-ide/global-lmic-reports/master/AFG/projections.csv | 2021-06-29 | hospital_demand | 2304.97 | 2472.32 | 2559.48 | 2558.88 | 2639.61 | 2826.35 | Optimistic | Afghanistan | AFG | 2022-01-02 | v8 | TRUE
https://raw.githubusercontent.com/mrc-ide/global-lmic-reports/master/AFG/projections.csv | 2021-06-29 | ICU_demand | 367.04 | 374.82 | 378.24 | 378.9 | 384.17 | 391.32 | Optimistic | Afghanistan | AFG | 2022-01-02 | v8 | TRUE
https://raw.githubusercontent.com/mrc-ide/global-lmic-reports/master/AFG/projections.csv | 2021-06-29 | hospital_incidence | 268.37 | 286.66 | 294.99 | 296.94 | 310.53 | 329.75 | Optimistic | Afghanistan | AFG | 2022-01-02 | v8 | TRUE
https://raw.githubusercontent.com/mrc-ide/global-lmic-reports/master/AFG/projections.csv | 2021-06-29 | ICU_incidence | 83.91 | 89.61 | 92.2 | 92.81 | 97.06 | 103.02 | Optimistic | Afghanistan | AFG | 2022-01-02 | v8 | TRUE
https://raw.githubusercontent.com/mrc-ide/global-lmic-reports/master/AFG/projections.csv | 2021-06-29 | prevalence | 258454.25 | 272873.34 | 283326.26 | 284746.15 | 298632.85 | 313615.64 | Optimistic | Afghanistan | AFG | 2022-01-02 | v8 | TRUE
https://raw.githubusercontent.com/mrc-ide/global-lmic-reports/master/AFG/projections.csv | 2021-06-29 | cumulative_infections | 2600556.2 | 2719699.4 | 2798773.4 | 2795502.28 | 2863732.99 | 3052815.43 | Optimistic | Afghanistan | AFG | 2022-01-02 | v8 | TRUE
https://raw.githubusercontent.com/mrc-ide/global-lmic-reports/master/AFG/projections.csv | 2021-06-29 | cumulative_deaths | 4443.78 | 4675.39 | 4812.68 | 4816.65 | 4941.56 | 5327.09 | Optimistic | Afghanistan | AFG | 2022-01-02 | v8 | TRUE
https://raw.githubusercontent.com/mrc-ide/global-lmic-reports/master/AFG/projections.csv | 2021-06-29 | Rt | 1.04 | 1.07 | 1.09 | 1.09 | 1.1 | 1.12 | Optimistic | Afghanistan | AFG | 2022-01-02 | v8 | TRUE
https://raw.githubusercontent.com/mrc-ide/global-lmic-reports/master/AFG/projections.csv | 2021-06-29 | Reff | 0.94 | 0.97 | 0.98 | 0.98 | 0.99 | 1.01 | Optimistic | Afghanistan | AFG | 2022-01-02 | v8 | TRUE
https://raw.githubusercontent.com/mrc-ide/global-lmic-reports/master/AFG/projections.csv | 2021-06-29 | infections | 37941.6 | 39567.7 | 41699.99 | 41717.76 | 43784.75 | 46508.44 | Pessimistic | Afghanistan | AFG | 2022-01-02 | v8 | TRUE
https://raw.githubusercontent.com/mrc-ide/global-lmic-reports/master/AFG/projections.csv | 2021-06-29 | deaths | 85.63 | 92.51 | 95.61 | 96.01 | 100.34 | 106.7 | Pessimistic | Afghanistan | AFG | 2022-01-02 | v8 | TRUE
https://raw.githubusercontent.com/mrc-ide/global-lmic-reports/master/AFG/projections.csv | 2021-06-29 | hospital_demand | 2304.97 | 2472.32 | 2559.48 | 2558.88 | 2639.61 | 2826.35 | Pessimistic | Afghanistan | AFG | 2022-01-02 | v8 | TRUE
https://raw.githubusercontent.com/mrc-ide/global-lmic-reports/master/AFG/projections.csv | 2021-06-29 | ICU_demand | 367.04 | 374.82 | 378.24 | 378.9 | 384.17 | 391.32 | Pessimistic | Afghanistan | AFG | 2022-01-02 | v8 | TRUE
https://raw.githubusercontent.com/mrc-ide/global-lmic-reports/master/AFG/projections.csv | 2021-06-29 | hospital_incidence | 268.37 | 286.66 | 294.99 | 296.94 | 310.53 | 329.75 | Pessimistic | Afghanistan | AFG | 2022-01-02 | v8 | TRUE
https://raw.githubusercontent.com/mrc-ide/global-lmic-reports/master/AFG/projections.csv | 2021-06-29 | ICU_incidence | 83.91 | 89.61 | 92.2 | 92.81 | 97.06 | 103.02 | Pessimistic | Afghanistan | AFG | 2022-01-02 | v8 | TRUE
https://raw.githubusercontent.com/mrc-ide/global-lmic-reports/master/AFG/projections.csv | 2021-06-29 | prevalence | 258454.25 | 272873.34 | 283326.26 | 284746.15 | 298632.85 | 313615.64 | Pessimistic | Afghanistan | AFG | 2022-01-02 | v8 | TRUE
https://raw.githubusercontent.com/mrc-ide/global-lmic-reports/master/AFG/projections.csv | 2021-06-29 | cumulative_infections | 2600556.2 | 2719699.4 | 2798773.4 | 2795502.28 | 2863732.99 | 3052815.43 | Pessimistic | Afghanistan | AFG | 2022-01-02 | v8 | TRUE
https://raw.githubusercontent.com/mrc-ide/global-lmic-reports/master/AFG/projections.csv | 2021-06-29 | cumulative_deaths | 4443.78 | 4675.39 | 4812.68 | 4816.65 | 4941.56 | 5327.09 | Pessimistic | Afghanistan | AFG | 2022-01-02 | v8 | TRUE
https://raw.githubusercontent.com/mrc-ide/global-lmic-reports/master/AFG/projections.csv | 2021-06-29 | Rt | 1.04 | 1.07 | 1.09 | 1.09 | 1.1 | 1.12 | Pessimistic | Afghanistan | AFG | 2022-01-02 | v8 | TRUE
https://raw.githubusercontent.com/mrc-ide/global-lmic-reports/master/AFG/projections.csv | 2021-06-29 | Reff | 0.94 | 0.97 | 0.98 | 0.98 | 0.99 | 1.01 | Pessimistic | Afghanistan | AFG | 2022-01-02 | v8 | TRUE
https://raw.githubusercontent.com/mrc-ide/global-lmic-reports/master/AFG/projections.csv | 2021-06-29 | infections | 37941.6 | 39567.7 | 41699.99 | 41717.76 | 43784.75 | 46508.44 | Relax Interventions 50% | Afghanistan | AFG | 2022-01-02 | v8 | TRUE
https://raw.githubusercontent.com/mrc-ide/global-lmic-reports/master/AFG/projections.csv | 2021-06-29 | deaths | 85.63 | 92.51 | 95.61 | 96.01 | 100.34 | 106.7 | Relax Interventions 50% | Afghanistan | AFG | 2022-01-02 | v8 | TRUE
https://raw.githubusercontent.com/mrc-ide/global-lmic-reports/master/AFG/projections.csv | 2021-06-29 | hospital_demand | 2304.97 | 2472.32 | 2559.48 | 2558.88 | 2639.61 | 2826.35 | Relax Interventions 50% | Afghanistan | AFG | 2022-01-02 | v8 | TRUE
https://raw.githubusercontent.com/mrc-ide/global-lmic-reports/master/AFG/projections.csv | 2021-06-29 | ICU_demand | 367.04 | 374.82 | 378.24 | 378.9 | 384.17 | 391.32 | Relax Interventions 50% | Afghanistan | AFG | 2022-01-02 | v8 | TRUE
https://raw.githubusercontent.com/mrc-ide/global-lmic-reports/master/AFG/projections.csv | 2021-06-29 | hospital_incidence | 268.37 | 286.66 | 294.99 | 296.94 | 310.53 | 329.75 | Relax Interventions 50% | Afghanistan | AFG | 2022-01-02 | v8 | TRUE
https://raw.githubusercontent.com/mrc-ide/global-lmic-reports/master/AFG/projections.csv | 2021-06-29 | ICU_incidence | 83.91 | 89.61 | 92.2 | 92.81 | 97.06 | 103.02 | Relax Interventions 50% | Afghanistan | AFG | 2022-01-02 | v8 | TRUE
https://raw.githubusercontent.com/mrc-ide/global-lmic-reports/master/AFG/projections.csv | 2021-06-29 | prevalence | 258454.25 | 272873.34 | 283326.26 | 284746.15 | 298632.85 | 313615.64 | Relax Interventions 50% | Afghanistan | AFG | 2022-01-02 | v8 | TRUE
https://raw.githubusercontent.com/mrc-ide/global-lmic-reports/master/AFG/projections.csv | 2021-06-29 | cumulative_infections | 2600556.2 | 2719699.4 | 2798773.4 | 2795502.28 | 2863732.99 | 3052815.43 | Relax Interventions 50% | Afghanistan | AFG | 2022-01-02 | v8 | TRUE
https://raw.githubusercontent.com/mrc-ide/global-lmic-reports/master/AFG/projections.csv | 2021-06-29 | cumulative_deaths | 4443.78 | 4675.39 | 4812.68 | 4816.65 | 4941.56 | 5327.09 | Relax Interventions 50% | Afghanistan | AFG | 2022-01-02 | v8 | TRUE
https://raw.githubusercontent.com/mrc-ide/global-lmic-reports/master/AFG/projections.csv | 2021-06-29 | Rt | 1.04 | 1.07 | 1.09 | 1.09 | 1.1 | 1.12 | Relax Interventions 50% | Afghanistan | AFG | 2022-01-02 | v8 | TRUE
https://raw.githubusercontent.com/mrc-ide/global-lmic-reports/master/AFG/projections.csv | 2021-06-29 | Reff | 0.94 | 0.97 | 0.98 | 0.98 | 0.99 | 1.01 | Relax Interventions 50% | Afghanistan | AFG | 2022-01-02 | v8 | TRUE
https://raw.githubusercontent.com/mrc-ide/global-lmic-reports/master/AFG/projections.csv | 2021-06-29 | infections | 36991.11 | 39834.53 | 41591.01 | 41594.23 | 42688.73 | 47586.49 | Surged Additional 50% Reduction | Afghanistan | AFG | 2022-01-02 | v8 | TRUE
https://raw.githubusercontent.com/mrc-ide/global-lmic-reports/master/AFG/projections.csv | 2021-06-29 | deaths | 50.26 | 53.25 | 54.71 | 54.87 | 56.81 | 60.12 | Surged Additional 50% Reduction | Afghanistan | AFG | 2022-01-02 | v8 | TRUE
https://raw.githubusercontent.com/mrc-ide/global-lmic-reports/master/AFG/projections.csv | 2021-06-29 | hospital_demand | 2393.19 | 2527.87 | 2604.8 | 2606.7 | 2695.08 | 2859.71 | Surged Additional 50% Reduction | Afghanistan | AFG | 2022-01-02 | v8 | TRUE
https://raw.githubusercontent.com/mrc-ide/global-lmic-reports/master/AFG/projections.csv | 2021-06-29 | ICU_demand | 965.53 | 1019.96 | 1050.61 | 1051.76 | 1086.5 | 1154.98 | Surged Additional 50% Reduction | Afghanistan | AFG | 2022-01-02 | v8 | TRUE
https://raw.githubusercontent.com/mrc-ide/global-lmic-reports/master/AFG/projections.csv | 2021-06-29 | hospital_incidence | 266.55 | 285.8 | 293.75 | 295.02 | 304.91 | 323.26 | Surged Additional 50% Reduction | Afghanistan | AFG | 2022-01-02 | v8 | TRUE
https://raw.githubusercontent.com/mrc-ide/global-lmic-reports/master/AFG/projections.csv | 2021-06-29 | ICU_incidence | 83.33 | 89.34 | 91.82 | 92.22 | 95.3 | 101.03 | Surged Additional 50% Reduction | Afghanistan | AFG | 2022-01-02 | v8 | TRUE
https://raw.githubusercontent.com/mrc-ide/global-lmic-reports/master/AFG/projections.csv | 2021-06-29 | prevalence | 254691.23 | 273124.65 | 285144.01 | 284332 | 291894.66 | 318703.51 | Surged Additional 50% Reduction | Afghanistan | AFG | 2022-01-02 | v8 | TRUE
https://raw.githubusercontent.com/mrc-ide/global-lmic-reports/master/AFG/projections.csv | 2021-06-29 | cumulative_infections | 2630278.75 | 2720951.28 | 2771775.07 | 2772741.2 | 2816281.81 | 2975220.24 | Surged Additional 50% Reduction | Afghanistan | AFG | 2022-01-02 | v8 | TRUE
https://raw.githubusercontent.com/mrc-ide/global-lmic-reports/master/AFG/projections.csv | 2021-06-29 | cumulative_deaths | 3630.86 | 3733.37 | 3817.49 | 3815.65 | 3886.94 | 4013.29 | Surged Additional 50% Reduction | Afghanistan | AFG | 2022-01-02 | v8 | TRUE
https://raw.githubusercontent.com/mrc-ide/global-lmic-reports/master/AFG/projections.csv | 2021-06-29 | Rt | 1.06 | 1.07 | 1.09 | 1.09 | 1.1 | 1.14 | Surged Additional 50% Reduction | Afghanistan | AFG | 2022-01-02 | v8 | TRUE
https://raw.githubusercontent.com/mrc-ide/global-lmic-reports/master/AFG/projections.csv | 2021-06-29 | Reff | 0.95 | 0.97 | 0.98 | 0.98 | 0.99 | 1.02 | Surged Additional 50% Reduction | Afghanistan | AFG | 2022-01-02 | v8 | TRUE
https://raw.githubusercontent.com/mrc-ide/global-lmic-reports/master/AFG/projections.csv | 2021-06-29 | infections | 36991.11 | 39834.53 | 41591.01 | 41594.23 | 42688.73 | 47586.49 | Surged Maintain Status Quo | Afghanistan | AFG | 2022-01-02 | v8 | TRUE
https://raw.githubusercontent.com/mrc-ide/global-lmic-reports/master/AFG/projections.csv | 2021-06-29 | deaths | 50.26 | 53.25 | 54.71 | 54.87 | 56.81 | 60.12 | Surged Maintain Status Quo | Afghanistan | AFG | 2022-01-02 | v8 | TRUE
https://raw.githubusercontent.com/mrc-ide/global-lmic-reports/master/AFG/projections.csv | 2021-06-29 | hospital_demand | 2393.19 | 2527.87 | 2604.8 | 2606.7 | 2695.08 | 2859.71 | Surged Maintain Status Quo | Afghanistan | AFG | 2022-01-02 | v8 | TRUE
https://raw.githubusercontent.com/mrc-ide/global-lmic-reports/master/AFG/projections.csv | 2021-06-29 | ICU_demand | 965.53 | 1019.96 | 1050.61 | 1051.76 | 1086.5 | 1154.98 | Surged Maintain Status Quo | Afghanistan | AFG | 2022-01-02 | v8 | TRUE
https://raw.githubusercontent.com/mrc-ide/global-lmic-reports/master/AFG/projections.csv | 2021-06-29 | hospital_incidence | 266.55 | 285.8 | 293.75 | 295.02 | 304.91 | 323.26 | Surged Maintain Status Quo | Afghanistan | AFG | 2022-01-02 | v8 | TRUE
https://raw.githubusercontent.com/mrc-ide/global-lmic-reports/master/AFG/projections.csv | 2021-06-29 | ICU_incidence | 83.33 | 89.34 | 91.82 | 92.22 | 95.3 | 101.03 | Surged Maintain Status Quo | Afghanistan | AFG | 2022-01-02 | v8 | TRUE
https://raw.githubusercontent.com/mrc-ide/global-lmic-reports/master/AFG/projections.csv | 2021-06-29 | prevalence | 254691.23 | 273124.65 | 285144.01 | 284332 | 291894.66 | 318703.51 | Surged Maintain Status Quo | Afghanistan | AFG | 2022-01-02 | v8 | TRUE
https://raw.githubusercontent.com/mrc-ide/global-lmic-reports/master/AFG/projections.csv | 2021-06-29 | cumulative_infections | 2630278.75 | 2720951.28 | 2771775.07 | 2772741.2 | 2816281.81 | 2975220.24 | Surged Maintain Status Quo | Afghanistan | AFG | 2022-01-02 | v8 | TRUE
https://raw.githubusercontent.com/mrc-ide/global-lmic-reports/master/AFG/projections.csv | 2021-06-29 | cumulative_deaths | 3630.86 | 3733.37 | 3817.49 | 3815.65 | 3886.94 | 4013.29 | Surged Maintain Status Quo | Afghanistan | AFG | 2022-01-02 | v8 | TRUE
https://raw.githubusercontent.com/mrc-ide/global-lmic-reports/master/AFG/projections.csv | 2021-06-29 | Rt | 1.06 | 1.07 | 1.09 | 1.09 | 1.1 | 1.14 | Surged Maintain Status Quo | Afghanistan | AFG | 2022-01-02 | v8 | TRUE
https://raw.githubusercontent.com/mrc-ide/global-lmic-reports/master/AFG/projections.csv | 2021-06-29 | Reff | 0.95 | 0.97 | 0.98 | 0.98 | 0.99 | 1.02 | Surged Maintain Status Quo | Afghanistan | AFG | 2022-01-02 | v8 | TRUE
https://raw.githubusercontent.com/mrc-ide/global-lmic-reports/master/AFG/projections.csv | 2021-06-29 | infections | 36991.11 | 39834.53 | 41591.01 | 41594.23 | 42688.73 | 47586.49 | Surged Optimistic | Afghanistan | AFG | 2022-01-02 | v8 | TRUE
https://raw.githubusercontent.com/mrc-ide/global-lmic-reports/master/AFG/projections.csv | 2021-06-29 | deaths | 50.26 | 53.25 | 54.71 | 54.87 | 56.81 | 60.12 | Surged Optimistic | Afghanistan | AFG | 2022-01-02 | v8 | TRUE
https://raw.githubusercontent.com/mrc-ide/global-lmic-reports/master/AFG/projections.csv | 2021-06-29 | hospital_demand | 2393.19 | 2527.87 | 2604.8 | 2606.7 | 2695.08 | 2859.71 | Surged Optimistic | Afghanistan | AFG | 2022-01-02 | v8 | TRUE
https://raw.githubusercontent.com/mrc-ide/global-lmic-reports/master/AFG/projections.csv | 2021-06-29 | ICU_demand | 965.53 | 1019.96 | 1050.61 | 1051.76 | 1086.5 | 1154.98 | Surged Optimistic | Afghanistan | AFG | 2022-01-02 | v8 | TRUE
https://raw.githubusercontent.com/mrc-ide/global-lmic-reports/master/AFG/projections.csv | 2021-06-29 | hospital_incidence | 266.55 | 285.8 | 293.75 | 295.02 | 304.91 | 323.26 | Surged Optimistic | Afghanistan | AFG | 2022-01-02 | v8 | TRUE
https://raw.githubusercontent.com/mrc-ide/global-lmic-reports/master/AFG/projections.csv | 2021-06-29 | ICU_incidence | 83.33 | 89.34 | 91.82 | 92.22 | 95.3 | 101.03 | Surged Optimistic | Afghanistan | AFG | 2022-01-02 | v8 | TRUE
https://raw.githubusercontent.com/mrc-ide/global-lmic-reports/master/AFG/projections.csv | 2021-06-29 | prevalence | 254691.23 | 273124.65 | 285144.01 | 284332 | 291894.66 | 318703.51 | Surged Optimistic | Afghanistan | AFG | 2022-01-02 | v8 | TRUE
https://raw.githubusercontent.com/mrc-ide/global-lmic-reports/master/AFG/projections.csv | 2021-06-29 | cumulative_infections | 2630278.75 | 2720951.28 | 2771775.07 | 2772741.2 | 2816281.81 | 2975220.24 | Surged Optimistic | Afghanistan | AFG | 2022-01-02 | v8 | TRUE
https://raw.githubusercontent.com/mrc-ide/global-lmic-reports/master/AFG/projections.csv | 2021-06-29 | cumulative_deaths | 3630.86 | 3733.37 | 3817.49 | 3815.65 | 3886.94 | 4013.29 | Surged Optimistic | Afghanistan | AFG | 2022-01-02 | v8 | TRUE
https://raw.githubusercontent.com/mrc-ide/global-lmic-reports/master/AFG/projections.csv | 2021-06-29 | Rt | 1.06 | 1.07 | 1.09 | 1.09 | 1.1 | 1.14 | Surged Optimistic | Afghanistan | AFG | 2022-01-02 | v8 | TRUE
https://raw.githubusercontent.com/mrc-ide/global-lmic-reports/master/AFG/projections.csv | 2021-06-29 | Reff | 0.95 | 0.97 | 0.98 | 0.98 | 0.99 | 1.02 | Surged Optimistic | Afghanistan | AFG | 2022-01-02 | v8 | TRUE
https://raw.githubusercontent.com/mrc-ide/global-lmic-reports/master/AFG/projections.csv | 2021-06-29 | infections | 36991.11 | 39834.53 | 41591.01 | 41594.23 | 42688.73 | 47586.49 | Surged Pessimistic | Afghanistan | AFG | 2022-01-02 | v8 | TRUE
https://raw.githubusercontent.com/mrc-ide/global-lmic-reports/master/AFG/projections.csv | 2021-06-29 | deaths | 50.26 | 53.25 | 54.71 | 54.87 | 56.81 | 60.12 | Surged Pessimistic | Afghanistan | AFG | 2022-01-02 | v8 | TRUE
https://raw.githubusercontent.com/mrc-ide/global-lmic-reports/master/AFG/projections.csv | 2021-06-29 | hospital_demand | 2393.19 | 2527.87 | 2604.8 | 2606.7 | 2695.08 | 2859.71 | Surged Pessimistic | Afghanistan | AFG | 2022-01-02 | v8 | TRUE
https://raw.githubusercontent.com/mrc-ide/global-lmic-reports/master/AFG/projections.csv | 2021-06-29 | ICU_demand | 965.53 | 1019.96 | 1050.61 | 1051.76 | 1086.5 | 1154.98 | Surged Pessimistic | Afghanistan | AFG | 2022-01-02 | v8 | TRUE
https://raw.githubusercontent.com/mrc-ide/global-lmic-reports/master/AFG/projections.csv | 2021-06-29 | hospital_incidence | 266.55 | 285.8 | 293.75 | 295.02 | 304.91 | 323.26 | Surged Pessimistic | Afghanistan | AFG | 2022-01-02 | v8 | TRUE
https://raw.githubusercontent.com/mrc-ide/global-lmic-reports/master/AFG/projections.csv | 2021-06-29 | ICU_incidence | 83.33 | 89.34 | 91.82 | 92.22 | 95.3 | 101.03 | Surged Pessimistic | Afghanistan | AFG | 2022-01-02 | v8 | TRUE
https://raw.githubusercontent.com/mrc-ide/global-lmic-reports/master/AFG/projections.csv | 2021-06-29 | prevalence | 254691.23 | 273124.65 | 285144.01 | 284332 | 291894.66 | 318703.51 | Surged Pessimistic | Afghanistan | AFG | 2022-01-02 | v8 | TRUE
https://raw.githubusercontent.com/mrc-ide/global-lmic-reports/master/AFG/projections.csv | 2021-06-29 | cumulative_infections | 2630278.75 | 2720951.28 | 2771775.07 | 2772741.2 | 2816281.81 | 2975220.24 | Surged Pessimistic | Afghanistan | AFG | 2022-01-02 | v8 | TRUE
https://raw.githubusercontent.com/mrc-ide/global-lmic-reports/master/AFG/projections.csv | 2021-06-29 | cumulative_deaths | 3630.86 | 3733.37 | 3817.49 | 3815.65 | 3886.94 | 4013.29 | Surged Pessimistic | Afghanistan | AFG | 2022-01-02 | v8 | TRUE
https://raw.githubusercontent.com/mrc-ide/global-lmic-reports/master/AFG/projections.csv | 2021-06-29 | Rt | 1.06 | 1.07 | 1.09 | 1.09 | 1.1 | 1.14 | Surged Pessimistic | Afghanistan | AFG | 2022-01-02 | v8 | TRUE
https://raw.githubusercontent.com/mrc-ide/global-lmic-reports/master/AFG/projections.csv | 2021-06-29 | Reff | 0.95 | 0.97 | 0.98 | 0.98 | 0.99 | 1.02 | Surged Pessimistic | Afghanistan | AFG | 2022-01-02 | v8 | TRUE
https://raw.githubusercontent.com/mrc-ide/global-lmic-reports/master/AFG/projections.csv | 2021-06-29 | infections | 36991.11 | 39834.53 | 41591.01 | 41594.23 | 42688.73 | 47586.49 | Surged Relax Interventions 50% | Afghanistan | AFG | 2022-01-02 | v8 | TRUE
https://raw.githubusercontent.com/mrc-ide/global-lmic-reports/master/AFG/projections.csv | 2021-06-29 | deaths | 50.26 | 53.25 | 54.71 | 54.87 | 56.81 | 60.12 | Surged Relax Interventions 50% | Afghanistan | AFG | 2022-01-02 | v8 | TRUE
https://raw.githubusercontent.com/mrc-ide/global-lmic-reports/master/AFG/projections.csv | 2021-06-29 | hospital_demand | 2393.19 | 2527.87 | 2604.8 | 2606.7 | 2695.08 | 2859.71 | Surged Relax Interventions 50% | Afghanistan | AFG | 2022-01-02 | v8 | TRUE
https://raw.githubusercontent.com/mrc-ide/global-lmic-reports/master/AFG/projections.csv | 2021-06-29 | ICU_demand | 965.53 | 1019.96 | 1050.61 | 1051.76 | 1086.5 | 1154.98 | Surged Relax Interventions 50% | Afghanistan | AFG | 2022-01-02 | v8 | TRUE
https://raw.githubusercontent.com/mrc-ide/global-lmic-reports/master/AFG/projections.csv | 2021-06-29 | hospital_incidence | 266.55 | 285.8 | 293.75 | 295.02 | 304.91 | 323.26 | Surged Relax Interventions 50% | Afghanistan | AFG | 2022-01-02 | v8 | TRUE
https://raw.githubusercontent.com/mrc-ide/global-lmic-reports/master/AFG/projections.csv | 2021-06-29 | ICU_incidence | 83.33 | 89.34 | 91.82 | 92.22 | 95.3 | 101.03 | Surged Relax Interventions 50% | Afghanistan | AFG | 2022-01-02 | v8 | TRUE
https://raw.githubusercontent.com/mrc-ide/global-lmic-reports/master/AFG/projections.csv | 2021-06-29 | prevalence | 254691.23 | 273124.65 | 285144.01 | 284332 | 291894.66 | 318703.51 | Surged Relax Interventions 50% | Afghanistan | AFG | 2022-01-02 | v8 | TRUE
https://raw.githubusercontent.com/mrc-ide/global-lmic-reports/master/AFG/projections.csv | 2021-06-29 | cumulative_infections | 2630278.75 | 2720951.28 | 2771775.07 | 2772741.2 | 2816281.81 | 2975220.24 | Surged Relax Interventions 50% | Afghanistan | AFG | 2022-01-02 | v8 | TRUE
https://raw.githubusercontent.com/mrc-ide/global-lmic-reports/master/AFG/projections.csv | 2021-06-29 | cumulative_deaths | 3630.86 | 3733.37 | 3817.49 | 3815.65 | 3886.94 | 4013.29 | Surged Relax Interventions 50% | Afghanistan | AFG | 2022-01-02 | v8 | TRUE
https://raw.githubusercontent.com/mrc-ide/global-lmic-reports/master/AFG/projections.csv | 2021-06-29 | Rt | 1.06 | 1.07 | 1.09 | 1.09 | 1.1 | 1.14 | Surged Relax Interventions 50% | Afghanistan | AFG | 2022-01-02 | v8 | TRUE
https://raw.githubusercontent.com/mrc-ide/global-lmic-reports/master/AFG/projections.csv | 2021-06-29 | Reff | 0.95 | 0.97 | 0.98 | 0.98 | 0.99 | 1.02 | Surged Relax Interventions 50% | Afghanistan | AFG | 2022-01-02 | v8 | TRUE
https://raw.githubusercontent.com/mrc-ide/global-lmic-reports/master/AFG/projections.csv | 2021-06-30 | infections | 37579.67 | 39131.37 | 41434.15 | 41298.2 | 43237.82 | 46119.32 | Additional 50% Reduction | Afghanistan | AFG | 2022-01-02 | v8 | TRUE
https://raw.githubusercontent.com/mrc-ide/global-lmic-reports/master/AFG/projections.csv | 2021-06-30 | deaths | 85.53 | 92.25 | 95.16 | 95.81 | 100.57 | 106.81 | Additional 50% Reduction | Afghanistan | AFG | 2022-01-02 | v8 | TRUE
https://raw.githubusercontent.com/mrc-ide/global-lmic-reports/master/AFG/projections.csv | 2021-06-30 | hospital_demand | 2329.07 | 2496.66 | 2579.39 | 2582.6 | 2669.16 | 2844.09 | Additional 50% Reduction | Afghanistan | AFG | 2022-01-02 | v8 | TRUE
https://raw.githubusercontent.com/mrc-ide/global-lmic-reports/master/AFG/projections.csv | 2021-06-30 | ICU_demand | 366.81 | 374.4 | 377.73 | 378.53 | 384.18 | 391.49 | Additional 50% Reduction | Afghanistan | AFG | 2022-01-02 | v8 | TRUE
https://raw.githubusercontent.com/mrc-ide/global-lmic-reports/master/AFG/projections.csv | 2021-06-30 | hospital_incidence | 266.99 | 284.81 | 292.77 | 295.06 | 308.24 | 326.76 | Additional 50% Reduction | Afghanistan | AFG | 2022-01-02 | v8 | TRUE
https://raw.githubusercontent.com/mrc-ide/global-lmic-reports/master/AFG/projections.csv | 2021-06-30 | ICU_incidence | 83.42 | 88.97 | 91.45 | 92.17 | 96.27 | 102.04 | Additional 50% Reduction | Afghanistan | AFG | 2022-01-02 | v8 | TRUE
https://raw.githubusercontent.com/mrc-ide/global-lmic-reports/master/AFG/projections.csv | 2021-06-30 | prevalence | 257739.81 | 271729.36 | 282835.01 | 283777.96 | 297707.66 | 313161.45 | Additional 50% Reduction | Afghanistan | AFG | 2022-01-02 | v8 | TRUE
https://raw.githubusercontent.com/mrc-ide/global-lmic-reports/master/AFG/projections.csv | 2021-06-30 | cumulative_infections | 2638399.68 | 2760734.89 | 2839715.2 | 2836800.48 | 2906048.59 | 3098177.46 | Additional 50% Reduction | Afghanistan | AFG | 2022-01-02 | v8 | TRUE
https://raw.githubusercontent.com/mrc-ide/global-lmic-reports/master/AFG/projections.csv | 2021-06-30 | cumulative_deaths | 4533.12 | 4767.96 | 4910.43 | 4912.46 | 5038.3 | 5431.48 | Additional 50% Reduction | Afghanistan | AFG | 2022-01-02 | v8 | TRUE
https://raw.githubusercontent.com/mrc-ide/global-lmic-reports/master/AFG/projections.csv | 2021-06-30 | Rt | 1.03 | 1.06 | 1.07 | 1.07 | 1.09 | 1.11 | Additional 50% Reduction | Afghanistan | AFG | 2022-01-02 | v8 | TRUE
https://raw.githubusercontent.com/mrc-ide/global-lmic-reports/master/AFG/projections.csv | 2021-06-30 | Reff | 0.92 | 0.95 | 0.97 | 0.96 | 0.98 | 1 | Additional 50% Reduction | Afghanistan | AFG | 2022-01-02 | v8 | TRUE
https://raw.githubusercontent.com/mrc-ide/global-lmic-reports/master/AFG/projections.csv | 2021-06-30 | infections | 37579.67 | 39131.37 | 41434.15 | 41298.2 | 43237.82 | 46119.32 | Maintain Status Quo | Afghanistan | AFG | 2022-01-02 | v8 | TRUE
https://raw.githubusercontent.com/mrc-ide/global-lmic-reports/master/AFG/projections.csv | 2021-06-30 | deaths | 85.53 | 92.25 | 95.16 | 95.81 | 100.57 | 106.81 | Maintain Status Quo | Afghanistan | AFG | 2022-01-02 | v8 | TRUE
https://raw.githubusercontent.com/mrc-ide/global-lmic-reports/master/AFG/projections.csv | 2021-06-30 | hospital_demand | 2329.07 | 2496.66 | 2579.39 | 2582.6 | 2669.16 | 2844.09 | Maintain Status Quo | Afghanistan | AFG | 2022-01-02 | v8 | TRUE
https://raw.githubusercontent.com/mrc-ide/global-lmic-reports/master/AFG/projections.csv | 2021-06-30 | ICU_demand | 366.81 | 374.4 | 377.73 | 378.53 | 384.18 | 391.49 | Maintain Status Quo | Afghanistan | AFG | 2022-01-02 | v8 | TRUE
https://raw.githubusercontent.com/mrc-ide/global-lmic-reports/master/AFG/projections.csv | 2021-06-30 | hospital_incidence | 266.99 | 284.81 | 292.77 | 295.06 | 308.24 | 326.76 | Maintain Status Quo | Afghanistan | AFG | 2022-01-02 | v8 | TRUE
https://raw.githubusercontent.com/mrc-ide/global-lmic-reports/master/AFG/projections.csv | 2021-06-30 | ICU_incidence | 83.42 | 88.97 | 91.45 | 92.17 | 96.27 | 102.04 | Maintain Status Quo | Afghanistan | AFG | 2022-01-02 | v8 | TRUE
https://raw.githubusercontent.com/mrc-ide/global-lmic-reports/master/AFG/projections.csv | 2021-06-30 | prevalence | 257739.81 | 271729.36 | 282835.01 | 283777.96 | 297707.66 | 313161.45 | Maintain Status Quo | Afghanistan | AFG | 2022-01-02 | v8 | TRUE
https://raw.githubusercontent.com/mrc-ide/global-lmic-reports/master/AFG/projections.csv | 2021-06-30 | cumulative_infections | 2638399.68 | 2760734.89 | 2839715.2 | 2836800.48 | 2906048.59 | 3098177.46 | Maintain Status Quo | Afghanistan | AFG | 2022-01-02 | v8 | TRUE
https://raw.githubusercontent.com/mrc-ide/global-lmic-reports/master/AFG/projections.csv | 2021-06-30 | cumulative_deaths | 4533.12 | 4767.96 | 4910.43 | 4912.46 | 5038.3 | 5431.48 | Maintain Status Quo | Afghanistan | AFG | 2022-01-02 | v8 | TRUE
https://raw.githubusercontent.com/mrc-ide/global-lmic-reports/master/AFG/projections.csv | 2021-06-30 | Rt | 1.03 | 1.06 | 1.07 | 1.07 | 1.09 | 1.11 | Maintain Status Quo | Afghanistan | AFG | 2022-01-02 | v8 | TRUE
https://raw.githubusercontent.com/mrc-ide/global-lmic-reports/master/AFG/projections.csv | 2021-06-30 | Reff | 0.92 | 0.95 | 0.97 | 0.96 | 0.98 | 1 | Maintain Status Quo | Afghanistan | AFG | 2022-01-02 | v8 | TRUE
https://raw.githubusercontent.com/mrc-ide/global-lmic-reports/master/AFG/projections.csv | 2021-06-30 | infections | 37579.67 | 39131.37 | 41434.15 | 41298.2 | 43237.82 | 46119.32 | Optimistic | Afghanistan | AFG | 2022-01-02 | v8 | TRUE
https://raw.githubusercontent.com/mrc-ide/global-lmic-reports/master/AFG/projections.csv | 2021-06-30 | deaths | 85.53 | 92.25 | 95.16 | 95.81 | 100.57 | 106.81 | Optimistic | Afghanistan | AFG | 2022-01-02 | v8 | TRUE
https://raw.githubusercontent.com/mrc-ide/global-lmic-reports/master/AFG/projections.csv | 2021-06-30 | hospital_demand | 2329.07 | 2496.66 | 2579.39 | 2582.6 | 2669.16 | 2844.09 | Optimistic | Afghanistan | AFG | 2022-01-02 | v8 | TRUE
https://raw.githubusercontent.com/mrc-ide/global-lmic-reports/master/AFG/projections.csv | 2021-06-30 | ICU_demand | 366.81 | 374.4 | 377.73 | 378.53 | 384.18 | 391.49 | Optimistic | Afghanistan | AFG | 2022-01-02 | v8 | TRUE
https://raw.githubusercontent.com/mrc-ide/global-lmic-reports/master/AFG/projections.csv | 2021-06-30 | hospital_incidence | 266.99 | 284.81 | 292.77 | 295.06 | 308.24 | 326.76 | Optimistic | Afghanistan | AFG | 2022-01-02 | v8 | TRUE
https://raw.githubusercontent.com/mrc-ide/global-lmic-reports/master/AFG/projections.csv | 2021-06-30 | ICU_incidence | 83.42 | 88.97 | 91.45 | 92.17 | 96.27 | 102.04 | Optimistic | Afghanistan | AFG | 2022-01-02 | v8 | TRUE
https://raw.githubusercontent.com/mrc-ide/global-lmic-reports/master/AFG/projections.csv | 2021-06-30 | prevalence | 257739.81 | 271729.36 | 282835.01 | 283777.96 | 297707.66 | 313161.45 | Optimistic | Afghanistan | AFG | 2022-01-02 | v8 | TRUE
https://raw.githubusercontent.com/mrc-ide/global-lmic-reports/master/AFG/projections.csv | 2021-06-30 | cumulative_infections | 2638399.68 | 2760734.89 | 2839715.2 | 2836800.48 | 2906048.59 | 3098177.46 | Optimistic | Afghanistan | AFG | 2022-01-02 | v8 | TRUE
https://raw.githubusercontent.com/mrc-ide/global-lmic-reports/master/AFG/projections.csv | 2021-06-30 | cumulative_deaths | 4533.12 | 4767.96 | 4910.43 | 4912.46 | 5038.3 | 5431.48 | Optimistic | Afghanistan | AFG | 2022-01-02 | v8 | TRUE
https://raw.githubusercontent.com/mrc-ide/global-lmic-reports/master/AFG/projections.csv | 2021-06-30 | Rt | 1.03 | 1.06 | 1.07 | 1.07 | 1.09 | 1.11 | Optimistic | Afghanistan | AFG | 2022-01-02 | v8 | TRUE
https://raw.githubusercontent.com/mrc-ide/global-lmic-reports/master/AFG/projections.csv | 2021-06-30 | Reff | 0.92 | 0.95 | 0.97 | 0.96 | 0.98 | 1 | Optimistic | Afghanistan | AFG | 2022-01-02 | v8 | TRUE
https://raw.githubusercontent.com/mrc-ide/global-lmic-reports/master/AFG/projections.csv | 2021-06-30 | infections | 37579.67 | 39131.37 | 41434.15 | 41298.2 | 43237.82 | 46119.32 | Pessimistic | Afghanistan | AFG | 2022-01-02 | v8 | TRUE
https://raw.githubusercontent.com/mrc-ide/global-lmic-reports/master/AFG/projections.csv | 2021-06-30 | deaths | 85.53 | 92.25 | 95.16 | 95.81 | 100.57 | 106.81 | Pessimistic | Afghanistan | AFG | 2022-01-02 | v8 | TRUE
https://raw.githubusercontent.com/mrc-ide/global-lmic-reports/master/AFG/projections.csv | 2021-06-30 | hospital_demand | 2329.07 | 2496.66 | 2579.39 | 2582.6 | 2669.16 | 2844.09 | Pessimistic | Afghanistan | AFG | 2022-01-02 | v8 | TRUE
https://raw.githubusercontent.com/mrc-ide/global-lmic-reports/master/AFG/projections.csv | 2021-06-30 | ICU_demand | 366.81 | 374.4 | 377.73 | 378.53 | 384.18 | 391.49 | Pessimistic | Afghanistan | AFG | 2022-01-02 | v8 | TRUE
https://raw.githubusercontent.com/mrc-ide/global-lmic-reports/master/AFG/projections.csv | 2021-06-30 | hospital_incidence | 266.99 | 284.81 | 292.77 | 295.06 | 308.24 | 326.76 | Pessimistic | Afghanistan | AFG | 2022-01-02 | v8 | TRUE
https://raw.githubusercontent.com/mrc-ide/global-lmic-reports/master/AFG/projections.csv | 2021-06-30 | ICU_incidence | 83.42 | 88.97 | 91.45 | 92.17 | 96.27 | 102.04 | Pessimistic | Afghanistan | AFG | 2022-01-02 | v8 | TRUE
https://raw.githubusercontent.com/mrc-ide/global-lmic-reports/master/AFG/projections.csv | 2021-06-30 | prevalence | 257739.81 | 271729.36 | 282835.01 | 283777.96 | 297707.66 | 313161.45 | Pessimistic | Afghanistan | AFG | 2022-01-02 | v8 | TRUE
https://raw.githubusercontent.com/mrc-ide/global-lmic-reports/master/AFG/projections.csv | 2021-06-30 | cumulative_infections | 2638399.68 | 2760734.89 | 2839715.2 | 2836800.48 | 2906048.59 | 3098177.46 | Pessimistic | Afghanistan | AFG | 2022-01-02 | v8 | TRUE
https://raw.githubusercontent.com/mrc-ide/global-lmic-reports/master/AFG/projections.csv | 2021-06-30 | cumulative_deaths | 4533.12 | 4767.96 | 4910.43 | 4912.46 | 5038.3 | 5431.48 | Pessimistic | Afghanistan | AFG | 2022-01-02 | v8 | TRUE
https://raw.githubusercontent.com/mrc-ide/global-lmic-reports/master/AFG/projections.csv | 2021-06-30 | Rt | 1.03 | 1.06 | 1.07 | 1.07 | 1.09 | 1.11 | Pessimistic | Afghanistan | AFG | 2022-01-02 | v8 | TRUE
https://raw.githubusercontent.com/mrc-ide/global-lmic-reports/master/AFG/projections.csv | 2021-06-30 | Reff | 0.92 | 0.95 | 0.97 | 0.96 | 0.98 | 1 | Pessimistic | Afghanistan | AFG | 2022-01-02 | v8 | TRUE
https://raw.githubusercontent.com/mrc-ide/global-lmic-reports/master/AFG/projections.csv | 2021-06-30 | infections | 37579.67 | 39131.37 | 41434.15 | 41298.2 | 43237.82 | 46119.32 | Relax Interventions 50% | Afghanistan | AFG | 2022-01-02 | v8 | TRUE
https://raw.githubusercontent.com/mrc-ide/global-lmic-reports/master/AFG/projections.csv | 2021-06-30 | deaths | 85.53 | 92.25 | 95.16 | 95.81 | 100.57 | 106.81 | Relax Interventions 50% | Afghanistan | AFG | 2022-01-02 | v8 | TRUE
https://raw.githubusercontent.com/mrc-ide/global-lmic-reports/master/AFG/projections.csv | 2021-06-30 | hospital_demand | 2329.07 | 2496.66 | 2579.39 | 2582.6 | 2669.16 | 2844.09 | Relax Interventions 50% | Afghanistan | AFG | 2022-01-02 | v8 | TRUE
https://raw.githubusercontent.com/mrc-ide/global-lmic-reports/master/AFG/projections.csv | 2021-06-30 | ICU_demand | 366.81 | 374.4 | 377.73 | 378.53 | 384.18 | 391.49 | Relax Interventions 50% | Afghanistan | AFG | 2022-01-02 | v8 | TRUE
https://raw.githubusercontent.com/mrc-ide/global-lmic-reports/master/AFG/projections.csv | 2021-06-30 | hospital_incidence | 266.99 | 284.81 | 292.77 | 295.06 | 308.24 | 326.76 | Relax Interventions 50% | Afghanistan | AFG | 2022-01-02 | v8 | TRUE
https://raw.githubusercontent.com/mrc-ide/global-lmic-reports/master/AFG/projections.csv | 2021-06-30 | ICU_incidence | 83.42 | 88.97 | 91.45 | 92.17 | 96.27 | 102.04 | Relax Interventions 50% | Afghanistan | AFG | 2022-01-02 | v8 | TRUE
https://raw.githubusercontent.com/mrc-ide/global-lmic-reports/master/AFG/projections.csv | 2021-06-30 | prevalence | 257739.81 | 271729.36 | 282835.01 | 283777.96 | 297707.66 | 313161.45 | Relax Interventions 50% | Afghanistan | AFG | 2022-01-02 | v8 | TRUE
https://raw.githubusercontent.com/mrc-ide/global-lmic-reports/master/AFG/projections.csv | 2021-06-30 | cumulative_infections | 2638399.68 | 2760734.89 | 2839715.2 | 2836800.48 | 2906048.59 | 3098177.46 | Relax Interventions 50% | Afghanistan | AFG | 2022-01-02 | v8 | TRUE
https://raw.githubusercontent.com/mrc-ide/global-lmic-reports/master/AFG/projections.csv | 2021-06-30 | cumulative_deaths | 4533.12 | 4767.96 | 4910.43 | 4912.46 | 5038.3 | 5431.48 | Relax Interventions 50% | Afghanistan | AFG | 2022-01-02 | v8 | TRUE
https://raw.githubusercontent.com/mrc-ide/global-lmic-reports/master/AFG/projections.csv | 2021-06-30 | Rt | 1.03 | 1.06 | 1.07 | 1.07 | 1.09 | 1.11 | Relax Interventions 50% | Afghanistan | AFG | 2022-01-02 | v8 | TRUE
https://raw.githubusercontent.com/mrc-ide/global-lmic-reports/master/AFG/projections.csv | 2021-06-30 | Reff | 0.92 | 0.95 | 0.97 | 0.96 | 0.98 | 1 | Relax Interventions 50% | Afghanistan | AFG | 2022-01-02 | v8 | TRUE
https://raw.githubusercontent.com/mrc-ide/global-lmic-reports/master/AFG/projections.csv | 2021-06-30 | infections | 36465.4 | 39333.29 | 41277.78 | 41203.61 | 42352.27 | 47483.03 | Surged Additional 50% Reduction | Afghanistan | AFG | 2022-01-02 | v8 | TRUE
https://raw.githubusercontent.com/mrc-ide/global-lmic-reports/master/AFG/projections.csv | 2021-06-30 | deaths | 51.38 | 54.32 | 55.84 | 55.97 | 57.89 | 61.35 | Surged Additional 50% Reduction | Afghanistan | AFG | 2022-01-02 | v8 | TRUE
https://raw.githubusercontent.com/mrc-ide/global-lmic-reports/master/AFG/projections.csv | 2021-06-30 | hospital_demand | 2412.93 | 2551.12 | 2637.47 | 2634.3 | 2724.78 | 2888.89 | Surged Additional 50% Reduction | Afghanistan | AFG | 2022-01-02 | v8 | TRUE
https://raw.githubusercontent.com/mrc-ide/global-lmic-reports/master/AFG/projections.csv | 2021-06-30 | ICU_demand | 980.11 | 1034.38 | 1067.92 | 1067.51 | 1103.23 | 1172.07 | Surged Additional 50% Reduction | Afghanistan | AFG | 2022-01-02 | v8 | TRUE
https://raw.githubusercontent.com/mrc-ide/global-lmic-reports/master/AFG/projections.csv | 2021-06-30 | hospital_incidence | 264.5 | 283.15 | 291.92 | 293.33 | 302.3 | 322.58 | Surged Additional 50% Reduction | Afghanistan | AFG | 2022-01-02 | v8 | TRUE
https://raw.githubusercontent.com/mrc-ide/global-lmic-reports/master/AFG/projections.csv | 2021-06-30 | ICU_incidence | 82.64 | 88.45 | 91.19 | 91.63 | 94.42 | 100.75 | Surged Additional 50% Reduction | Afghanistan | AFG | 2022-01-02 | v8 | TRUE
https://raw.githubusercontent.com/mrc-ide/global-lmic-reports/master/AFG/projections.csv | 2021-06-30 | prevalence | 253619.44 | 272525.9 | 284164.12 | 283496.22 | 290840.99 | 319220.23 | Surged Additional 50% Reduction | Afghanistan | AFG | 2022-01-02 | v8 | TRUE
https://raw.githubusercontent.com/mrc-ide/global-lmic-reports/master/AFG/projections.csv | 2021-06-30 | cumulative_infections | 2670651.75 | 2759258.49 | 2812506.9 | 2813944.81 | 2860202.72 | 3022484 | Surged Additional 50% Reduction | Afghanistan | AFG | 2022-01-02 | v8 | TRUE
https://raw.githubusercontent.com/mrc-ide/global-lmic-reports/master/AFG/projections.csv | 2021-06-30 | cumulative_deaths | 3683.17 | 3789.73 | 3875.17 | 3871.61 | 3941.98 | 4073.01 | Surged Additional 50% Reduction | Afghanistan | AFG | 2022-01-02 | v8 | TRUE
https://raw.githubusercontent.com/mrc-ide/global-lmic-reports/master/AFG/projections.csv | 2021-06-30 | Rt | 1.04 | 1.06 | 1.07 | 1.07 | 1.09 | 1.13 | Surged Additional 50% Reduction | Afghanistan | AFG | 2022-01-02 | v8 | TRUE
https://raw.githubusercontent.com/mrc-ide/global-lmic-reports/master/AFG/projections.csv | 2021-06-30 | Reff | 0.94 | 0.95 | 0.97 | 0.97 | 0.98 | 1.01 | Surged Additional 50% Reduction | Afghanistan | AFG | 2022-01-02 | v8 | TRUE
https://raw.githubusercontent.com/mrc-ide/global-lmic-reports/master/AFG/projections.csv | 2021-06-30 | infections | 36465.4 | 39333.29 | 41277.78 | 41203.61 | 42352.27 | 47483.03 | Surged Maintain Status Quo | Afghanistan | AFG | 2022-01-02 | v8 | TRUE
https://raw.githubusercontent.com/mrc-ide/global-lmic-reports/master/AFG/projections.csv | 2021-06-30 | deaths | 51.38 | 54.32 | 55.84 | 55.97 | 57.89 | 61.35 | Surged Maintain Status Quo | Afghanistan | AFG | 2022-01-02 | v8 | TRUE
https://raw.githubusercontent.com/mrc-ide/global-lmic-reports/master/AFG/projections.csv | 2021-06-30 | hospital_demand | 2412.93 | 2551.12 | 2637.47 | 2634.3 | 2724.78 | 2888.89 | Surged Maintain Status Quo | Afghanistan | AFG | 2022-01-02 | v8 | TRUE
https://raw.githubusercontent.com/mrc-ide/global-lmic-reports/master/AFG/projections.csv | 2021-06-30 | ICU_demand | 980.11 | 1034.38 | 1067.92 | 1067.51 | 1103.23 | 1172.07 | Surged Maintain Status Quo | Afghanistan | AFG | 2022-01-02 | v8 | TRUE
https://raw.githubusercontent.com/mrc-ide/global-lmic-reports/master/AFG/projections.csv | 2021-06-30 | hospital_incidence | 264.5 | 283.15 | 291.92 | 293.33 | 302.3 | 322.58 | Surged Maintain Status Quo | Afghanistan | AFG | 2022-01-02 | v8 | TRUE
https://raw.githubusercontent.com/mrc-ide/global-lmic-reports/master/AFG/projections.csv | 2021-06-30 | ICU_incidence | 82.64 | 88.45 | 91.19 | 91.63 | 94.42 | 100.75 | Surged Maintain Status Quo | Afghanistan | AFG | 2022-01-02 | v8 | TRUE
https://raw.githubusercontent.com/mrc-ide/global-lmic-reports/master/AFG/projections.csv | 2021-06-30 | prevalence | 253619.44 | 272525.9 | 284164.12 | 283496.22 | 290840.99 | 319220.23 | Surged Maintain Status Quo | Afghanistan | AFG | 2022-01-02 | v8 | TRUE
https://raw.githubusercontent.com/mrc-ide/global-lmic-reports/master/AFG/projections.csv | 2021-06-30 | cumulative_infections | 2670651.75 | 2759258.49 | 2812506.9 | 2813944.81 | 2860202.72 | 3022484 | Surged Maintain Status Quo | Afghanistan | AFG | 2022-01-02 | v8 | TRUE
https://raw.githubusercontent.com/mrc-ide/global-lmic-reports/master/AFG/projections.csv | 2021-06-30 | cumulative_deaths | 3683.17 | 3789.73 | 3875.17 | 3871.61 | 3941.98 | 4073.01 | Surged Maintain Status Quo | Afghanistan | AFG | 2022-01-02 | v8 | TRUE
https://raw.githubusercontent.com/mrc-ide/global-lmic-reports/master/AFG/projections.csv | 2021-06-30 | Rt | 1.04 | 1.06 | 1.07 | 1.07 | 1.09 | 1.13 | Surged Maintain Status Quo | Afghanistan | AFG | 2022-01-02 | v8 | TRUE
https://raw.githubusercontent.com/mrc-ide/global-lmic-reports/master/AFG/projections.csv | 2021-06-30 | Reff | 0.94 | 0.95 | 0.97 | 0.97 | 0.98 | 1.01 | Surged Maintain Status Quo | Afghanistan | AFG | 2022-01-02 | v8 | TRUE
https://raw.githubusercontent.com/mrc-ide/global-lmic-reports/master/AFG/projections.csv | 2021-06-30 | infections | 36465.4 | 39333.29 | 41277.78 | 41203.61 | 42352.27 | 47483.03 | Surged Optimistic | Afghanistan | AFG | 2022-01-02 | v8 | TRUE
https://raw.githubusercontent.com/mrc-ide/global-lmic-reports/master/AFG/projections.csv | 2021-06-30 | deaths | 51.38 | 54.32 | 55.84 | 55.97 | 57.89 | 61.35 | Surged Optimistic | Afghanistan | AFG | 2022-01-02 | v8 | TRUE
https://raw.githubusercontent.com/mrc-ide/global-lmic-reports/master/AFG/projections.csv | 2021-06-30 | hospital_demand | 2412.93 | 2551.12 | 2637.47 | 2634.3 | 2724.78 | 2888.89 | Surged Optimistic | Afghanistan | AFG | 2022-01-02 | v8 | TRUE
https://raw.githubusercontent.com/mrc-ide/global-lmic-reports/master/AFG/projections.csv | 2021-06-30 | ICU_demand | 980.11 | 1034.38 | 1067.92 | 1067.51 | 1103.23 | 1172.07 | Surged Optimistic | Afghanistan | AFG | 2022-01-02 | v8 | TRUE
https://raw.githubusercontent.com/mrc-ide/global-lmic-reports/master/AFG/projections.csv | 2021-06-30 | hospital_incidence | 264.5 | 283.15 | 291.92 | 293.33 | 302.3 | 322.58 | Surged Optimistic | Afghanistan | AFG | 2022-01-02 | v8 | TRUE
https://raw.githubusercontent.com/mrc-ide/global-lmic-reports/master/AFG/projections.csv | 2021-06-30 | ICU_incidence | 82.64 | 88.45 | 91.19 | 91.63 | 94.42 | 100.75 | Surged Optimistic | Afghanistan | AFG | 2022-01-02 | v8 | TRUE
https://raw.githubusercontent.com/mrc-ide/global-lmic-reports/master/AFG/projections.csv | 2021-06-30 | prevalence | 253619.44 | 272525.9 | 284164.12 | 283496.22 | 290840.99 | 319220.23 | Surged Optimistic | Afghanistan | AFG | 2022-01-02 | v8 | TRUE
https://raw.githubusercontent.com/mrc-ide/global-lmic-reports/master/AFG/projections.csv | 2021-06-30 | cumulative_infections | 2670651.75 | 2759258.49 | 2812506.9 | 2813944.81 | 2860202.72 | 3022484 | Surged Optimistic | Afghanistan | AFG | 2022-01-02 | v8 | TRUE
https://raw.githubusercontent.com/mrc-ide/global-lmic-reports/master/AFG/projections.csv | 2021-06-30 | cumulative_deaths | 3683.17 | 3789.73 | 3875.17 | 3871.61 | 3941.98 | 4073.01 | Surged Optimistic | Afghanistan | AFG | 2022-01-02 | v8 | TRUE
https://raw.githubusercontent.com/mrc-ide/global-lmic-reports/master/AFG/projections.csv | 2021-06-30 | Rt | 1.04 | 1.06 | 1.07 | 1.07 | 1.09 | 1.13 | Surged Optimistic | Afghanistan | AFG | 2022-01-02 | v8 | TRUE
https://raw.githubusercontent.com/mrc-ide/global-lmic-reports/master/AFG/projections.csv | 2021-06-30 | Reff | 0.94 | 0.95 | 0.97 | 0.97 | 0.98 | 1.01 | Surged Optimistic | Afghanistan | AFG | 2022-01-02 | v8 | TRUE
https://raw.githubusercontent.com/mrc-ide/global-lmic-reports/master/AFG/projections.csv | 2021-06-30 | infections | 36465.4 | 39333.29 | 41277.78 | 41203.61 | 42352.27 | 47483.03 | Surged Pessimistic | Afghanistan | AFG | 2022-01-02 | v8 | TRUE
https://raw.githubusercontent.com/mrc-ide/global-lmic-reports/master/AFG/projections.csv | 2021-06-30 | deaths | 51.38 | 54.32 | 55.84 | 55.97 | 57.89 | 61.35 | Surged Pessimistic | Afghanistan | AFG | 2022-01-02 | v8 | TRUE
https://raw.githubusercontent.com/mrc-ide/global-lmic-reports/master/AFG/projections.csv | 2021-06-30 | hospital_demand | 2412.93 | 2551.12 | 2637.47 | 2634.3 | 2724.78 | 2888.89 | Surged Pessimistic | Afghanistan | AFG | 2022-01-02 | v8 | TRUE
https://raw.githubusercontent.com/mrc-ide/global-lmic-reports/master/AFG/projections.csv | 2021-06-30 | ICU_demand | 980.11 | 1034.38 | 1067.92 | 1067.51 | 1103.23 | 1172.07 | Surged Pessimistic | Afghanistan | AFG | 2022-01-02 | v8 | TRUE
https://raw.githubusercontent.com/mrc-ide/global-lmic-reports/master/AFG/projections.csv | 2021-06-30 | hospital_incidence | 264.5 | 283.15 | 291.92 | 293.33 | 302.3 | 322.58 | Surged Pessimistic | Afghanistan | AFG | 2022-01-02 | v8 | TRUE
https://raw.githubusercontent.com/mrc-ide/global-lmic-reports/master/AFG/projections.csv | 2021-06-30 | ICU_incidence | 82.64 | 88.45 | 91.19 | 91.63 | 94.42 | 100.75 | Surged Pessimistic | Afghanistan | AFG | 2022-01-02 | v8 | TRUE
https://raw.githubusercontent.com/mrc-ide/global-lmic-reports/master/AFG/projections.csv | 2021-06-30 | prevalence | 253619.44 | 272525.9 | 284164.12 | 283496.22 | 290840.99 | 319220.23 | Surged Pessimistic | Afghanistan | AFG | 2022-01-02 | v8 | TRUE
https://raw.githubusercontent.com/mrc-ide/global-lmic-reports/master/AFG/projections.csv | 2021-06-30 | cumulative_infections | 2670651.75 | 2759258.49 | 2812506.9 | 2813944.81 | 2860202.72 | 3022484 | Surged Pessimistic | Afghanistan | AFG | 2022-01-02 | v8 | TRUE
https://raw.githubusercontent.com/mrc-ide/global-lmic-reports/master/AFG/projections.csv | 2021-06-30 | cumulative_deaths | 3683.17 | 3789.73 | 3875.17 | 3871.61 | 3941.98 | 4073.01 | Surged Pessimistic | Afghanistan | AFG | 2022-01-02 | v8 | TRUE
https://raw.githubusercontent.com/mrc-ide/global-lmic-reports/master/AFG/projections.csv | 2021-06-30 | Rt | 1.04 | 1.06 | 1.07 | 1.07 | 1.09 | 1.13 | Surged Pessimistic | Afghanistan | AFG | 2022-01-02 | v8 | TRUE
https://raw.githubusercontent.com/mrc-ide/global-lmic-reports/master/AFG/projections.csv | 2021-06-30 | Reff | 0.94 | 0.95 | 0.97 | 0.97 | 0.98 | 1.01 | Surged Pessimistic | Afghanistan | AFG | 2022-01-02 | v8 | TRUE
https://raw.githubusercontent.com/mrc-ide/global-lmic-reports/master/AFG/projections.csv | 2021-06-30 | infections | 36465.4 | 39333.29 | 41277.78 | 41203.61 | 42352.27 | 47483.03 | Surged Relax Interventions 50% | Afghanistan | AFG | 2022-01-02 | v8 | TRUE
https://raw.githubusercontent.com/mrc-ide/global-lmic-reports/master/AFG/projections.csv | 2021-06-30 | deaths | 51.38 | 54.32 | 55.84 | 55.97 | 57.89 | 61.35 | Surged Relax Interventions 50% | Afghanistan | AFG | 2022-01-02 | v8 | TRUE
https://raw.githubusercontent.com/mrc-ide/global-lmic-reports/master/AFG/projections.csv | 2021-06-30 | hospital_demand | 2412.93 | 2551.12 | 2637.47 | 2634.3 | 2724.78 | 2888.89 | Surged Relax Interventions 50% | Afghanistan | AFG | 2022-01-02 | v8 | TRUE
https://raw.githubusercontent.com/mrc-ide/global-lmic-reports/master/AFG/projections.csv | 2021-06-30 | ICU_demand | 980.11 | 1034.38 | 1067.92 | 1067.51 | 1103.23 | 1172.07 | Surged Relax Interventions 50% | Afghanistan | AFG | 2022-01-02 | v8 | TRUE
https://raw.githubusercontent.com/mrc-ide/global-lmic-reports/master/AFG/projections.csv | 2021-06-30 | hospital_incidence | 264.5 | 283.15 | 291.92 | 293.33 | 302.3 | 322.58 | Surged Relax Interventions 50% | Afghanistan | AFG | 2022-01-02 | v8 | TRUE
https://raw.githubusercontent.com/mrc-ide/global-lmic-reports/master/AFG/projections.csv | 2021-06-30 | ICU_incidence | 82.64 | 88.45 | 91.19 | 91.63 | 94.42 | 100.75 | Surged Relax Interventions 50% | Afghanistan | AFG | 2022-01-02 | v8 | TRUE
https://raw.githubusercontent.com/mrc-ide/global-lmic-reports/master/AFG/projections.csv | 2021-06-30 | prevalence | 253619.44 | 272525.9 | 284164.12 | 283496.22 | 290840.99 | 319220.23 | Surged Relax Interventions 50% | Afghanistan | AFG | 2022-01-02 | v8 | TRUE
https://raw.githubusercontent.com/mrc-ide/global-lmic-reports/master/AFG/projections.csv | 2021-06-30 | cumulative_infections | 2670651.75 | 2759258.49 | 2812506.9 | 2813944.81 | 2860202.72 | 3022484 | Surged Relax Interventions 50% | Afghanistan | AFG | 2022-01-02 | v8 | TRUE
https://raw.githubusercontent.com/mrc-ide/global-lmic-reports/master/AFG/projections.csv | 2021-06-30 | cumulative_deaths | 3683.17 | 3789.73 | 3875.17 | 3871.61 | 3941.98 | 4073.01 | Surged Relax Interventions 50% | Afghanistan | AFG | 2022-01-02 | v8 | TRUE
https://raw.githubusercontent.com/mrc-ide/global-lmic-reports/master/AFG/projections.csv | 2021-06-30 | Rt | 1.04 | 1.06 | 1.07 | 1.07 | 1.09 | 1.13 | Surged Relax Interventions 50% | Afghanistan | AFG | 2022-01-02 | v8 | TRUE
https://raw.githubusercontent.com/mrc-ide/global-lmic-reports/master/AFG/projections.csv | 2021-06-30 | Reff | 0.94 | 0.95 | 0.97 | 0.97 | 0.98 | 1.01 | Surged Relax Interventions 50% | Afghanistan | AFG | 2022-01-02 | v8 | TRUE
https://raw.githubusercontent.com/mrc-ide/global-lmic-reports/master/AFG/projections.csv | 2021-07-01 | infections | 36468.33 | 38376.49 | 40894.26 | 40544.61 | 42208.16 | 45339.72 | Additional 50% Reduction | Afghanistan | AFG | 2022-01-02 | v8 | TRUE
https://raw.githubusercontent.com/mrc-ide/global-lmic-reports/master/AFG/projections.csv | 2021-07-01 | deaths | 85.33 | 91.83 | 94.83 | 95.47 | 100.36 | 106.96 | Additional 50% Reduction | Afghanistan | AFG | 2022-01-02 | v8 | TRUE
https://raw.githubusercontent.com/mrc-ide/global-lmic-reports/master/AFG/projections.csv | 2021-07-01 | hospital_demand | 2348.43 | 2516.22 | 2591.62 | 2600.53 | 2696.92 | 2858.82 | Additional 50% Reduction | Afghanistan | AFG | 2022-01-02 | v8 | TRUE
https://raw.githubusercontent.com/mrc-ide/global-lmic-reports/master/AFG/projections.csv | 2021-07-01 | ICU_demand | 366.5 | 373.82 | 377.17 | 378.05 | 383.56 | 391.46 | Additional 50% Reduction | Afghanistan | AFG | 2022-01-02 | v8 | TRUE
https://raw.githubusercontent.com/mrc-ide/global-lmic-reports/master/AFG/projections.csv | 2021-07-01 | hospital_incidence | 265.62 | 282.52 | 291.39 | 293.22 | 306.59 | 323.11 | Additional 50% Reduction | Afghanistan | AFG | 2022-01-02 | v8 | TRUE
https://raw.githubusercontent.com/mrc-ide/global-lmic-reports/master/AFG/projections.csv | 2021-07-01 | ICU_incidence | 82.94 | 88.2 | 90.95 | 91.53 | 95.69 | 100.83 | Additional 50% Reduction | Afghanistan | AFG | 2022-01-02 | v8 | TRUE
https://raw.githubusercontent.com/mrc-ide/global-lmic-reports/master/AFG/projections.csv | 2021-07-01 | prevalence | 256567.25 | 269557.5 | 281771.7 | 282263.9 | 295355.43 | 312190.31 | Additional 50% Reduction | Afghanistan | AFG | 2022-01-02 | v8 | TRUE
https://raw.githubusercontent.com/mrc-ide/global-lmic-reports/master/AFG/projections.csv | 2021-07-01 | cumulative_infections | 2675501.73 | 2801125.7 | 2879596.98 | 2877345.09 | 2947788.05 | 3142420.46 | Additional 50% Reduction | Afghanistan | AFG | 2022-01-02 | v8 | TRUE
https://raw.githubusercontent.com/mrc-ide/global-lmic-reports/master/AFG/projections.csv | 2021-07-01 | cumulative_deaths | 4621.2 | 4859.09 | 5010.33 | 5007.93 | 5138.87 | 5535.37 | Additional 50% Reduction | Afghanistan | AFG | 2022-01-02 | v8 | TRUE
https://raw.githubusercontent.com/mrc-ide/global-lmic-reports/master/AFG/projections.csv | 2021-07-01 | Rt | 1.01 | 1.04 | 1.06 | 1.06 | 1.08 | 1.1 | Additional 50% Reduction | Afghanistan | AFG | 2022-01-02 | v8 | TRUE
https://raw.githubusercontent.com/mrc-ide/global-lmic-reports/master/AFG/projections.csv | 2021-07-01 | Reff | 0.91 | 0.94 | 0.95 | 0.95 | 0.97 | 0.99 | Additional 50% Reduction | Afghanistan | AFG | 2022-01-02 | v8 | TRUE
https://raw.githubusercontent.com/mrc-ide/global-lmic-reports/master/AFG/projections.csv | 2021-07-01 | infections | 36468.33 | 38376.49 | 40894.26 | 40544.61 | 42208.16 | 45339.72 | Maintain Status Quo | Afghanistan | AFG | 2022-01-02 | v8 | TRUE
https://raw.githubusercontent.com/mrc-ide/global-lmic-reports/master/AFG/projections.csv | 2021-07-01 | deaths | 85.33 | 91.83 | 94.83 | 95.47 | 100.36 | 106.96 | Maintain Status Quo | Afghanistan | AFG | 2022-01-02 | v8 | TRUE
https://raw.githubusercontent.com/mrc-ide/global-lmic-reports/master/AFG/projections.csv | 2021-07-01 | hospital_demand | 2348.43 | 2516.22 | 2591.62 | 2600.53 | 2696.92 | 2858.82 | Maintain Status Quo | Afghanistan | AFG | 2022-01-02 | v8 | TRUE
https://raw.githubusercontent.com/mrc-ide/global-lmic-reports/master/AFG/projections.csv | 2021-07-01 | ICU_demand | 366.5 | 373.82 | 377.17 | 378.05 | 383.56 | 391.46 | Maintain Status Quo | Afghanistan | AFG | 2022-01-02 | v8 | TRUE
https://raw.githubusercontent.com/mrc-ide/global-lmic-reports/master/AFG/projections.csv | 2021-07-01 | hospital_incidence | 265.62 | 282.52 | 291.39 | 293.22 | 306.59 | 323.11 | Maintain Status Quo | Afghanistan | AFG | 2022-01-02 | v8 | TRUE
https://raw.githubusercontent.com/mrc-ide/global-lmic-reports/master/AFG/projections.csv | 2021-07-01 | ICU_incidence | 82.94 | 88.2 | 90.95 | 91.53 | 95.69 | 100.83 | Maintain Status Quo | Afghanistan | AFG | 2022-01-02 | v8 | TRUE
https://raw.githubusercontent.com/mrc-ide/global-lmic-reports/master/AFG/projections.csv | 2021-07-01 | prevalence | 256567.25 | 269557.5 | 281771.7 | 282263.9 | 295355.43 | 312190.31 | Maintain Status Quo | Afghanistan | AFG | 2022-01-02 | v8 | TRUE
https://raw.githubusercontent.com/mrc-ide/global-lmic-reports/master/AFG/projections.csv | 2021-07-01 | cumulative_infections | 2675501.73 | 2801125.7 | 2879596.98 | 2877345.09 | 2947788.05 | 3142420.46 | Maintain Status Quo | Afghanistan | AFG | 2022-01-02 | v8 | TRUE
https://raw.githubusercontent.com/mrc-ide/global-lmic-reports/master/AFG/projections.csv | 2021-07-01 | cumulative_deaths | 4621.2 | 4859.09 | 5010.33 | 5007.93 | 5138.87 | 5535.37 | Maintain Status Quo | Afghanistan | AFG | 2022-01-02 | v8 | TRUE
https://raw.githubusercontent.com/mrc-ide/global-lmic-reports/master/AFG/projections.csv | 2021-07-01 | Rt | 1.01 | 1.04 | 1.06 | 1.06 | 1.08 | 1.1 | Maintain Status Quo | Afghanistan | AFG | 2022-01-02 | v8 | TRUE
https://raw.githubusercontent.com/mrc-ide/global-lmic-reports/master/AFG/projections.csv | 2021-07-01 | Reff | 0.91 | 0.94 | 0.95 | 0.95 | 0.97 | 0.99 | Maintain Status Quo | Afghanistan | AFG | 2022-01-02 | v8 | TRUE
https://raw.githubusercontent.com/mrc-ide/global-lmic-reports/master/AFG/projections.csv | 2021-07-01 | infections | 36468.33 | 38376.49 | 40894.26 | 40544.61 | 42208.16 | 45339.72 | Optimistic | Afghanistan | AFG | 2022-01-02 | v8 | TRUE
https://raw.githubusercontent.com/mrc-ide/global-lmic-reports/master/AFG/projections.csv | 2021-07-01 | deaths | 85.33 | 91.83 | 94.83 | 95.47 | 100.36 | 106.96 | Optimistic | Afghanistan | AFG | 2022-01-02 | v8 | TRUE
https://raw.githubusercontent.com/mrc-ide/global-lmic-reports/master/AFG/projections.csv | 2021-07-01 | hospital_demand | 2348.43 | 2516.22 | 2591.62 | 2600.53 | 2696.92 | 2858.82 | Optimistic | Afghanistan | AFG | 2022-01-02 | v8 | TRUE
https://raw.githubusercontent.com/mrc-ide/global-lmic-reports/master/AFG/projections.csv | 2021-07-01 | ICU_demand | 366.5 | 373.82 | 377.17 | 378.05 | 383.56 | 391.46 | Optimistic | Afghanistan | AFG | 2022-01-02 | v8 | TRUE
https://raw.githubusercontent.com/mrc-ide/global-lmic-reports/master/AFG/projections.csv | 2021-07-01 | hospital_incidence | 265.62 | 282.52 | 291.39 | 293.22 | 306.59 | 323.11 | Optimistic | Afghanistan | AFG | 2022-01-02 | v8 | TRUE
https://raw.githubusercontent.com/mrc-ide/global-lmic-reports/master/AFG/projections.csv | 2021-07-01 | ICU_incidence | 82.94 | 88.2 | 90.95 | 91.53 | 95.69 | 100.83 | Optimistic | Afghanistan | AFG | 2022-01-02 | v8 | TRUE
https://raw.githubusercontent.com/mrc-ide/global-lmic-reports/master/AFG/projections.csv | 2021-07-01 | prevalence | 256567.25 | 269557.5 | 281771.7 | 282263.9 | 295355.43 | 312190.31 | Optimistic | Afghanistan | AFG | 2022-01-02 | v8 | TRUE
https://raw.githubusercontent.com/mrc-ide/global-lmic-reports/master/AFG/projections.csv | 2021-07-01 | cumulative_infections | 2675501.73 | 2801125.7 | 2879596.98 | 2877345.09 | 2947788.05 | 3142420.46 | Optimistic | Afghanistan | AFG | 2022-01-02 | v8 | TRUE
https://raw.githubusercontent.com/mrc-ide/global-lmic-reports/master/AFG/projections.csv | 2021-07-01 | cumulative_deaths | 4621.2 | 4859.09 | 5010.33 | 5007.93 | 5138.87 | 5535.37 | Optimistic | Afghanistan | AFG | 2022-01-02 | v8 | TRUE
https://raw.githubusercontent.com/mrc-ide/global-lmic-reports/master/AFG/projections.csv | 2021-07-01 | Rt | 1.01 | 1.04 | 1.06 | 1.06 | 1.08 | 1.1 | Optimistic | Afghanistan | AFG | 2022-01-02 | v8 | TRUE
https://raw.githubusercontent.com/mrc-ide/global-lmic-reports/master/AFG/projections.csv | 2021-07-01 | Reff | 0.91 | 0.94 | 0.95 | 0.95 | 0.97 | 0.99 | Optimistic | Afghanistan | AFG | 2022-01-02 | v8 | TRUE
https://raw.githubusercontent.com/mrc-ide/global-lmic-reports/master/AFG/projections.csv | 2021-07-01 | infections | 36468.33 | 38376.49 | 40894.26 | 40544.61 | 42208.16 | 45339.72 | Pessimistic | Afghanistan | AFG | 2022-01-02 | v8 | TRUE
https://raw.githubusercontent.com/mrc-ide/global-lmic-reports/master/AFG/projections.csv | 2021-07-01 | deaths | 85.33 | 91.83 | 94.83 | 95.47 | 100.36 | 106.96 | Pessimistic | Afghanistan | AFG | 2022-01-02 | v8 | TRUE
https://raw.githubusercontent.com/mrc-ide/global-lmic-reports/master/AFG/projections.csv | 2021-07-01 | hospital_demand | 2348.43 | 2516.22 | 2591.62 | 2600.53 | 2696.92 | 2858.82 | Pessimistic | Afghanistan | AFG | 2022-01-02 | v8 | TRUE
https://raw.githubusercontent.com/mrc-ide/global-lmic-reports/master/AFG/projections.csv | 2021-07-01 | ICU_demand | 366.5 | 373.82 | 377.17 | 378.05 | 383.56 | 391.46 | Pessimistic | Afghanistan | AFG | 2022-01-02 | v8 | TRUE
https://raw.githubusercontent.com/mrc-ide/global-lmic-reports/master/AFG/projections.csv | 2021-07-01 | hospital_incidence | 265.62 | 282.52 | 291.39 | 293.22 | 306.59 | 323.11 | Pessimistic | Afghanistan | AFG | 2022-01-02 | v8 | TRUE
https://raw.githubusercontent.com/mrc-ide/global-lmic-reports/master/AFG/projections.csv | 2021-07-01 | ICU_incidence | 82.94 | 88.2 | 90.95 | 91.53 | 95.69 | 100.83 | Pessimistic | Afghanistan | AFG | 2022-01-02 | v8 | TRUE
https://raw.githubusercontent.com/mrc-ide/global-lmic-reports/master/AFG/projections.csv | 2021-07-01 | prevalence | 256567.25 | 269557.5 | 281771.7 | 282263.9 | 295355.43 | 312190.31 | Pessimistic | Afghanistan | AFG | 2022-01-02 | v8 | TRUE
https://raw.githubusercontent.com/mrc-ide/global-lmic-reports/master/AFG/projections.csv | 2021-07-01 | cumulative_infections | 2675501.73 | 2801125.7 | 2879596.98 | 2877345.09 | 2947788.05 | 3142420.46 | Pessimistic | Afghanistan | AFG | 2022-01-02 | v8 | TRUE
https://raw.githubusercontent.com/mrc-ide/global-lmic-reports/master/AFG/projections.csv | 2021-07-01 | cumulative_deaths | 4621.2 | 4859.09 | 5010.33 | 5007.93 | 5138.87 | 5535.37 | Pessimistic | Afghanistan | AFG | 2022-01-02 | v8 | TRUE
https://raw.githubusercontent.com/mrc-ide/global-lmic-reports/master/AFG/projections.csv | 2021-07-01 | Rt | 1.01 | 1.04 | 1.06 | 1.06 | 1.08 | 1.1 | Pessimistic | Afghanistan | AFG | 2022-01-02 | v8 | TRUE
https://raw.githubusercontent.com/mrc-ide/global-lmic-reports/master/AFG/projections.csv | 2021-07-01 | Reff | 0.91 | 0.94 | 0.95 | 0.95 | 0.97 | 0.99 | Pessimistic | Afghanistan | AFG | 2022-01-02 | v8 | TRUE
https://raw.githubusercontent.com/mrc-ide/global-lmic-reports/master/AFG/projections.csv | 2021-07-01 | infections | 36468.33 | 38376.49 | 40894.26 | 40544.61 | 42208.16 | 45339.72 | Relax Interventions 50% | Afghanistan | AFG | 2022-01-02 | v8 | TRUE
https://raw.githubusercontent.com/mrc-ide/global-lmic-reports/master/AFG/projections.csv | 2021-07-01 | deaths | 85.33 | 91.83 | 94.83 | 95.47 | 100.36 | 106.96 | Relax Interventions 50% | Afghanistan | AFG | 2022-01-02 | v8 | TRUE
https://raw.githubusercontent.com/mrc-ide/global-lmic-reports/master/AFG/projections.csv | 2021-07-01 | hospital_demand | 2348.43 | 2516.22 | 2591.62 | 2600.53 | 2696.92 | 2858.82 | Relax Interventions 50% | Afghanistan | AFG | 2022-01-02 | v8 | TRUE
https://raw.githubusercontent.com/mrc-ide/global-lmic-reports/master/AFG/projections.csv | 2021-07-01 | ICU_demand | 366.5 | 373.82 | 377.17 | 378.05 | 383.56 | 391.46 | Relax Interventions 50% | Afghanistan | AFG | 2022-01-02 | v8 | TRUE
https://raw.githubusercontent.com/mrc-ide/global-lmic-reports/master/AFG/projections.csv | 2021-07-01 | hospital_incidence | 265.62 | 282.52 | 291.39 | 293.22 | 306.59 | 323.11 | Relax Interventions 50% | Afghanistan | AFG | 2022-01-02 | v8 | TRUE
https://raw.githubusercontent.com/mrc-ide/global-lmic-reports/master/AFG/projections.csv | 2021-07-01 | ICU_incidence | 82.94 | 88.2 | 90.95 | 91.53 | 95.69 | 100.83 | Relax Interventions 50% | Afghanistan | AFG | 2022-01-02 | v8 | TRUE
https://raw.githubusercontent.com/mrc-ide/global-lmic-reports/master/AFG/projections.csv | 2021-07-01 | prevalence | 256567.25 | 269557.5 | 281771.7 | 282263.9 | 295355.43 | 312190.31 | Relax Interventions 50% | Afghanistan | AFG | 2022-01-02 | v8 | TRUE
https://raw.githubusercontent.com/mrc-ide/global-lmic-reports/master/AFG/projections.csv | 2021-07-01 | cumulative_infections | 2675501.73 | 2801125.7 | 2879596.98 | 2877345.09 | 2947788.05 | 3142420.46 | Relax Interventions 50% | Afghanistan | AFG | 2022-01-02 | v8 | TRUE
https://raw.githubusercontent.com/mrc-ide/global-lmic-reports/master/AFG/projections.csv | 2021-07-01 | cumulative_deaths | 4621.2 | 4859.09 | 5010.33 | 5007.93 | 5138.87 | 5535.37 | Relax Interventions 50% | Afghanistan | AFG | 2022-01-02 | v8 | TRUE
https://raw.githubusercontent.com/mrc-ide/global-lmic-reports/master/AFG/projections.csv | 2021-07-01 | Rt | 1.01 | 1.04 | 1.06 | 1.06 | 1.08 | 1.1 | Relax Interventions 50% | Afghanistan | AFG | 2022-01-02 | v8 | TRUE
https://raw.githubusercontent.com/mrc-ide/global-lmic-reports/master/AFG/projections.csv | 2021-07-01 | Reff | 0.91 | 0.94 | 0.95 | 0.95 | 0.97 | 0.99 | Relax Interventions 50% | Afghanistan | AFG | 2022-01-02 | v8 | TRUE
https://raw.githubusercontent.com/mrc-ide/global-lmic-reports/master/AFG/projections.csv | 2021-07-01 | infections | 35575.5 | 38539.4 | 40615.26 | 40496.98 | 41651.9 | 47080.56 | Surged Additional 50% Reduction | Afghanistan | AFG | 2022-01-02 | v8 | TRUE
https://raw.githubusercontent.com/mrc-ide/global-lmic-reports/master/AFG/projections.csv | 2021-07-01 | deaths | 52.27 | 55.22 | 56.85 | 56.93 | 58.83 | 62.46 | Surged Additional 50% Reduction | Afghanistan | AFG | 2022-01-02 | v8 | TRUE
https://raw.githubusercontent.com/mrc-ide/global-lmic-reports/master/AFG/projections.csv | 2021-07-01 | hospital_demand | 2427.46 | 2568.04 | 2664.29 | 2656.1 | 2747.33 | 2907.11 | Surged Additional 50% Reduction | Afghanistan | AFG | 2022-01-02 | v8 | TRUE
https://raw.githubusercontent.com/mrc-ide/global-lmic-reports/master/AFG/projections.csv | 2021-07-01 | ICU_demand | 992.67 | 1046.47 | 1082.91 | 1081.06 | 1118.18 | 1184.83 | Surged Additional 50% Reduction | Afghanistan | AFG | 2022-01-02 | v8 | TRUE
https://raw.githubusercontent.com/mrc-ide/global-lmic-reports/master/AFG/projections.csv | 2021-07-01 | hospital_incidence | 262.52 | 280.52 | 290.77 | 291.66 | 300.93 | 322.45 | Surged Additional 50% Reduction | Afghanistan | AFG | 2022-01-02 | v8 | TRUE
https://raw.githubusercontent.com/mrc-ide/global-lmic-reports/master/AFG/projections.csv | 2021-07-01 | ICU_incidence | 81.96 | 87.57 | 90.77 | 91.04 | 93.93 | 100.63 | Surged Additional 50% Reduction | Afghanistan | AFG | 2022-01-02 | v8 | TRUE
https://raw.githubusercontent.com/mrc-ide/global-lmic-reports/master/AFG/projections.csv | 2021-07-01 | prevalence | 251905.21 | 271299.7 | 282600.1 | 282137.38 | 289836.13 | 319273.39 | Surged Additional 50% Reduction | Afghanistan | AFG | 2022-01-02 | v8 | TRUE
https://raw.githubusercontent.com/mrc-ide/global-lmic-reports/master/AFG/projections.csv | 2021-07-01 | cumulative_infections | 2710529.86 | 2798429.73 | 2852582.82 | 2854441.79 | 2902281.63 | 3069139.13 | Surged Additional 50% Reduction | Afghanistan | AFG | 2022-01-02 | v8 | TRUE
https://raw.githubusercontent.com/mrc-ide/global-lmic-reports/master/AFG/projections.csv | 2021-07-01 | cumulative_deaths | 3736.48 | 3847 | 3932.02 | 3928.55 | 4002.55 | 4134.77 | Surged Additional 50% Reduction | Afghanistan | AFG | 2022-01-02 | v8 | TRUE
https://raw.githubusercontent.com/mrc-ide/global-lmic-reports/master/AFG/projections.csv | 2021-07-01 | Rt | 1.03 | 1.05 | 1.06 | 1.06 | 1.08 | 1.12 | Surged Additional 50% Reduction | Afghanistan | AFG | 2022-01-02 | v8 | TRUE
https://raw.githubusercontent.com/mrc-ide/global-lmic-reports/master/AFG/projections.csv | 2021-07-01 | Reff | 0.92 | 0.94 | 0.95 | 0.96 | 0.97 | 1 | Surged Additional 50% Reduction | Afghanistan | AFG | 2022-01-02 | v8 | TRUE
https://raw.githubusercontent.com/mrc-ide/global-lmic-reports/master/AFG/projections.csv | 2021-07-01 | infections | 35575.5 | 38539.4 | 40615.26 | 40496.98 | 41651.9 | 47080.56 | Surged Maintain Status Quo | Afghanistan | AFG | 2022-01-02 | v8 | TRUE
https://raw.githubusercontent.com/mrc-ide/global-lmic-reports/master/AFG/projections.csv | 2021-07-01 | deaths | 52.27 | 55.22 | 56.85 | 56.93 | 58.83 | 62.46 | Surged Maintain Status Quo | Afghanistan | AFG | 2022-01-02 | v8 | TRUE
https://raw.githubusercontent.com/mrc-ide/global-lmic-reports/master/AFG/projections.csv | 2021-07-01 | hospital_demand | 2427.46 | 2568.04 | 2664.29 | 2656.1 | 2747.33 | 2907.11 | Surged Maintain Status Quo | Afghanistan | AFG | 2022-01-02 | v8 | TRUE
https://raw.githubusercontent.com/mrc-ide/global-lmic-reports/master/AFG/projections.csv | 2021-07-01 | ICU_demand | 992.67 | 1046.47 | 1082.91 | 1081.06 | 1118.18 | 1184.83 | Surged Maintain Status Quo | Afghanistan | AFG | 2022-01-02 | v8 | TRUE
https://raw.githubusercontent.com/mrc-ide/global-lmic-reports/master/AFG/projections.csv | 2021-07-01 | hospital_incidence | 262.52 | 280.52 | 290.77 | 291.66 | 300.93 | 322.45 | Surged Maintain Status Quo | Afghanistan | AFG | 2022-01-02 | v8 | TRUE
https://raw.githubusercontent.com/mrc-ide/global-lmic-reports/master/AFG/projections.csv | 2021-07-01 | ICU_incidence | 81.96 | 87.57 | 90.77 | 91.04 | 93.93 | 100.63 | Surged Maintain Status Quo | Afghanistan | AFG | 2022-01-02 | v8 | TRUE
https://raw.githubusercontent.com/mrc-ide/global-lmic-reports/master/AFG/projections.csv | 2021-07-01 | prevalence | 251905.21 | 271299.7 | 282600.1 | 282137.38 | 289836.13 | 319273.39 | Surged Maintain Status Quo | Afghanistan | AFG | 2022-01-02 | v8 | TRUE
https://raw.githubusercontent.com/mrc-ide/global-lmic-reports/master/AFG/projections.csv | 2021-07-01 | cumulative_infections | 2710529.86 | 2798429.73 | 2852582.82 | 2854441.79 | 2902281.63 | 3069139.13 | Surged Maintain Status Quo | Afghanistan | AFG | 2022-01-02 | v8 | TRUE
https://raw.githubusercontent.com/mrc-ide/global-lmic-reports/master/AFG/projections.csv | 2021-07-01 | cumulative_deaths | 3736.48 | 3847 | 3932.02 | 3928.55 | 4002.55 | 4134.77 | Surged Maintain Status Quo | Afghanistan | AFG | 2022-01-02 | v8 | TRUE
https://raw.githubusercontent.com/mrc-ide/global-lmic-reports/master/AFG/projections.csv | 2021-07-01 | Rt | 1.03 | 1.05 | 1.06 | 1.06 | 1.08 | 1.12 | Surged Maintain Status Quo | Afghanistan | AFG | 2022-01-02 | v8 | TRUE
https://raw.githubusercontent.com/mrc-ide/global-lmic-reports/master/AFG/projections.csv | 2021-07-01 | Reff | 0.92 | 0.94 | 0.95 | 0.96 | 0.97 | 1 | Surged Maintain Status Quo | Afghanistan | AFG | 2022-01-02 | v8 | TRUE
https://raw.githubusercontent.com/mrc-ide/global-lmic-reports/master/AFG/projections.csv | 2021-07-01 | infections | 35575.5 | 38539.4 | 40615.26 | 40496.98 | 41651.9 | 47080.56 | Surged Optimistic | Afghanistan | AFG | 2022-01-02 | v8 | TRUE
https://raw.githubusercontent.com/mrc-ide/global-lmic-reports/master/AFG/projections.csv | 2021-07-01 | deaths | 52.27 | 55.22 | 56.85 | 56.93 | 58.83 | 62.46 | Surged Optimistic | Afghanistan | AFG | 2022-01-02 | v8 | TRUE
https://raw.githubusercontent.com/mrc-ide/global-lmic-reports/master/AFG/projections.csv | 2021-07-01 | hospital_demand | 2427.46 | 2568.04 | 2664.29 | 2656.1 | 2747.33 | 2907.11 | Surged Optimistic | Afghanistan | AFG | 2022-01-02 | v8 | TRUE
https://raw.githubusercontent.com/mrc-ide/global-lmic-reports/master/AFG/projections.csv | 2021-07-01 | ICU_demand | 992.67 | 1046.47 | 1082.91 | 1081.06 | 1118.18 | 1184.83 | Surged Optimistic | Afghanistan | AFG | 2022-01-02 | v8 | TRUE
https://raw.githubusercontent.com/mrc-ide/global-lmic-reports/master/AFG/projections.csv | 2021-07-01 | hospital_incidence | 262.52 | 280.52 | 290.77 | 291.66 | 300.93 | 322.45 | Surged Optimistic | Afghanistan | AFG | 2022-01-02 | v8 | TRUE
https://raw.githubusercontent.com/mrc-ide/global-lmic-reports/master/AFG/projections.csv | 2021-07-01 | ICU_incidence | 81.96 | 87.57 | 90.77 | 91.04 | 93.93 | 100.63 | Surged Optimistic | Afghanistan | AFG | 2022-01-02 | v8 | TRUE
https://raw.githubusercontent.com/mrc-ide/global-lmic-reports/master/AFG/projections.csv | 2021-07-01 | prevalence | 251905.21 | 271299.7 | 282600.1 | 282137.38 | 289836.13 | 319273.39 | Surged Optimistic | Afghanistan | AFG | 2022-01-02 | v8 | TRUE
https://raw.githubusercontent.com/mrc-ide/global-lmic-reports/master/AFG/projections.csv | 2021-07-01 | cumulative_infections | 2710529.86 | 2798429.73 | 2852582.82 | 2854441.79 | 2902281.63 | 3069139.13 | Surged Optimistic | Afghanistan | AFG | 2022-01-02 | v8 | TRUE
https://raw.githubusercontent.com/mrc-ide/global-lmic-reports/master/AFG/projections.csv | 2021-07-01 | cumulative_deaths | 3736.48 | 3847 | 3932.02 | 3928.55 | 4002.55 | 4134.77 | Surged Optimistic | Afghanistan | AFG | 2022-01-02 | v8 | TRUE
https://raw.githubusercontent.com/mrc-ide/global-lmic-reports/master/AFG/projections.csv | 2021-07-01 | Rt | 1.03 | 1.05 | 1.06 | 1.06 | 1.08 | 1.12 | Surged Optimistic | Afghanistan | AFG | 2022-01-02 | v8 | TRUE
https://raw.githubusercontent.com/mrc-ide/global-lmic-reports/master/AFG/projections.csv | 2021-07-01 | Reff | 0.92 | 0.94 | 0.95 | 0.96 | 0.97 | 1 | Surged Optimistic | Afghanistan | AFG | 2022-01-02 | v8 | TRUE
https://raw.githubusercontent.com/mrc-ide/global-lmic-reports/master/AFG/projections.csv | 2021-07-01 | infections | 35575.5 | 38539.4 | 40615.26 | 40496.98 | 41651.9 | 47080.56 | Surged Pessimistic | Afghanistan | AFG | 2022-01-02 | v8 | TRUE
https://raw.githubusercontent.com/mrc-ide/global-lmic-reports/master/AFG/projections.csv | 2021-07-01 | deaths | 52.27 | 55.22 | 56.85 | 56.93 | 58.83 | 62.46 | Surged Pessimistic | Afghanistan | AFG | 2022-01-02 | v8 | TRUE
https://raw.githubusercontent.com/mrc-ide/global-lmic-reports/master/AFG/projections.csv | 2021-07-01 | hospital_demand | 2427.46 | 2568.04 | 2664.29 | 2656.1 | 2747.33 | 2907.11 | Surged Pessimistic | Afghanistan | AFG | 2022-01-02 | v8 | TRUE
https://raw.githubusercontent.com/mrc-ide/global-lmic-reports/master/AFG/projections.csv | 2021-07-01 | ICU_demand | 992.67 | 1046.47 | 1082.91 | 1081.06 | 1118.18 | 1184.83 | Surged Pessimistic | Afghanistan | AFG | 2022-01-02 | v8 | TRUE
https://raw.githubusercontent.com/mrc-ide/global-lmic-reports/master/AFG/projections.csv | 2021-07-01 | hospital_incidence | 262.52 | 280.52 | 290.77 | 291.66 | 300.93 | 322.45 | Surged Pessimistic | Afghanistan | AFG | 2022-01-02 | v8 | TRUE
https://raw.githubusercontent.com/mrc-ide/global-lmic-reports/master/AFG/projections.csv | 2021-07-01 | ICU_incidence | 81.96 | 87.57 | 90.77 | 91.04 | 93.93 | 100.63 | Surged Pessimistic | Afghanistan | AFG | 2022-01-02 | v8 | TRUE
https://raw.githubusercontent.com/mrc-ide/global-lmic-reports/master/AFG/projections.csv | 2021-07-01 | prevalence | 251905.21 | 271299.7 | 282600.1 | 282137.38 | 289836.13 | 319273.39 | Surged Pessimistic | Afghanistan | AFG | 2022-01-02 | v8 | TRUE
https://raw.githubusercontent.com/mrc-ide/global-lmic-reports/master/AFG/projections.csv | 2021-07-01 | cumulative_infections | 2710529.86 | 2798429.73 | 2852582.82 | 2854441.79 | 2902281.63 | 3069139.13 | Surged Pessimistic | Afghanistan | AFG | 2022-01-02 | v8 | TRUE
https://raw.githubusercontent.com/mrc-ide/global-lmic-reports/master/AFG/projections.csv | 2021-07-01 | cumulative_deaths | 3736.48 | 3847 | 3932.02 | 3928.55 | 4002.55 | 4134.77 | Surged Pessimistic | Afghanistan | AFG | 2022-01-02 | v8 | TRUE
https://raw.githubusercontent.com/mrc-ide/global-lmic-reports/master/AFG/projections.csv | 2021-07-01 | Rt | 1.03 | 1.05 | 1.06 | 1.06 | 1.08 | 1.12 | Surged Pessimistic | Afghanistan | AFG | 2022-01-02 | v8 | TRUE
https://raw.githubusercontent.com/mrc-ide/global-lmic-reports/master/AFG/projections.csv | 2021-07-01 | Reff | 0.92 | 0.94 | 0.95 | 0.96 | 0.97 | 1 | Surged Pessimistic | Afghanistan | AFG | 2022-01-02 | v8 | TRUE
https://raw.githubusercontent.com/mrc-ide/global-lmic-reports/master/AFG/projections.csv | 2021-07-01 | infections | 35575.5 | 38539.4 | 40615.26 | 40496.98 | 41651.9 | 47080.56 | Surged Relax Interventions 50% | Afghanistan | AFG | 2022-01-02 | v8 | TRUE
https://raw.githubusercontent.com/mrc-ide/global-lmic-reports/master/AFG/projections.csv | 2021-07-01 | deaths | 52.27 | 55.22 | 56.85 | 56.93 | 58.83 | 62.46 | Surged Relax Interventions 50% | Afghanistan | AFG | 2022-01-02 | v8 | TRUE
https://raw.githubusercontent.com/mrc-ide/global-lmic-reports/master/AFG/projections.csv | 2021-07-01 | hospital_demand | 2427.46 | 2568.04 | 2664.29 | 2656.1 | 2747.33 | 2907.11 | Surged Relax Interventions 50% | Afghanistan | AFG | 2022-01-02 | v8 | TRUE
https://raw.githubusercontent.com/mrc-ide/global-lmic-reports/master/AFG/projections.csv | 2021-07-01 | ICU_demand | 992.67 | 1046.47 | 1082.91 | 1081.06 | 1118.18 | 1184.83 | Surged Relax Interventions 50% | Afghanistan | AFG | 2022-01-02 | v8 | TRUE
https://raw.githubusercontent.com/mrc-ide/global-lmic-reports/master/AFG/projections.csv | 2021-07-01 | hospital_incidence | 262.52 | 280.52 | 290.77 | 291.66 | 300.93 | 322.45 | Surged Relax Interventions 50% | Afghanistan | AFG | 2022-01-02 | v8 | TRUE
https://raw.githubusercontent.com/mrc-ide/global-lmic-reports/master/AFG/projections.csv | 2021-07-01 | ICU_incidence | 81.96 | 87.57 | 90.77 | 91.04 | 93.93 | 100.63 | Surged Relax Interventions 50% | Afghanistan | AFG | 2022-01-02 | v8 | TRUE
https://raw.githubusercontent.com/mrc-ide/global-lmic-reports/master/AFG/projections.csv | 2021-07-01 | prevalence | 251905.21 | 271299.7 | 282600.1 | 282137.38 | 289836.13 | 319273.39 | Surged Relax Interventions 50% | Afghanistan | AFG | 2022-01-02 | v8 | TRUE
https://raw.githubusercontent.com/mrc-ide/global-lmic-reports/master/AFG/projections.csv | 2021-07-01 | cumulative_infections | 2710529.86 | 2798429.73 | 2852582.82 | 2854441.79 | 2902281.63 | 3069139.13 | Surged Relax Interventions 50% | Afghanistan | AFG | 2022-01-02 | v8 | TRUE
https://raw.githubusercontent.com/mrc-ide/global-lmic-reports/master/AFG/projections.csv | 2021-07-01 | cumulative_deaths | 3736.48 | 3847 | 3932.02 | 3928.55 | 4002.55 | 4134.77 | Surged Relax Interventions 50% | Afghanistan | AFG | 2022-01-02 | v8 | TRUE
https://raw.githubusercontent.com/mrc-ide/global-lmic-reports/master/AFG/projections.csv | 2021-07-01 | Rt | 1.03 | 1.05 | 1.06 | 1.06 | 1.08 | 1.12 | Surged Relax Interventions 50% | Afghanistan | AFG | 2022-01-02 | v8 | TRUE
https://raw.githubusercontent.com/mrc-ide/global-lmic-reports/master/AFG/projections.csv | 2021-07-01 | Reff | 0.92 | 0.94 | 0.95 | 0.96 | 0.97 | 1 | Surged Relax Interventions 50% | Afghanistan | AFG | 2022-01-02 | v8 | TRUE
https://raw.githubusercontent.com/mrc-ide/global-lmic-reports/master/AFG/projections.csv | 2021-07-02 | infections | 35339.49 | 37639.18 | 40084.63 | 39810.33 | 41629.45 | 44698.1 | Additional 50% Reduction | Afghanistan | AFG | 2022-01-02 | v8 | TRUE
https://raw.githubusercontent.com/mrc-ide/global-lmic-reports/master/AFG/projections.csv | 2021-07-02 | deaths | 85.07 | 91.39 | 94.2 | 95.08 | 99.84 | 106.53 | Additional 50% Reduction | Afghanistan | AFG | 2022-01-02 | v8 | TRUE
https://raw.githubusercontent.com/mrc-ide/global-lmic-reports/master/AFG/projections.csv | 2021-07-02 | hospital_demand | 2362.08 | 2526.74 | 2599.51 | 2613.45 | 2718.08 | 2873.53 | Additional 50% Reduction | Afghanistan | AFG | 2022-01-02 | v8 | TRUE
https://raw.githubusercontent.com/mrc-ide/global-lmic-reports/master/AFG/projections.csv | 2021-07-02 | ICU_demand | 366.12 | 373.33 | 376.6 | 377.51 | 382.89 | 390.26 | Additional 50% Reduction | Afghanistan | AFG | 2022-01-02 | v8 | TRUE
https://raw.githubusercontent.com/mrc-ide/global-lmic-reports/master/AFG/projections.csv | 2021-07-02 | hospital_incidence | 264.28 | 280.43 | 289.5 | 291.43 | 305.02 | 320.33 | Additional 50% Reduction | Afghanistan | AFG | 2022-01-02 | v8 | TRUE
https://raw.githubusercontent.com/mrc-ide/global-lmic-reports/master/AFG/projections.csv | 2021-07-02 | ICU_incidence | 82.45 | 87.48 | 90.29 | 90.9 | 95.13 | 99.87 | Additional 50% Reduction | Afghanistan | AFG | 2022-01-02 | v8 | TRUE
https://raw.githubusercontent.com/mrc-ide/global-lmic-reports/master/AFG/projections.csv | 2021-07-02 | prevalence | 254732.92 | 266435.3 | 280347.18 | 280205.16 | 293056.18 | 310625.3 | Additional 50% Reduction | Afghanistan | AFG | 2022-01-02 | v8 | TRUE
https://raw.githubusercontent.com/mrc-ide/global-lmic-reports/master/AFG/projections.csv | 2021-07-02 | cumulative_infections | 2711860.94 | 2840478.34 | 2920458.57 | 2917155.42 | 2988972.93 | 3185625.46 | Additional 50% Reduction | Afghanistan | AFG | 2022-01-02 | v8 | TRUE
https://raw.githubusercontent.com/mrc-ide/global-lmic-reports/master/AFG/projections.csv | 2021-07-02 | cumulative_deaths | 4708.92 | 4949.42 | 5107.46 | 5103.01 | 5240.45 | 5638.7 | Additional 50% Reduction | Afghanistan | AFG | 2022-01-02 | v8 | TRUE
https://raw.githubusercontent.com/mrc-ide/global-lmic-reports/master/AFG/projections.csv | 2021-07-02 | Rt | 0.77 | 0.78 | 0.79 | 0.79 | 0.8 | 0.82 | Additional 50% Reduction | Afghanistan | AFG | 2022-01-02 | v8 | TRUE
https://raw.githubusercontent.com/mrc-ide/global-lmic-reports/master/AFG/projections.csv | 2021-07-02 | Reff | 0.68 | 0.7 | 0.71 | 0.71 | 0.72 | 0.74 | Additional 50% Reduction | Afghanistan | AFG | 2022-01-02 | v8 | TRUE
https://raw.githubusercontent.com/mrc-ide/global-lmic-reports/master/AFG/projections.csv | 2021-07-02 | infections | 35339.49 | 37639.18 | 40084.63 | 39810.33 | 41629.45 | 44698.1 | Maintain Status Quo | Afghanistan | AFG | 2022-01-02 | v8 | TRUE
https://raw.githubusercontent.com/mrc-ide/global-lmic-reports/master/AFG/projections.csv | 2021-07-02 | deaths | 85.07 | 91.39 | 94.2 | 95.08 | 99.84 | 106.53 | Maintain Status Quo | Afghanistan | AFG | 2022-01-02 | v8 | TRUE
https://raw.githubusercontent.com/mrc-ide/global-lmic-reports/master/AFG/projections.csv | 2021-07-02 | hospital_demand | 2362.08 | 2526.74 | 2599.51 | 2613.45 | 2718.08 | 2873.53 | Maintain Status Quo | Afghanistan | AFG | 2022-01-02 | v8 | TRUE
https://raw.githubusercontent.com/mrc-ide/global-lmic-reports/master/AFG/projections.csv | 2021-07-02 | ICU_demand | 366.12 | 373.33 | 376.6 | 377.51 | 382.89 | 390.26 | Maintain Status Quo | Afghanistan | AFG | 2022-01-02 | v8 | TRUE
https://raw.githubusercontent.com/mrc-ide/global-lmic-reports/master/AFG/projections.csv | 2021-07-02 | hospital_incidence | 264.28 | 280.43 | 289.5 | 291.43 | 305.02 | 320.33 | Maintain Status Quo | Afghanistan | AFG | 2022-01-02 | v8 | TRUE
https://raw.githubusercontent.com/mrc-ide/global-lmic-reports/master/AFG/projections.csv | 2021-07-02 | ICU_incidence | 82.45 | 87.48 | 90.29 | 90.9 | 95.13 | 99.87 | Maintain Status Quo | Afghanistan | AFG | 2022-01-02 | v8 | TRUE
https://raw.githubusercontent.com/mrc-ide/global-lmic-reports/master/AFG/projections.csv | 2021-07-02 | prevalence | 254732.92 | 266435.3 | 280347.18 | 280205.16 | 293056.18 | 310625.3 | Maintain Status Quo | Afghanistan | AFG | 2022-01-02 | v8 | TRUE
https://raw.githubusercontent.com/mrc-ide/global-lmic-reports/master/AFG/projections.csv | 2021-07-02 | cumulative_infections | 2711860.94 | 2840478.34 | 2920458.57 | 2917155.42 | 2988972.93 | 3185625.46 | Maintain Status Quo | Afghanistan | AFG | 2022-01-02 | v8 | TRUE
https://raw.githubusercontent.com/mrc-ide/global-lmic-reports/master/AFG/projections.csv | 2021-07-02 | cumulative_deaths | 4708.92 | 4949.42 | 5107.46 | 5103.01 | 5240.45 | 5638.7 | Maintain Status Quo | Afghanistan | AFG | 2022-01-02 | v8 | TRUE
https://raw.githubusercontent.com/mrc-ide/global-lmic-reports/master/AFG/projections.csv | 2021-07-02 | Rt | 0.77 | 0.78 | 0.79 | 0.79 | 0.8 | 0.82 | Maintain Status Quo | Afghanistan | AFG | 2022-01-02 | v8 | TRUE
https://raw.githubusercontent.com/mrc-ide/global-lmic-reports/master/AFG/projections.csv | 2021-07-02 | Reff | 0.68 | 0.7 | 0.71 | 0.71 | 0.72 | 0.74 | Maintain Status Quo | Afghanistan | AFG | 2022-01-02 | v8 | TRUE
https://raw.githubusercontent.com/mrc-ide/global-lmic-reports/master/AFG/projections.csv | 2021-07-02 | infections | 35339.49 | 37639.18 | 40084.63 | 39810.33 | 41629.45 | 44698.1 | Optimistic | Afghanistan | AFG | 2022-01-02 | v8 | TRUE
https://raw.githubusercontent.com/mrc-ide/global-lmic-reports/master/AFG/projections.csv | 2021-07-02 | deaths | 85.07 | 91.39 | 94.2 | 95.08 | 99.84 | 106.53 | Optimistic | Afghanistan | AFG | 2022-01-02 | v8 | TRUE
https://raw.githubusercontent.com/mrc-ide/global-lmic-reports/master/AFG/projections.csv | 2021-07-02 | hospital_demand | 2362.08 | 2526.74 | 2599.51 | 2613.45 | 2718.08 | 2873.53 | Optimistic | Afghanistan | AFG | 2022-01-02 | v8 | TRUE
https://raw.githubusercontent.com/mrc-ide/global-lmic-reports/master/AFG/projections.csv | 2021-07-02 | ICU_demand | 366.12 | 373.33 | 376.6 | 377.51 | 382.89 | 390.26 | Optimistic | Afghanistan | AFG | 2022-01-02 | v8 | TRUE
https://raw.githubusercontent.com/mrc-ide/global-lmic-reports/master/AFG/projections.csv | 2021-07-02 | hospital_incidence | 264.28 | 280.43 | 289.5 | 291.43 | 305.02 | 320.33 | Optimistic | Afghanistan | AFG | 2022-01-02 | v8 | TRUE
https://raw.githubusercontent.com/mrc-ide/global-lmic-reports/master/AFG/projections.csv | 2021-07-02 | ICU_incidence | 82.45 | 87.48 | 90.29 | 90.9 | 95.13 | 99.87 | Optimistic | Afghanistan | AFG | 2022-01-02 | v8 | TRUE
https://raw.githubusercontent.com/mrc-ide/global-lmic-reports/master/AFG/projections.csv | 2021-07-02 | prevalence | 254732.92 | 266435.3 | 280347.18 | 280205.16 | 293056.18 | 310625.3 | Optimistic | Afghanistan | AFG | 2022-01-02 | v8 | TRUE
https://raw.githubusercontent.com/mrc-ide/global-lmic-reports/master/AFG/projections.csv | 2021-07-02 | cumulative_infections | 2711860.94 | 2840478.34 | 2920458.57 | 2917155.42 | 2988972.93 | 3185625.46 | Optimistic | Afghanistan | AFG | 2022-01-02 | v8 | TRUE
https://raw.githubusercontent.com/mrc-ide/global-lmic-reports/master/AFG/projections.csv | 2021-07-02 | cumulative_deaths | 4708.92 | 4949.42 | 5107.46 | 5103.01 | 5240.45 | 5638.7 | Optimistic | Afghanistan | AFG | 2022-01-02 | v8 | TRUE
https://raw.githubusercontent.com/mrc-ide/global-lmic-reports/master/AFG/projections.csv | 2021-07-02 | Rt | 0.77 | 0.78 | 0.79 | 0.79 | 0.8 | 0.82 | Optimistic | Afghanistan | AFG | 2022-01-02 | v8 | TRUE
https://raw.githubusercontent.com/mrc-ide/global-lmic-reports/master/AFG/projections.csv | 2021-07-02 | Reff | 0.68 | 0.7 | 0.71 | 0.71 | 0.72 | 0.74 | Optimistic | Afghanistan | AFG | 2022-01-02 | v8 | TRUE
https://raw.githubusercontent.com/mrc-ide/global-lmic-reports/master/AFG/projections.csv | 2021-07-02 | infections | 35339.49 | 37639.18 | 40084.63 | 39810.33 | 41629.45 | 44698.1 | Pessimistic | Afghanistan | AFG | 2022-01-02 | v8 | TRUE
https://raw.githubusercontent.com/mrc-ide/global-lmic-reports/master/AFG/projections.csv | 2021-07-02 | deaths | 85.07 | 91.39 | 94.2 | 95.08 | 99.84 | 106.53 | Pessimistic | Afghanistan | AFG | 2022-01-02 | v8 | TRUE
https://raw.githubusercontent.com/mrc-ide/global-lmic-reports/master/AFG/projections.csv | 2021-07-02 | hospital_demand | 2362.08 | 2526.74 | 2599.51 | 2613.45 | 2718.08 | 2873.53 | Pessimistic | Afghanistan | AFG | 2022-01-02 | v8 | TRUE
https://raw.githubusercontent.com/mrc-ide/global-lmic-reports/master/AFG/projections.csv | 2021-07-02 | ICU_demand | 366.12 | 373.33 | 376.6 | 377.51 | 382.89 | 390.26 | Pessimistic | Afghanistan | AFG | 2022-01-02 | v8 | TRUE
https://raw.githubusercontent.com/mrc-ide/global-lmic-reports/master/AFG/projections.csv | 2021-07-02 | hospital_incidence | 264.28 | 280.43 | 289.5 | 291.43 | 305.02 | 320.33 | Pessimistic | Afghanistan | AFG | 2022-01-02 | v8 | TRUE
https://raw.githubusercontent.com/mrc-ide/global-lmic-reports/master/AFG/projections.csv | 2021-07-02 | ICU_incidence | 82.45 | 87.48 | 90.29 | 90.9 | 95.13 | 99.87 | Pessimistic | Afghanistan | AFG | 2022-01-02 | v8 | TRUE
https://raw.githubusercontent.com/mrc-ide/global-lmic-reports/master/AFG/projections.csv | 2021-07-02 | prevalence | 254732.92 | 266435.3 | 280347.18 | 280205.16 | 293056.18 | 310625.3 | Pessimistic | Afghanistan | AFG | 2022-01-02 | v8 | TRUE
https://raw.githubusercontent.com/mrc-ide/global-lmic-reports/master/AFG/projections.csv | 2021-07-02 | cumulative_infections | 2711860.94 | 2840478.34 | 2920458.57 | 2917155.42 | 2988972.93 | 3185625.46 | Pessimistic | Afghanistan | AFG | 2022-01-02 | v8 | TRUE
https://raw.githubusercontent.com/mrc-ide/global-lmic-reports/master/AFG/projections.csv | 2021-07-02 | cumulative_deaths | 4708.92 | 4949.42 | 5107.46 | 5103.01 | 5240.45 | 5638.7 | Pessimistic | Afghanistan | AFG | 2022-01-02 | v8 | TRUE
https://raw.githubusercontent.com/mrc-ide/global-lmic-reports/master/AFG/projections.csv | 2021-07-02 | Rt | 0.77 | 0.78 | 0.79 | 0.79 | 0.8 | 0.82 | Pessimistic | Afghanistan | AFG | 2022-01-02 | v8 | TRUE
https://raw.githubusercontent.com/mrc-ide/global-lmic-reports/master/AFG/projections.csv | 2021-07-02 | Reff | 0.68 | 0.7 | 0.71 | 0.71 | 0.72 | 0.74 | Pessimistic | Afghanistan | AFG | 2022-01-02 | v8 | TRUE
https://raw.githubusercontent.com/mrc-ide/global-lmic-reports/master/AFG/projections.csv | 2021-07-02 | infections | 35339.49 | 37639.18 | 40084.63 | 39810.33 | 41629.45 | 44698.1 | Relax Interventions 50% | Afghanistan | AFG | 2022-01-02 | v8 | TRUE
https://raw.githubusercontent.com/mrc-ide/global-lmic-reports/master/AFG/projections.csv | 2021-07-02 | deaths | 85.07 | 91.39 | 94.2 | 95.08 | 99.84 | 106.53 | Relax Interventions 50% | Afghanistan | AFG | 2022-01-02 | v8 | TRUE
https://raw.githubusercontent.com/mrc-ide/global-lmic-reports/master/AFG/projections.csv | 2021-07-02 | hospital_demand | 2362.08 | 2526.74 | 2599.51 | 2613.45 | 2718.08 | 2873.53 | Relax Interventions 50% | Afghanistan | AFG | 2022-01-02 | v8 | TRUE
https://raw.githubusercontent.com/mrc-ide/global-lmic-reports/master/AFG/projections.csv | 2021-07-02 | ICU_demand | 366.12 | 373.33 | 376.6 | 377.51 | 382.89 | 390.26 | Relax Interventions 50% | Afghanistan | AFG | 2022-01-02 | v8 | TRUE
https://raw.githubusercontent.com/mrc-ide/global-lmic-reports/master/AFG/projections.csv | 2021-07-02 | hospital_incidence | 264.28 | 280.43 | 289.5 | 291.43 | 305.02 | 320.33 | Relax Interventions 50% | Afghanistan | AFG | 2022-01-02 | v8 | TRUE
https://raw.githubusercontent.com/mrc-ide/global-lmic-reports/master/AFG/projections.csv | 2021-07-02 | ICU_incidence | 82.45 | 87.48 | 90.29 | 90.9 | 95.13 | 99.87 | Relax Interventions 50% | Afghanistan | AFG | 2022-01-02 | v8 | TRUE
https://raw.githubusercontent.com/mrc-ide/global-lmic-reports/master/AFG/projections.csv | 2021-07-02 | prevalence | 254732.92 | 266435.3 | 280347.18 | 280205.16 | 293056.18 | 310625.3 | Relax Interventions 50% | Afghanistan | AFG | 2022-01-02 | v8 | TRUE
https://raw.githubusercontent.com/mrc-ide/global-lmic-reports/master/AFG/projections.csv | 2021-07-02 | cumulative_infections | 2711860.94 | 2840478.34 | 2920458.57 | 2917155.42 | 2988972.93 | 3185625.46 | Relax Interventions 50% | Afghanistan | AFG | 2022-01-02 | v8 | TRUE
https://raw.githubusercontent.com/mrc-ide/global-lmic-reports/master/AFG/projections.csv | 2021-07-02 | cumulative_deaths | 4708.92 | 4949.42 | 5107.46 | 5103.01 | 5240.45 | 5638.7 | Relax Interventions 50% | Afghanistan | AFG | 2022-01-02 | v8 | TRUE
https://raw.githubusercontent.com/mrc-ide/global-lmic-reports/master/AFG/projections.csv | 2021-07-02 | Rt | 0.77 | 0.78 | 0.79 | 0.79 | 0.8 | 0.82 | Relax Interventions 50% | Afghanistan | AFG | 2022-01-02 | v8 | TRUE
https://raw.githubusercontent.com/mrc-ide/global-lmic-reports/master/AFG/projections.csv | 2021-07-02 | Reff | 0.68 | 0.7 | 0.71 | 0.71 | 0.72 | 0.74 | Relax Interventions 50% | Afghanistan | AFG | 2022-01-02 | v8 | TRUE
https://raw.githubusercontent.com/mrc-ide/global-lmic-reports/master/AFG/projections.csv | 2021-07-02 | infections | 34766.99 | 37915.47 | 39717.49 | 39816.92 | 40895.14 | 46675.08 | Surged Additional 50% Reduction | Afghanistan | AFG | 2022-01-02 | v8 | TRUE
https://raw.githubusercontent.com/mrc-ide/global-lmic-reports/master/AFG/projections.csv | 2021-07-02 | deaths | 53.04 | 55.99 | 57.77 | 57.77 | 59.71 | 63.43 | Surged Additional 50% Reduction | Afghanistan | AFG | 2022-01-02 | v8 | TRUE
https://raw.githubusercontent.com/mrc-ide/global-lmic-reports/master/AFG/projections.csv | 2021-07-02 | hospital_demand | 2437.47 | 2583.86 | 2680.37 | 2672.79 | 2762.36 | 2923.51 | Surged Additional 50% Reduction | Afghanistan | AFG | 2022-01-02 | v8 | TRUE
https://raw.githubusercontent.com/mrc-ide/global-lmic-reports/master/AFG/projections.csv | 2021-07-02 | ICU_demand | 1001.51 | 1056.42 | 1095.12 | 1092.57 | 1131.06 | 1195.14 | Surged Additional 50% Reduction | Afghanistan | AFG | 2022-01-02 | v8 | TRUE
https://raw.githubusercontent.com/mrc-ide/global-lmic-reports/master/AFG/projections.csv | 2021-07-02 | hospital_incidence | 260.61 | 278.05 | 290.51 | 290.04 | 298.94 | 322.3 | Surged Additional 50% Reduction | Afghanistan | AFG | 2022-01-02 | v8 | TRUE
https://raw.githubusercontent.com/mrc-ide/global-lmic-reports/master/AFG/projections.csv | 2021-07-02 | ICU_incidence | 81.3 | 86.73 | 90.62 | 90.46 | 93.24 | 100.5 | Surged Additional 50% Reduction | Afghanistan | AFG | 2022-01-02 | v8 | TRUE
https://raw.githubusercontent.com/mrc-ide/global-lmic-reports/master/AFG/projections.csv | 2021-07-02 | prevalence | 249303.55 | 269031.57 | 280941.72 | 280265.94 | 287511.64 | 319270.08 | Surged Additional 50% Reduction | Afghanistan | AFG | 2022-01-02 | v8 | TRUE
https://raw.githubusercontent.com/mrc-ide/global-lmic-reports/master/AFG/projections.csv | 2021-07-02 | cumulative_infections | 2749949.99 | 2838175.13 | 2891363.85 | 2894258.71 | 2943211.15 | 3112297.34 | Surged Additional 50% Reduction | Afghanistan | AFG | 2022-01-02 | v8 | TRUE
https://raw.githubusercontent.com/mrc-ide/global-lmic-reports/master/AFG/projections.csv | 2021-07-02 | cumulative_deaths | 3790.68 | 3904.89 | 3989.44 | 3986.31 | 4061.24 | 4197.99 | Surged Additional 50% Reduction | Afghanistan | AFG | 2022-01-02 | v8 | TRUE
https://raw.githubusercontent.com/mrc-ide/global-lmic-reports/master/AFG/projections.csv | 2021-07-02 | Rt | 0.76 | 0.78 | 0.79 | 0.79 | 0.8 | 0.82 | Surged Additional 50% Reduction | Afghanistan | AFG | 2022-01-02 | v8 | TRUE
https://raw.githubusercontent.com/mrc-ide/global-lmic-reports/master/AFG/projections.csv | 2021-07-02 | Reff | 0.68 | 0.7 | 0.71 | 0.71 | 0.72 | 0.73 | Surged Additional 50% Reduction | Afghanistan | AFG | 2022-01-02 | v8 | TRUE
https://raw.githubusercontent.com/mrc-ide/global-lmic-reports/master/AFG/projections.csv | 2021-07-02 | infections | 34766.99 | 37915.47 | 39717.49 | 39816.92 | 40895.14 | 46675.08 | Surged Maintain Status Quo | Afghanistan | AFG | 2022-01-02 | v8 | TRUE
https://raw.githubusercontent.com/mrc-ide/global-lmic-reports/master/AFG/projections.csv | 2021-07-02 | deaths | 53.04 | 55.99 | 57.77 | 57.77 | 59.71 | 63.43 | Surged Maintain Status Quo | Afghanistan | AFG | 2022-01-02 | v8 | TRUE
https://raw.githubusercontent.com/mrc-ide/global-lmic-reports/master/AFG/projections.csv | 2021-07-02 | hospital_demand | 2437.47 | 2583.86 | 2680.37 | 2672.79 | 2762.36 | 2923.51 | Surged Maintain Status Quo | Afghanistan | AFG | 2022-01-02 | v8 | TRUE
https://raw.githubusercontent.com/mrc-ide/global-lmic-reports/master/AFG/projections.csv | 2021-07-02 | ICU_demand | 1001.51 | 1056.42 | 1095.12 | 1092.57 | 1131.06 | 1195.14 | Surged Maintain Status Quo | Afghanistan | AFG | 2022-01-02 | v8 | TRUE
https://raw.githubusercontent.com/mrc-ide/global-lmic-reports/master/AFG/projections.csv | 2021-07-02 | hospital_incidence | 260.61 | 278.05 | 290.51 | 290.04 | 298.94 | 322.3 | Surged Maintain Status Quo | Afghanistan | AFG | 2022-01-02 | v8 | TRUE
https://raw.githubusercontent.com/mrc-ide/global-lmic-reports/master/AFG/projections.csv | 2021-07-02 | ICU_incidence | 81.3 | 86.73 | 90.62 | 90.46 | 93.24 | 100.5 | Surged Maintain Status Quo | Afghanistan | AFG | 2022-01-02 | v8 | TRUE
https://raw.githubusercontent.com/mrc-ide/global-lmic-reports/master/AFG/projections.csv | 2021-07-02 | prevalence | 249303.55 | 269031.57 | 280941.72 | 280265.94 | 287511.64 | 319270.08 | Surged Maintain Status Quo | Afghanistan | AFG | 2022-01-02 | v8 | TRUE
https://raw.githubusercontent.com/mrc-ide/global-lmic-reports/master/AFG/projections.csv | 2021-07-02 | cumulative_infections | 2749949.99 | 2838175.13 | 2891363.85 | 2894258.71 | 2943211.15 | 3112297.34 | Surged Maintain Status Quo | Afghanistan | AFG | 2022-01-02 | v8 | TRUE
https://raw.githubusercontent.com/mrc-ide/global-lmic-reports/master/AFG/projections.csv | 2021-07-02 | cumulative_deaths | 3790.68 | 3904.89 | 3989.44 | 3986.31 | 4061.24 | 4197.99 | Surged Maintain Status Quo | Afghanistan | AFG | 2022-01-02 | v8 | TRUE
https://raw.githubusercontent.com/mrc-ide/global-lmic-reports/master/AFG/projections.csv | 2021-07-02 | Rt | 0.76 | 0.78 | 0.79 | 0.79 | 0.8 | 0.82 | Surged Maintain Status Quo | Afghanistan | AFG | 2022-01-02 | v8 | TRUE
https://raw.githubusercontent.com/mrc-ide/global-lmic-reports/master/AFG/projections.csv | 2021-07-02 | Reff | 0.68 | 0.7 | 0.71 | 0.71 | 0.72 | 0.73 | Surged Maintain Status Quo | Afghanistan | AFG | 2022-01-02 | v8 | TRUE
https://raw.githubusercontent.com/mrc-ide/global-lmic-reports/master/AFG/projections.csv | 2021-07-02 | infections | 34766.99 | 37915.47 | 39717.49 | 39816.92 | 40895.14 | 46675.08 | Surged Optimistic | Afghanistan | AFG | 2022-01-02 | v8 | TRUE
https://raw.githubusercontent.com/mrc-ide/global-lmic-reports/master/AFG/projections.csv | 2021-07-02 | deaths | 53.04 | 55.99 | 57.77 | 57.77 | 59.71 | 63.43 | Surged Optimistic | Afghanistan | AFG | 2022-01-02 | v8 | TRUE
https://raw.githubusercontent.com/mrc-ide/global-lmic-reports/master/AFG/projections.csv | 2021-07-02 | hospital_demand | 2437.47 | 2583.86 | 2680.37 | 2672.79 | 2762.36 | 2923.51 | Surged Optimistic | Afghanistan | AFG | 2022-01-02 | v8 | TRUE
https://raw.githubusercontent.com/mrc-ide/global-lmic-reports/master/AFG/projections.csv | 2021-07-02 | ICU_demand | 1001.51 | 1056.42 | 1095.12 | 1092.57 | 1131.06 | 1195.14 | Surged Optimistic | Afghanistan | AFG | 2022-01-02 | v8 | TRUE
https://raw.githubusercontent.com/mrc-ide/global-lmic-reports/master/AFG/projections.csv | 2021-07-02 | hospital_incidence | 260.61 | 278.05 | 290.51 | 290.04 | 298.94 | 322.3 | Surged Optimistic | Afghanistan | AFG | 2022-01-02 | v8 | TRUE
https://raw.githubusercontent.com/mrc-ide/global-lmic-reports/master/AFG/projections.csv | 2021-07-02 | ICU_incidence | 81.3 | 86.73 | 90.62 | 90.46 | 93.24 | 100.5 | Surged Optimistic | Afghanistan | AFG | 2022-01-02 | v8 | TRUE
https://raw.githubusercontent.com/mrc-ide/global-lmic-reports/master/AFG/projections.csv | 2021-07-02 | prevalence | 249303.55 | 269031.57 | 280941.72 | 280265.94 | 287511.64 | 319270.08 | Surged Optimistic | Afghanistan | AFG | 2022-01-02 | v8 | TRUE
https://raw.githubusercontent.com/mrc-ide/global-lmic-reports/master/AFG/projections.csv | 2021-07-02 | cumulative_infections | 2749949.99 | 2838175.13 | 2891363.85 | 2894258.71 | 2943211.15 | 3112297.34 | Surged Optimistic | Afghanistan | AFG | 2022-01-02 | v8 | TRUE
https://raw.githubusercontent.com/mrc-ide/global-lmic-reports/master/AFG/projections.csv | 2021-07-02 | cumulative_deaths | 3790.68 | 3904.89 | 3989.44 | 3986.31 | 4061.24 | 4197.99 | Surged Optimistic | Afghanistan | AFG | 2022-01-02 | v8 | TRUE
https://raw.githubusercontent.com/mrc-ide/global-lmic-reports/master/AFG/projections.csv | 2021-07-02 | Rt | 0.76 | 0.78 | 0.79 | 0.79 | 0.8 | 0.82 | Surged Optimistic | Afghanistan | AFG | 2022-01-02 | v8 | TRUE
https://raw.githubusercontent.com/mrc-ide/global-lmic-reports/master/AFG/projections.csv | 2021-07-02 | Reff | 0.68 | 0.7 | 0.71 | 0.71 | 0.72 | 0.73 | Surged Optimistic | Afghanistan | AFG | 2022-01-02 | v8 | TRUE
https://raw.githubusercontent.com/mrc-ide/global-lmic-reports/master/AFG/projections.csv | 2021-07-02 | infections | 34766.99 | 37915.47 | 39717.49 | 39816.92 | 40895.14 | 46675.08 | Surged Pessimistic | Afghanistan | AFG | 2022-01-02 | v8 | TRUE
https://raw.githubusercontent.com/mrc-ide/global-lmic-reports/master/AFG/projections.csv | 2021-07-02 | deaths | 53.04 | 55.99 | 57.77 | 57.77 | 59.71 | 63.43 | Surged Pessimistic | Afghanistan | AFG | 2022-01-02 | v8 | TRUE
https://raw.githubusercontent.com/mrc-ide/global-lmic-reports/master/AFG/projections.csv | 2021-07-02 | hospital_demand | 2437.47 | 2583.86 | 2680.37 | 2672.79 | 2762.36 | 2923.51 | Surged Pessimistic | Afghanistan | AFG | 2022-01-02 | v8 | TRUE
https://raw.githubusercontent.com/mrc-ide/global-lmic-reports/master/AFG/projections.csv | 2021-07-02 | ICU_demand | 1001.51 | 1056.42 | 1095.12 | 1092.57 | 1131.06 | 1195.14 | Surged Pessimistic | Afghanistan | AFG | 2022-01-02 | v8 | TRUE
https://raw.githubusercontent.com/mrc-ide/global-lmic-reports/master/AFG/projections.csv | 2021-07-02 | hospital_incidence | 260.61 | 278.05 | 290.51 | 290.04 | 298.94 | 322.3 | Surged Pessimistic | Afghanistan | AFG | 2022-01-02 | v8 | TRUE
https://raw.githubusercontent.com/mrc-ide/global-lmic-reports/master/AFG/projections.csv | 2021-07-02 | ICU_incidence | 81.3 | 86.73 | 90.62 | 90.46 | 93.24 | 100.5 | Surged Pessimistic | Afghanistan | AFG | 2022-01-02 | v8 | TRUE
https://raw.githubusercontent.com/mrc-ide/global-lmic-reports/master/AFG/projections.csv | 2021-07-02 | prevalence | 249303.55 | 269031.57 | 280941.72 | 280265.94 | 287511.64 | 319270.08 | Surged Pessimistic | Afghanistan | AFG | 2022-01-02 | v8 | TRUE
https://raw.githubusercontent.com/mrc-ide/global-lmic-reports/master/AFG/projections.csv | 2021-07-02 | cumulative_infections | 2749949.99 | 2838175.13 | 2891363.85 | 2894258.71 | 2943211.15 | 3112297.34 | Surged Pessimistic | Afghanistan | AFG | 2022-01-02 | v8 | TRUE
https://raw.githubusercontent.com/mrc-ide/global-lmic-reports/master/AFG/projections.csv | 2021-07-02 | cumulative_deaths | 3790.68 | 3904.89 | 3989.44 | 3986.31 | 4061.24 | 4197.99 | Surged Pessimistic | Afghanistan | AFG | 2022-01-02 | v8 | TRUE
https://raw.githubusercontent.com/mrc-ide/global-lmic-reports/master/AFG/projections.csv | 2021-07-02 | Rt | 0.76 | 0.78 | 0.79 | 0.79 | 0.8 | 0.82 | Surged Pessimistic | Afghanistan | AFG | 2022-01-02 | v8 | TRUE
https://raw.githubusercontent.com/mrc-ide/global-lmic-reports/master/AFG/projections.csv | 2021-07-02 | Reff | 0.68 | 0.7 | 0.71 | 0.71 | 0.72 | 0.73 | Surged Pessimistic | Afghanistan | AFG | 2022-01-02 | v8 | TRUE
https://raw.githubusercontent.com/mrc-ide/global-lmic-reports/master/AFG/projections.csv | 2021-07-02 | infections | 34766.99 | 37915.47 | 39717.49 | 39816.92 | 40895.14 | 46675.08 | Surged Relax Interventions 50% | Afghanistan | AFG | 2022-01-02 | v8 | TRUE
https://raw.githubusercontent.com/mrc-ide/global-lmic-reports/master/AFG/projections.csv | 2021-07-02 | deaths | 53.04 | 55.99 | 57.77 | 57.77 | 59.71 | 63.43 | Surged Relax Interventions 50% | Afghanistan | AFG | 2022-01-02 | v8 | TRUE
https://raw.githubusercontent.com/mrc-ide/global-lmic-reports/master/AFG/projections.csv | 2021-07-02 | hospital_demand | 2437.47 | 2583.86 | 2680.37 | 2672.79 | 2762.36 | 2923.51 | Surged Relax Interventions 50% | Afghanistan | AFG | 2022-01-02 | v8 | TRUE
https://raw.githubusercontent.com/mrc-ide/global-lmic-reports/master/AFG/projections.csv | 2021-07-02 | ICU_demand | 1001.51 | 1056.42 | 1095.12 | 1092.57 | 1131.06 | 1195.14 | Surged Relax Interventions 50% | Afghanistan | AFG | 2022-01-02 | v8 | TRUE
https://raw.githubusercontent.com/mrc-ide/global-lmic-reports/master/AFG/projections.csv | 2021-07-02 | hospital_incidence | 260.61 | 278.05 | 290.51 | 290.04 | 298.94 | 322.3 | Surged Relax Interventions 50% | Afghanistan | AFG | 2022-01-02 | v8 | TRUE
https://raw.githubusercontent.com/mrc-ide/global-lmic-reports/master/AFG/projections.csv | 2021-07-02 | ICU_incidence | 81.3 | 86.73 | 90.62 | 90.46 | 93.24 | 100.5 | Surged Relax Interventions 50% | Afghanistan | AFG | 2022-01-02 | v8 | TRUE
https://raw.githubusercontent.com/mrc-ide/global-lmic-reports/master/AFG/projections.csv | 2021-07-02 | prevalence | 249303.55 | 269031.57 | 280941.72 | 280265.94 | 287511.64 | 319270.08 | Surged Relax Interventions 50% | Afghanistan | AFG | 2022-01-02 | v8 | TRUE
https://raw.githubusercontent.com/mrc-ide/global-lmic-reports/master/AFG/projections.csv | 2021-07-02 | cumulative_infections | 2749949.99 | 2838175.13 | 2891363.85 | 2894258.71 | 2943211.15 | 3112297.34 | Surged Relax Interventions 50% | Afghanistan | AFG | 2022-01-02 | v8 | TRUE
https://raw.githubusercontent.com/mrc-ide/global-lmic-reports/master/AFG/projections.csv | 2021-07-02 | cumulative_deaths | 3790.68 | 3904.89 | 3989.44 | 3986.31 | 4061.24 | 4197.99 | Surged Relax Interventions 50% | Afghanistan | AFG | 2022-01-02 | v8 | TRUE
https://raw.githubusercontent.com/mrc-ide/global-lmic-reports/master/AFG/projections.csv | 2021-07-02 | Rt | 0.76 | 0.78 | 0.79 | 0.79 | 0.8 | 0.82 | Surged Relax Interventions 50% | Afghanistan | AFG | 2022-01-02 | v8 | TRUE
https://raw.githubusercontent.com/mrc-ide/global-lmic-reports/master/AFG/projections.csv | 2021-07-02 | Reff | 0.68 | 0.7 | 0.71 | 0.71 | 0.72 | 0.73 | Surged Relax Interventions 50% | Afghanistan | AFG | 2022-01-02 | v8 | TRUE
https://raw.githubusercontent.com/mrc-ide/global-lmic-reports/master/AFG/projections.csv | 2021-07-03 | infections | 26680.93 | 28563.37 | 29489.48 | 29388.68 | 30483.21 | 31988.07 | Additional 50% Reduction | Afghanistan | AFG | 2022-01-02 | v8 | TRUE
https://raw.githubusercontent.com/mrc-ide/global-lmic-reports/master/AFG/projections.csv | 2021-07-03 | deaths | 84.77 | 90.86 | 93.91 | 94.65 | 99.36 | 105.53 | Additional 50% Reduction | Afghanistan | AFG | 2022-01-02 | v8 | TRUE
https://raw.githubusercontent.com/mrc-ide/global-lmic-reports/master/AFG/projections.csv | 2021-07-03 | hospital_demand | 2371.35 | 2533.92 | 2607.74 | 2621.99 | 2735.62 | 2891.22 | Additional 50% Reduction | Afghanistan | AFG | 2022-01-02 | v8 | TRUE
https://raw.githubusercontent.com/mrc-ide/global-lmic-reports/master/AFG/projections.csv | 2021-07-03 | ICU_demand | 365.68 | 372.53 | 376.17 | 376.92 | 382.38 | 388.99 | Additional 50% Reduction | Afghanistan | AFG | 2022-01-02 | v8 | TRUE
https://raw.githubusercontent.com/mrc-ide/global-lmic-reports/master/AFG/projections.csv | 2021-07-03 | hospital_incidence | 262.84 | 278.13 | 287.95 | 289.55 | 303.33 | 318.43 | Additional 50% Reduction | Afghanistan | AFG | 2022-01-02 | v8 | TRUE
https://raw.githubusercontent.com/mrc-ide/global-lmic-reports/master/AFG/projections.csv | 2021-07-03 | ICU_incidence | 81.93 | 86.69 | 89.74 | 90.23 | 94.52 | 99.19 | Additional 50% Reduction | Afghanistan | AFG | 2022-01-02 | v8 | TRUE
https://raw.githubusercontent.com/mrc-ide/global-lmic-reports/master/AFG/projections.csv | 2021-07-03 | prevalence | 244584.5 | 255061.4 | 268075.99 | 267963.35 | 279478.91 | 296657.92 | Additional 50% Reduction | Afghanistan | AFG | 2022-01-02 | v8 | TRUE
https://raw.githubusercontent.com/mrc-ide/global-lmic-reports/master/AFG/projections.csv | 2021-07-03 | cumulative_infections | 2739124.58 | 2869918.41 | 2950859.44 | 2946544.1 | 3019457.24 | 3216795.31 | Additional 50% Reduction | Afghanistan | AFG | 2022-01-02 | v8 | TRUE
https://raw.githubusercontent.com/mrc-ide/global-lmic-reports/master/AFG/projections.csv | 2021-07-03 | cumulative_deaths | 4795.16 | 5039.72 | 5204.47 | 5197.66 | 5342.11 | 5741.47 | Additional 50% Reduction | Afghanistan | AFG | 2022-01-02 | v8 | TRUE
https://raw.githubusercontent.com/mrc-ide/global-lmic-reports/master/AFG/projections.csv | 2021-07-03 | Rt | 0.75 | 0.76 | 0.78 | 0.78 | 0.79 | 0.81 | Additional 50% Reduction | Afghanistan | AFG | 2022-01-02 | v8 | TRUE
https://raw.githubusercontent.com/mrc-ide/global-lmic-reports/master/AFG/projections.csv | 2021-07-03 | Reff | 0.67 | 0.68 | 0.69 | 0.7 | 0.71 | 0.73 | Additional 50% Reduction | Afghanistan | AFG | 2022-01-02 | v8 | TRUE
https://raw.githubusercontent.com/mrc-ide/global-lmic-reports/master/AFG/projections.csv | 2021-07-03 | infections | 26680.93 | 28563.37 | 29489.48 | 29388.68 | 30483.21 | 31988.07 | Maintain Status Quo | Afghanistan | AFG | 2022-01-02 | v8 | TRUE
https://raw.githubusercontent.com/mrc-ide/global-lmic-reports/master/AFG/projections.csv | 2021-07-03 | deaths | 84.77 | 90.86 | 93.91 | 94.65 | 99.36 | 105.53 | Maintain Status Quo | Afghanistan | AFG | 2022-01-02 | v8 | TRUE
https://raw.githubusercontent.com/mrc-ide/global-lmic-reports/master/AFG/projections.csv | 2021-07-03 | hospital_demand | 2371.35 | 2533.92 | 2607.74 | 2621.99 | 2735.62 | 2891.22 | Maintain Status Quo | Afghanistan | AFG | 2022-01-02 | v8 | TRUE
https://raw.githubusercontent.com/mrc-ide/global-lmic-reports/master/AFG/projections.csv | 2021-07-03 | ICU_demand | 365.68 | 372.53 | 376.17 | 376.92 | 382.38 | 388.99 | Maintain Status Quo | Afghanistan | AFG | 2022-01-02 | v8 | TRUE
https://raw.githubusercontent.com/mrc-ide/global-lmic-reports/master/AFG/projections.csv | 2021-07-03 | hospital_incidence | 262.84 | 278.13 | 287.95 | 289.55 | 303.33 | 318.43 | Maintain Status Quo | Afghanistan | AFG | 2022-01-02 | v8 | TRUE
https://raw.githubusercontent.com/mrc-ide/global-lmic-reports/master/AFG/projections.csv | 2021-07-03 | ICU_incidence | 81.93 | 86.69 | 89.74 | 90.23 | 94.52 | 99.19 | Maintain Status Quo | Afghanistan | AFG | 2022-01-02 | v8 | TRUE
https://raw.githubusercontent.com/mrc-ide/global-lmic-reports/master/AFG/projections.csv | 2021-07-03 | prevalence | 244584.5 | 255061.4 | 268075.99 | 267963.35 | 279478.91 | 296657.92 | Maintain Status Quo | Afghanistan | AFG | 2022-01-02 | v8 | TRUE
https://raw.githubusercontent.com/mrc-ide/global-lmic-reports/master/AFG/projections.csv | 2021-07-03 | cumulative_infections | 2739124.58 | 2869918.41 | 2950859.44 | 2946544.1 | 3019457.24 | 3216795.31 | Maintain Status Quo | Afghanistan | AFG | 2022-01-02 | v8 | TRUE
https://raw.githubusercontent.com/mrc-ide/global-lmic-reports/master/AFG/projections.csv | 2021-07-03 | cumulative_deaths | 4795.16 | 5039.72 | 5204.47 | 5197.66 | 5342.11 | 5741.47 | Maintain Status Quo | Afghanistan | AFG | 2022-01-02 | v8 | TRUE
https://raw.githubusercontent.com/mrc-ide/global-lmic-reports/master/AFG/projections.csv | 2021-07-03 | Rt | 0.75 | 0.76 | 0.78 | 0.78 | 0.79 | 0.81 | Maintain Status Quo | Afghanistan | AFG | 2022-01-02 | v8 | TRUE
https://raw.githubusercontent.com/mrc-ide/global-lmic-reports/master/AFG/projections.csv | 2021-07-03 | Reff | 0.67 | 0.68 | 0.69 | 0.7 | 0.71 | 0.73 | Maintain Status Quo | Afghanistan | AFG | 2022-01-02 | v8 | TRUE
https://raw.githubusercontent.com/mrc-ide/global-lmic-reports/master/AFG/projections.csv | 2021-07-03 | infections | 26680.93 | 28563.37 | 29489.48 | 29388.68 | 30483.21 | 31988.07 | Optimistic | Afghanistan | AFG | 2022-01-02 | v8 | TRUE
https://raw.githubusercontent.com/mrc-ide/global-lmic-reports/master/AFG/projections.csv | 2021-07-03 | deaths | 84.77 | 90.86 | 93.91 | 94.65 | 99.36 | 105.53 | Optimistic | Afghanistan | AFG | 2022-01-02 | v8 | TRUE
https://raw.githubusercontent.com/mrc-ide/global-lmic-reports/master/AFG/projections.csv | 2021-07-03 | hospital_demand | 2371.35 | 2533.92 | 2607.74 | 2621.99 | 2735.62 | 2891.22 | Optimistic | Afghanistan | AFG | 2022-01-02 | v8 | TRUE
https://raw.githubusercontent.com/mrc-ide/global-lmic-reports/master/AFG/projections.csv | 2021-07-03 | ICU_demand | 365.68 | 372.53 | 376.17 | 376.92 | 382.38 | 388.99 | Optimistic | Afghanistan | AFG | 2022-01-02 | v8 | TRUE
https://raw.githubusercontent.com/mrc-ide/global-lmic-reports/master/AFG/projections.csv | 2021-07-03 | hospital_incidence | 262.84 | 278.13 | 287.95 | 289.55 | 303.33 | 318.43 | Optimistic | Afghanistan | AFG | 2022-01-02 | v8 | TRUE
https://raw.githubusercontent.com/mrc-ide/global-lmic-reports/master/AFG/projections.csv | 2021-07-03 | ICU_incidence | 81.93 | 86.69 | 89.74 | 90.23 | 94.52 | 99.19 | Optimistic | Afghanistan | AFG | 2022-01-02 | v8 | TRUE
https://raw.githubusercontent.com/mrc-ide/global-lmic-reports/master/AFG/projections.csv | 2021-07-03 | prevalence | 244584.5 | 255061.4 | 268075.99 | 267963.35 | 279478.91 | 296657.92 | Optimistic | Afghanistan | AFG | 2022-01-02 | v8 | TRUE
https://raw.githubusercontent.com/mrc-ide/global-lmic-reports/master/AFG/projections.csv | 2021-07-03 | cumulative_infections | 2739124.58 | 2869918.41 | 2950859.44 | 2946544.1 | 3019457.24 | 3216795.31 | Optimistic | Afghanistan | AFG | 2022-01-02 | v8 | TRUE
https://raw.githubusercontent.com/mrc-ide/global-lmic-reports/master/AFG/projections.csv | 2021-07-03 | cumulative_deaths | 4795.16 | 5039.72 | 5204.47 | 5197.66 | 5342.11 | 5741.47 | Optimistic | Afghanistan | AFG | 2022-01-02 | v8 | TRUE
https://raw.githubusercontent.com/mrc-ide/global-lmic-reports/master/AFG/projections.csv | 2021-07-03 | Rt | 0.75 | 0.76 | 0.78 | 0.78 | 0.79 | 0.81 | Optimistic | Afghanistan | AFG | 2022-01-02 | v8 | TRUE
https://raw.githubusercontent.com/mrc-ide/global-lmic-reports/master/AFG/projections.csv | 2021-07-03 | Reff | 0.67 | 0.68 | 0.69 | 0.7 | 0.71 | 0.73 | Optimistic | Afghanistan | AFG | 2022-01-02 | v8 | TRUE
https://raw.githubusercontent.com/mrc-ide/global-lmic-reports/master/AFG/projections.csv | 2021-07-03 | infections | 26680.93 | 28563.37 | 29489.48 | 29388.68 | 30483.21 | 31988.07 | Pessimistic | Afghanistan | AFG | 2022-01-02 | v8 | TRUE
https://raw.githubusercontent.com/mrc-ide/global-lmic-reports/master/AFG/projections.csv | 2021-07-03 | deaths | 84.77 | 90.86 | 93.91 | 94.65 | 99.36 | 105.53 | Pessimistic | Afghanistan | AFG | 2022-01-02 | v8 | TRUE
https://raw.githubusercontent.com/mrc-ide/global-lmic-reports/master/AFG/projections.csv | 2021-07-03 | hospital_demand | 2371.35 | 2533.92 | 2607.74 | 2621.99 | 2735.62 | 2891.22 | Pessimistic | Afghanistan | AFG | 2022-01-02 | v8 | TRUE
https://raw.githubusercontent.com/mrc-ide/global-lmic-reports/master/AFG/projections.csv | 2021-07-03 | ICU_demand | 365.68 | 372.53 | 376.17 | 376.92 | 382.38 | 388.99 | Pessimistic | Afghanistan | AFG | 2022-01-02 | v8 | TRUE
https://raw.githubusercontent.com/mrc-ide/global-lmic-reports/master/AFG/projections.csv | 2021-07-03 | hospital_incidence | 262.84 | 278.13 | 287.95 | 289.55 | 303.33 | 318.43 | Pessimistic | Afghanistan | AFG | 2022-01-02 | v8 | TRUE
https://raw.githubusercontent.com/mrc-ide/global-lmic-reports/master/AFG/projections.csv | 2021-07-03 | ICU_incidence | 81.93 | 86.69 | 89.74 | 90.23 | 94.52 | 99.19 | Pessimistic | Afghanistan | AFG | 2022-01-02 | v8 | TRUE
https://raw.githubusercontent.com/mrc-ide/global-lmic-reports/master/AFG/projections.csv | 2021-07-03 | prevalence | 244584.5 | 255061.4 | 268075.99 | 267963.35 | 279478.91 | 296657.92 | Pessimistic | Afghanistan | AFG | 2022-01-02 | v8 | TRUE
https://raw.githubusercontent.com/mrc-ide/global-lmic-reports/master/AFG/projections.csv | 2021-07-03 | cumulative_infections | 2739124.58 | 2869918.41 | 2950859.44 | 2946544.1 | 3019457.24 | 3216795.31 | Pessimistic | Afghanistan | AFG | 2022-01-02 | v8 | TRUE
https://raw.githubusercontent.com/mrc-ide/global-lmic-reports/master/AFG/projections.csv | 2021-07-03 | cumulative_deaths | 4795.16 | 5039.72 | 5204.47 | 5197.66 | 5342.11 | 5741.47 | Pessimistic | Afghanistan | AFG | 2022-01-02 | v8 | TRUE
https://raw.githubusercontent.com/mrc-ide/global-lmic-reports/master/AFG/projections.csv | 2021-07-03 | Rt | 0.75 | 0.76 | 0.78 | 0.78 | 0.79 | 0.81 | Pessimistic | Afghanistan | AFG | 2022-01-02 | v8 | TRUE
https://raw.githubusercontent.com/mrc-ide/global-lmic-reports/master/AFG/projections.csv | 2021-07-03 | Reff | 0.67 | 0.68 | 0.69 | 0.7 | 0.71 | 0.73 | Pessimistic | Afghanistan | AFG | 2022-01-02 | v8 | TRUE
https://raw.githubusercontent.com/mrc-ide/global-lmic-reports/master/AFG/projections.csv | 2021-07-03 | infections | 26680.93 | 28563.37 | 29489.48 | 29388.68 | 30483.21 | 31988.07 | Relax Interventions 50% | Afghanistan | AFG | 2022-01-02 | v8 | TRUE
https://raw.githubusercontent.com/mrc-ide/global-lmic-reports/master/AFG/projections.csv | 2021-07-03 | deaths | 84.77 | 90.86 | 93.91 | 94.65 | 99.36 | 105.53 | Relax Interventions 50% | Afghanistan | AFG | 2022-01-02 | v8 | TRUE
https://raw.githubusercontent.com/mrc-ide/global-lmic-reports/master/AFG/projections.csv | 2021-07-03 | hospital_demand | 2371.35 | 2533.92 | 2607.74 | 2621.99 | 2735.62 | 2891.22 | Relax Interventions 50% | Afghanistan | AFG | 2022-01-02 | v8 | TRUE
https://raw.githubusercontent.com/mrc-ide/global-lmic-reports/master/AFG/projections.csv | 2021-07-03 | ICU_demand | 365.68 | 372.53 | 376.17 | 376.92 | 382.38 | 388.99 | Relax Interventions 50% | Afghanistan | AFG | 2022-01-02 | v8 | TRUE
https://raw.githubusercontent.com/mrc-ide/global-lmic-reports/master/AFG/projections.csv | 2021-07-03 | hospital_incidence | 262.84 | 278.13 | 287.95 | 289.55 | 303.33 | 318.43 | Relax Interventions 50% | Afghanistan | AFG | 2022-01-02 | v8 | TRUE
https://raw.githubusercontent.com/mrc-ide/global-lmic-reports/master/AFG/projections.csv | 2021-07-03 | ICU_incidence | 81.93 | 86.69 | 89.74 | 90.23 | 94.52 | 99.19 | Relax Interventions 50% | Afghanistan | AFG | 2022-01-02 | v8 | TRUE
https://raw.githubusercontent.com/mrc-ide/global-lmic-reports/master/AFG/projections.csv | 2021-07-03 | prevalence | 244584.5 | 255061.4 | 268075.99 | 267963.35 | 279478.91 | 296657.92 | Relax Interventions 50% | Afghanistan | AFG | 2022-01-02 | v8 | TRUE
https://raw.githubusercontent.com/mrc-ide/global-lmic-reports/master/AFG/projections.csv | 2021-07-03 | cumulative_infections | 2739124.58 | 2869918.41 | 2950859.44 | 2946544.1 | 3019457.24 | 3216795.31 | Relax Interventions 50% | Afghanistan | AFG | 2022-01-02 | v8 | TRUE
https://raw.githubusercontent.com/mrc-ide/global-lmic-reports/master/AFG/projections.csv | 2021-07-03 | cumulative_deaths | 4795.16 | 5039.72 | 5204.47 | 5197.66 | 5342.11 | 5741.47 | Relax Interventions 50% | Afghanistan | AFG | 2022-01-02 | v8 | TRUE
https://raw.githubusercontent.com/mrc-ide/global-lmic-reports/master/AFG/projections.csv | 2021-07-03 | Rt | 0.75 | 0.76 | 0.78 | 0.78 | 0.79 | 0.81 | Relax Interventions 50% | Afghanistan | AFG | 2022-01-02 | v8 | TRUE
https://raw.githubusercontent.com/mrc-ide/global-lmic-reports/master/AFG/projections.csv | 2021-07-03 | Reff | 0.67 | 0.68 | 0.69 | 0.7 | 0.71 | 0.73 | Relax Interventions 50% | Afghanistan | AFG | 2022-01-02 | v8 | TRUE
https://raw.githubusercontent.com/mrc-ide/global-lmic-reports/master/AFG/projections.csv | 2021-07-03 | infections | 26784.46 | 28378.63 | 29631.54 | 29415.35 | 30138.7 | 31913.55 | Surged Additional 50% Reduction | Afghanistan | AFG | 2022-01-02 | v8 | TRUE
https://raw.githubusercontent.com/mrc-ide/global-lmic-reports/master/AFG/projections.csv | 2021-07-03 | deaths | 53.65 | 56.62 | 58.58 | 58.47 | 60.47 | 64.09 | Surged Additional 50% Reduction | Afghanistan | AFG | 2022-01-02 | v8 | TRUE
https://raw.githubusercontent.com/mrc-ide/global-lmic-reports/master/AFG/projections.csv | 2021-07-03 | hospital_demand | 2443.52 | 2593.77 | 2687.49 | 2684.99 | 2772.65 | 2934.58 | Surged Additional 50% Reduction | Afghanistan | AFG | 2022-01-02 | v8 | TRUE
https://raw.githubusercontent.com/mrc-ide/global-lmic-reports/master/AFG/projections.csv | 2021-07-03 | ICU_demand | 1008.25 | 1064.82 | 1105.46 | 1102.21 | 1139.49 | 1204.17 | Surged Additional 50% Reduction | Afghanistan | AFG | 2022-01-02 | v8 | TRUE
https://raw.githubusercontent.com/mrc-ide/global-lmic-reports/master/AFG/projections.csv | 2021-07-03 | hospital_incidence | 258.63 | 276.86 | 289.21 | 288.3 | 296.51 | 321.98 | Surged Additional 50% Reduction | Afghanistan | AFG | 2022-01-02 | v8 | TRUE
https://raw.githubusercontent.com/mrc-ide/global-lmic-reports/master/AFG/projections.csv | 2021-07-03 | ICU_incidence | 80.62 | 86.3 | 90.13 | 89.85 | 92.39 | 100.32 | Surged Additional 50% Reduction | Afghanistan | AFG | 2022-01-02 | v8 | TRUE
https://raw.githubusercontent.com/mrc-ide/global-lmic-reports/master/AFG/projections.csv | 2021-07-03 | prevalence | 239197.82 | 257873.2 | 269254.89 | 268209.04 | 274924.57 | 304440.03 | Surged Additional 50% Reduction | Afghanistan | AFG | 2022-01-02 | v8 | TRUE
https://raw.githubusercontent.com/mrc-ide/global-lmic-reports/master/AFG/projections.csv | 2021-07-03 | cumulative_infections | 2779802.07 | 2866012.66 | 2919796.32 | 2923674.06 | 2972947.46 | 3141722.88 | Surged Additional 50% Reduction | Afghanistan | AFG | 2022-01-02 | v8 | TRUE
https://raw.githubusercontent.com/mrc-ide/global-lmic-reports/master/AFG/projections.csv | 2021-07-03 | cumulative_deaths | 3845.66 | 3962.73 | 4047.55 | 4044.78 | 4119.74 | 4262.04 | Surged Additional 50% Reduction | Afghanistan | AFG | 2022-01-02 | v8 | TRUE
https://raw.githubusercontent.com/mrc-ide/global-lmic-reports/master/AFG/projections.csv | 2021-07-03 | Rt | 0.74 | 0.77 | 0.78 | 0.78 | 0.79 | 0.81 | Surged Additional 50% Reduction | Afghanistan | AFG | 2022-01-02 | v8 | TRUE
https://raw.githubusercontent.com/mrc-ide/global-lmic-reports/master/AFG/projections.csv | 2021-07-03 | Reff | 0.66 | 0.69 | 0.7 | 0.7 | 0.71 | 0.72 | Surged Additional 50% Reduction | Afghanistan | AFG | 2022-01-02 | v8 | TRUE
https://raw.githubusercontent.com/mrc-ide/global-lmic-reports/master/AFG/projections.csv | 2021-07-03 | infections | 26784.46 | 28378.63 | 29631.54 | 29415.35 | 30138.7 | 31913.55 | Surged Maintain Status Quo | Afghanistan | AFG | 2022-01-02 | v8 | TRUE
https://raw.githubusercontent.com/mrc-ide/global-lmic-reports/master/AFG/projections.csv | 2021-07-03 | deaths | 53.65 | 56.62 | 58.58 | 58.47 | 60.47 | 64.09 | Surged Maintain Status Quo | Afghanistan | AFG | 2022-01-02 | v8 | TRUE
https://raw.githubusercontent.com/mrc-ide/global-lmic-reports/master/AFG/projections.csv | 2021-07-03 | hospital_demand | 2443.52 | 2593.77 | 2687.49 | 2684.99 | 2772.65 | 2934.58 | Surged Maintain Status Quo | Afghanistan | AFG | 2022-01-02 | v8 | TRUE
https://raw.githubusercontent.com/mrc-ide/global-lmic-reports/master/AFG/projections.csv | 2021-07-03 | ICU_demand | 1008.25 | 1064.82 | 1105.46 | 1102.21 | 1139.49 | 1204.17 | Surged Maintain Status Quo | Afghanistan | AFG | 2022-01-02 | v8 | TRUE
https://raw.githubusercontent.com/mrc-ide/global-lmic-reports/master/AFG/projections.csv | 2021-07-03 | hospital_incidence | 258.63 | 276.86 | 289.21 | 288.3 | 296.51 | 321.98 | Surged Maintain Status Quo | Afghanistan | AFG | 2022-01-02 | v8 | TRUE
https://raw.githubusercontent.com/mrc-ide/global-lmic-reports/master/AFG/projections.csv | 2021-07-03 | ICU_incidence | 80.62 | 86.3 | 90.13 | 89.85 | 92.39 | 100.32 | Surged Maintain Status Quo | Afghanistan | AFG | 2022-01-02 | v8 | TRUE
https://raw.githubusercontent.com/mrc-ide/global-lmic-reports/master/AFG/projections.csv | 2021-07-03 | prevalence | 239197.82 | 257873.2 | 269254.89 | 268209.04 | 274924.57 | 304440.03 | Surged Maintain Status Quo | Afghanistan | AFG | 2022-01-02 | v8 | TRUE
https://raw.githubusercontent.com/mrc-ide/global-lmic-reports/master/AFG/projections.csv | 2021-07-03 | cumulative_infections | 2779802.07 | 2866012.66 | 2919796.32 | 2923674.06 | 2972947.46 | 3141722.88 | Surged Maintain Status Quo | Afghanistan | AFG | 2022-01-02 | v8 | TRUE
https://raw.githubusercontent.com/mrc-ide/global-lmic-reports/master/AFG/projections.csv | 2021-07-03 | cumulative_deaths | 3845.66 | 3962.73 | 4047.55 | 4044.78 | 4119.74 | 4262.04 | Surged Maintain Status Quo | Afghanistan | AFG | 2022-01-02 | v8 | TRUE
https://raw.githubusercontent.com/mrc-ide/global-lmic-reports/master/AFG/projections.csv | 2021-07-03 | Rt | 0.74 | 0.77 | 0.78 | 0.78 | 0.79 | 0.81 | Surged Maintain Status Quo | Afghanistan | AFG | 2022-01-02 | v8 | TRUE
https://raw.githubusercontent.com/mrc-ide/global-lmic-reports/master/AFG/projections.csv | 2021-07-03 | Reff | 0.66 | 0.69 | 0.7 | 0.7 | 0.71 | 0.72 | Surged Maintain Status Quo | Afghanistan | AFG | 2022-01-02 | v8 | TRUE
https://raw.githubusercontent.com/mrc-ide/global-lmic-reports/master/AFG/projections.csv | 2021-07-03 | infections | 26784.46 | 28378.63 | 29631.54 | 29415.35 | 30138.7 | 31913.55 | Surged Optimistic | Afghanistan | AFG | 2022-01-02 | v8 | TRUE
https://raw.githubusercontent.com/mrc-ide/global-lmic-reports/master/AFG/projections.csv | 2021-07-03 | deaths | 53.65 | 56.62 | 58.58 | 58.47 | 60.47 | 64.09 | Surged Optimistic | Afghanistan | AFG | 2022-01-02 | v8 | TRUE
https://raw.githubusercontent.com/mrc-ide/global-lmic-reports/master/AFG/projections.csv | 2021-07-03 | hospital_demand | 2443.52 | 2593.77 | 2687.49 | 2684.99 | 2772.65 | 2934.58 | Surged Optimistic | Afghanistan | AFG | 2022-01-02 | v8 | TRUE
https://raw.githubusercontent.com/mrc-ide/global-lmic-reports/master/AFG/projections.csv | 2021-07-03 | ICU_demand | 1008.25 | 1064.82 | 1105.46 | 1102.21 | 1139.49 | 1204.17 | Surged Optimistic | Afghanistan | AFG | 2022-01-02 | v8 | TRUE
https://raw.githubusercontent.com/mrc-ide/global-lmic-reports/master/AFG/projections.csv | 2021-07-03 | hospital_incidence | 258.63 | 276.86 | 289.21 | 288.3 | 296.51 | 321.98 | Surged Optimistic | Afghanistan | AFG | 2022-01-02 | v8 | TRUE
https://raw.githubusercontent.com/mrc-ide/global-lmic-reports/master/AFG/projections.csv | 2021-07-03 | ICU_incidence | 80.62 | 86.3 | 90.13 | 89.85 | 92.39 | 100.32 | Surged Optimistic | Afghanistan | AFG | 2022-01-02 | v8 | TRUE
https://raw.githubusercontent.com/mrc-ide/global-lmic-reports/master/AFG/projections.csv | 2021-07-03 | prevalence | 239197.82 | 257873.2 | 269254.89 | 268209.04 | 274924.57 | 304440.03 | Surged Optimistic | Afghanistan | AFG | 2022-01-02 | v8 | TRUE
https://raw.githubusercontent.com/mrc-ide/global-lmic-reports/master/AFG/projections.csv | 2021-07-03 | cumulative_infections | 2779802.07 | 2866012.66 | 2919796.32 | 2923674.06 | 2972947.46 | 3141722.88 | Surged Optimistic | Afghanistan | AFG | 2022-01-02 | v8 | TRUE
https://raw.githubusercontent.com/mrc-ide/global-lmic-reports/master/AFG/projections.csv | 2021-07-03 | cumulative_deaths | 3845.66 | 3962.73 | 4047.55 | 4044.78 | 4119.74 | 4262.04 | Surged Optimistic | Afghanistan | AFG | 2022-01-02 | v8 | TRUE
https://raw.githubusercontent.com/mrc-ide/global-lmic-reports/master/AFG/projections.csv | 2021-07-03 | Rt | 0.74 | 0.77 | 0.78 | 0.78 | 0.79 | 0.81 | Surged Optimistic | Afghanistan | AFG | 2022-01-02 | v8 | TRUE
https://raw.githubusercontent.com/mrc-ide/global-lmic-reports/master/AFG/projections.csv | 2021-07-03 | Reff | 0.66 | 0.69 | 0.7 | 0.7 | 0.71 | 0.72 | Surged Optimistic | Afghanistan | AFG | 2022-01-02 | v8 | TRUE
https://raw.githubusercontent.com/mrc-ide/global-lmic-reports/master/AFG/projections.csv | 2021-07-03 | infections | 26784.46 | 28378.63 | 29631.54 | 29415.35 | 30138.7 | 31913.55 | Surged Pessimistic | Afghanistan | AFG | 2022-01-02 | v8 | TRUE
https://raw.githubusercontent.com/mrc-ide/global-lmic-reports/master/AFG/projections.csv | 2021-07-03 | deaths | 53.65 | 56.62 | 58.58 | 58.47 | 60.47 | 64.09 | Surged Pessimistic | Afghanistan | AFG | 2022-01-02 | v8 | TRUE
https://raw.githubusercontent.com/mrc-ide/global-lmic-reports/master/AFG/projections.csv | 2021-07-03 | hospital_demand | 2443.52 | 2593.77 | 2687.49 | 2684.99 | 2772.65 | 2934.58 | Surged Pessimistic | Afghanistan | AFG | 2022-01-02 | v8 | TRUE
https://raw.githubusercontent.com/mrc-ide/global-lmic-reports/master/AFG/projections.csv | 2021-07-03 | ICU_demand | 1008.25 | 1064.82 | 1105.46 | 1102.21 | 1139.49 | 1204.17 | Surged Pessimistic | Afghanistan | AFG | 2022-01-02 | v8 | TRUE
https://raw.githubusercontent.com/mrc-ide/global-lmic-reports/master/AFG/projections.csv | 2021-07-03 | hospital_incidence | 258.63 | 276.86 | 289.21 | 288.3 | 296.51 | 321.98 | Surged Pessimistic | Afghanistan | AFG | 2022-01-02 | v8 | TRUE
https://raw.githubusercontent.com/mrc-ide/global-lmic-reports/master/AFG/projections.csv | 2021-07-03 | ICU_incidence | 80.62 | 86.3 | 90.13 | 89.85 | 92.39 | 100.32 | Surged Pessimistic | Afghanistan | AFG | 2022-01-02 | v8 | TRUE
https://raw.githubusercontent.com/mrc-ide/global-lmic-reports/master/AFG/projections.csv | 2021-07-03 | prevalence | 239197.82 | 257873.2 | 269254.89 | 268209.04 | 274924.57 | 304440.03 | Surged Pessimistic | Afghanistan | AFG | 2022-01-02 | v8 | TRUE
https://raw.githubusercontent.com/mrc-ide/global-lmic-reports/master/AFG/projections.csv | 2021-07-03 | cumulative_infections | 2779802.07 | 2866012.66 | 2919796.32 | 2923674.06 | 2972947.46 | 3141722.88 | Surged Pessimistic | Afghanistan | AFG | 2022-01-02 | v8 | TRUE
https://raw.githubusercontent.com/mrc-ide/global-lmic-reports/master/AFG/projections.csv | 2021-07-03 | cumulative_deaths | 3845.66 | 3962.73 | 4047.55 | 4044.78 | 4119.74 | 4262.04 | Surged Pessimistic | Afghanistan | AFG | 2022-01-02 | v8 | TRUE
https://raw.githubusercontent.com/mrc-ide/global-lmic-reports/master/AFG/projections.csv | 2021-07-03 | Rt | 0.74 | 0.77 | 0.78 | 0.78 | 0.79 | 0.81 | Surged Pessimistic | Afghanistan | AFG | 2022-01-02 | v8 | TRUE
https://raw.githubusercontent.com/mrc-ide/global-lmic-reports/master/AFG/projections.csv | 2021-07-03 | Reff | 0.66 | 0.69 | 0.7 | 0.7 | 0.71 | 0.72 | Surged Pessimistic | Afghanistan | AFG | 2022-01-02 | v8 | TRUE
https://raw.githubusercontent.com/mrc-ide/global-lmic-reports/master/AFG/projections.csv | 2021-07-03 | infections | 26784.46 | 28378.63 | 29631.54 | 29415.35 | 30138.7 | 31913.55 | Surged Relax Interventions 50% | Afghanistan | AFG | 2022-01-02 | v8 | TRUE
https://raw.githubusercontent.com/mrc-ide/global-lmic-reports/master/AFG/projections.csv | 2021-07-03 | deaths | 53.65 | 56.62 | 58.58 | 58.47 | 60.47 | 64.09 | Surged Relax Interventions 50% | Afghanistan | AFG | 2022-01-02 | v8 | TRUE
https://raw.githubusercontent.com/mrc-ide/global-lmic-reports/master/AFG/projections.csv | 2021-07-03 | hospital_demand | 2443.52 | 2593.77 | 2687.49 | 2684.99 | 2772.65 | 2934.58 | Surged Relax Interventions 50% | Afghanistan | AFG | 2022-01-02 | v8 | TRUE
https://raw.githubusercontent.com/mrc-ide/global-lmic-reports/master/AFG/projections.csv | 2021-07-03 | ICU_demand | 1008.25 | 1064.82 | 1105.46 | 1102.21 | 1139.49 | 1204.17 | Surged Relax Interventions 50% | Afghanistan | AFG | 2022-01-02 | v8 | TRUE
https://raw.githubusercontent.com/mrc-ide/global-lmic-reports/master/AFG/projections.csv | 2021-07-03 | hospital_incidence | 258.63 | 276.86 | 289.21 | 288.3 | 296.51 | 321.98 | Surged Relax Interventions 50% | Afghanistan | AFG | 2022-01-02 | v8 | TRUE
https://raw.githubusercontent.com/mrc-ide/global-lmic-reports/master/AFG/projections.csv | 2021-07-03 | ICU_incidence | 80.62 | 86.3 | 90.13 | 89.85 | 92.39 | 100.32 | Surged Relax Interventions 50% | Afghanistan | AFG | 2022-01-02 | v8 | TRUE
https://raw.githubusercontent.com/mrc-ide/global-lmic-reports/master/AFG/projections.csv | 2021-07-03 | prevalence | 239197.82 | 257873.2 | 269254.89 | 268209.04 | 274924.57 | 304440.03 | Surged Relax Interventions 50% | Afghanistan | AFG | 2022-01-02 | v8 | TRUE
https://raw.githubusercontent.com/mrc-ide/global-lmic-reports/master/AFG/projections.csv | 2021-07-03 | cumulative_infections | 2779802.07 | 2866012.66 | 2919796.32 | 2923674.06 | 2972947.46 | 3141722.88 | Surged Relax Interventions 50% | Afghanistan | AFG | 2022-01-02 | v8 | TRUE
https://raw.githubusercontent.com/mrc-ide/global-lmic-reports/master/AFG/projections.csv | 2021-07-03 | cumulative_deaths | 3845.66 | 3962.73 | 4047.55 | 4044.78 | 4119.74 | 4262.04 | Surged Relax Interventions 50% | Afghanistan | AFG | 2022-01-02 | v8 | TRUE
https://raw.githubusercontent.com/mrc-ide/global-lmic-reports/master/AFG/projections.csv | 2021-07-03 | Rt | 0.74 | 0.77 | 0.78 | 0.78 | 0.79 | 0.81 | Surged Relax Interventions 50% | Afghanistan | AFG | 2022-01-02 | v8 | TRUE
https://raw.githubusercontent.com/mrc-ide/global-lmic-reports/master/AFG/projections.csv | 2021-07-03 | Reff | 0.66 | 0.69 | 0.7 | 0.7 | 0.71 | 0.72 | Surged Relax Interventions 50% | Afghanistan | AFG | 2022-01-02 | v8 | TRUE
https://raw.githubusercontent.com/mrc-ide/global-lmic-reports/master/AFG/projections.csv | 2021-07-04 | infections | 25494.65 | 27715.24 | 28625.63 | 28549.88 | 29600.09 | 31121.66 | Additional 50% Reduction | Afghanistan | AFG | 2022-01-02 | v8 | TRUE
https://raw.githubusercontent.com/mrc-ide/global-lmic-reports/master/AFG/projections.csv | 2021-07-04 | deaths | 84.41 | 90.29 | 93.56 | 94.15 | 98.94 | 104.56 | Additional 50% Reduction | Afghanistan | AFG | 2022-01-02 | v8 | TRUE
https://raw.githubusercontent.com/mrc-ide/global-lmic-reports/master/AFG/projections.csv | 2021-07-04 | hospital_demand | 2376.97 | 2536.39 | 2608.97 | 2626.32 | 2747.5 | 2906.69 | Additional 50% Reduction | Afghanistan | AFG | 2022-01-02 | v8 | TRUE
https://raw.githubusercontent.com/mrc-ide/global-lmic-reports/master/AFG/projections.csv | 2021-07-04 | ICU_demand | 365.11 | 371.68 | 375.41 | 376.16 | 381.69 | 387.95 | Additional 50% Reduction | Afghanistan | AFG | 2022-01-02 | v8 | TRUE
https://raw.githubusercontent.com/mrc-ide/global-lmic-reports/master/AFG/projections.csv | 2021-07-04 | hospital_incidence | 260.7 | 274.83 | 285.49 | 286.83 | 300.91 | 315.68 | Additional 50% Reduction | Afghanistan | AFG | 2022-01-02 | v8 | TRUE
https://raw.githubusercontent.com/mrc-ide/global-lmic-reports/master/AFG/projections.csv | 2021-07-04 | ICU_incidence | 81.19 | 85.59 | 88.89 | 89.31 | 93.68 | 98.25 | Additional 50% Reduction | Afghanistan | AFG | 2022-01-02 | v8 | TRUE
https://raw.githubusercontent.com/mrc-ide/global-lmic-reports/master/AFG/projections.csv | 2021-07-04 | prevalence | 232812.98 | 244129.98 | 255856.66 | 255430.4 | 265725.04 | 282282.16 | Additional 50% Reduction | Afghanistan | AFG | 2022-01-02 | v8 | TRUE
https://raw.githubusercontent.com/mrc-ide/global-lmic-reports/master/AFG/projections.csv | 2021-07-04 | cumulative_infections | 2765561.77 | 2898203.27 | 2979077.26 | 2975093.99 | 3049239.41 | 3246816.61 | Additional 50% Reduction | Afghanistan | AFG | 2022-01-02 | v8 | TRUE
https://raw.githubusercontent.com/mrc-ide/global-lmic-reports/master/AFG/projections.csv | 2021-07-04 | cumulative_deaths | 4879.78 | 5129.94 | 5297.76 | 5291.81 | 5443.06 | 5843.63 | Additional 50% Reduction | Afghanistan | AFG | 2022-01-02 | v8 | TRUE
https://raw.githubusercontent.com/mrc-ide/global-lmic-reports/master/AFG/projections.csv | 2021-07-04 | Rt | 0.78 | 0.8 | 0.81 | 0.81 | 0.82 | 0.84 | Additional 50% Reduction | Afghanistan | AFG | 2022-01-02 | v8 | TRUE
https://raw.githubusercontent.com/mrc-ide/global-lmic-reports/master/AFG/projections.csv | 2021-07-04 | Reff | 0.7 | 0.71 | 0.72 | 0.72 | 0.73 | 0.76 | Additional 50% Reduction | Afghanistan | AFG | 2022-01-02 | v8 | TRUE
https://raw.githubusercontent.com/mrc-ide/global-lmic-reports/master/AFG/projections.csv | 2021-07-04 | infections | 25494.65 | 27715.24 | 28625.63 | 28549.88 | 29600.09 | 31121.66 | Maintain Status Quo | Afghanistan | AFG | 2022-01-02 | v8 | TRUE
https://raw.githubusercontent.com/mrc-ide/global-lmic-reports/master/AFG/projections.csv | 2021-07-04 | deaths | 84.41 | 90.29 | 93.56 | 94.15 | 98.94 | 104.56 | Maintain Status Quo | Afghanistan | AFG | 2022-01-02 | v8 | TRUE
https://raw.githubusercontent.com/mrc-ide/global-lmic-reports/master/AFG/projections.csv | 2021-07-04 | hospital_demand | 2376.97 | 2536.39 | 2608.97 | 2626.32 | 2747.5 | 2906.69 | Maintain Status Quo | Afghanistan | AFG | 2022-01-02 | v8 | TRUE
https://raw.githubusercontent.com/mrc-ide/global-lmic-reports/master/AFG/projections.csv | 2021-07-04 | ICU_demand | 365.11 | 371.68 | 375.41 | 376.16 | 381.69 | 387.95 | Maintain Status Quo | Afghanistan | AFG | 2022-01-02 | v8 | TRUE
https://raw.githubusercontent.com/mrc-ide/global-lmic-reports/master/AFG/projections.csv | 2021-07-04 | hospital_incidence | 260.7 | 274.83 | 285.49 | 286.83 | 300.91 | 315.68 | Maintain Status Quo | Afghanistan | AFG | 2022-01-02 | v8 | TRUE
https://raw.githubusercontent.com/mrc-ide/global-lmic-reports/master/AFG/projections.csv | 2021-07-04 | ICU_incidence | 81.19 | 85.59 | 88.89 | 89.31 | 93.68 | 98.25 | Maintain Status Quo | Afghanistan | AFG | 2022-01-02 | v8 | TRUE
https://raw.githubusercontent.com/mrc-ide/global-lmic-reports/master/AFG/projections.csv | 2021-07-04 | prevalence | 232812.98 | 244129.98 | 255856.66 | 255430.4 | 265725.04 | 282282.16 | Maintain Status Quo | Afghanistan | AFG | 2022-01-02 | v8 | TRUE
https://raw.githubusercontent.com/mrc-ide/global-lmic-reports/master/AFG/projections.csv | 2021-07-04 | cumulative_infections | 2765561.77 | 2898203.27 | 2979077.26 | 2975093.99 | 3049239.41 | 3246816.61 | Maintain Status Quo | Afghanistan | AFG | 2022-01-02 | v8 | TRUE
https://raw.githubusercontent.com/mrc-ide/global-lmic-reports/master/AFG/projections.csv | 2021-07-04 | cumulative_deaths | 4879.78 | 5129.94 | 5297.76 | 5291.81 | 5443.06 | 5843.63 | Maintain Status Quo | Afghanistan | AFG | 2022-01-02 | v8 | TRUE
https://raw.githubusercontent.com/mrc-ide/global-lmic-reports/master/AFG/projections.csv | 2021-07-04 | Rt | 0.78 | 0.8 | 0.81 | 0.81 | 0.82 | 0.84 | Maintain Status Quo | Afghanistan | AFG | 2022-01-02 | v8 | TRUE
https://raw.githubusercontent.com/mrc-ide/global-lmic-reports/master/AFG/projections.csv | 2021-07-04 | Reff | 0.7 | 0.71 | 0.72 | 0.72 | 0.73 | 0.76 | Maintain Status Quo | Afghanistan | AFG | 2022-01-02 | v8 | TRUE
https://raw.githubusercontent.com/mrc-ide/global-lmic-reports/master/AFG/projections.csv | 2021-07-04 | infections | 25494.65 | 27715.24 | 28625.63 | 28549.88 | 29600.09 | 31121.66 | Optimistic | Afghanistan | AFG | 2022-01-02 | v8 | TRUE
https://raw.githubusercontent.com/mrc-ide/global-lmic-reports/master/AFG/projections.csv | 2021-07-04 | deaths | 84.41 | 90.29 | 93.56 | 94.15 | 98.94 | 104.56 | Optimistic | Afghanistan | AFG | 2022-01-02 | v8 | TRUE
https://raw.githubusercontent.com/mrc-ide/global-lmic-reports/master/AFG/projections.csv | 2021-07-04 | hospital_demand | 2376.97 | 2536.39 | 2608.97 | 2626.32 | 2747.5 | 2906.69 | Optimistic | Afghanistan | AFG | 2022-01-02 | v8 | TRUE
https://raw.githubusercontent.com/mrc-ide/global-lmic-reports/master/AFG/projections.csv | 2021-07-04 | ICU_demand | 365.11 | 371.68 | 375.41 | 376.16 | 381.69 | 387.95 | Optimistic | Afghanistan | AFG | 2022-01-02 | v8 | TRUE
https://raw.githubusercontent.com/mrc-ide/global-lmic-reports/master/AFG/projections.csv | 2021-07-04 | hospital_incidence | 260.7 | 274.83 | 285.49 | 286.83 | 300.91 | 315.68 | Optimistic | Afghanistan | AFG | 2022-01-02 | v8 | TRUE
https://raw.githubusercontent.com/mrc-ide/global-lmic-reports/master/AFG/projections.csv | 2021-07-04 | ICU_incidence | 81.19 | 85.59 | 88.89 | 89.31 | 93.68 | 98.25 | Optimistic | Afghanistan | AFG | 2022-01-02 | v8 | TRUE
https://raw.githubusercontent.com/mrc-ide/global-lmic-reports/master/AFG/projections.csv | 2021-07-04 | prevalence | 232812.98 | 244129.98 | 255856.66 | 255430.4 | 265725.04 | 282282.16 | Optimistic | Afghanistan | AFG | 2022-01-02 | v8 | TRUE
https://raw.githubusercontent.com/mrc-ide/global-lmic-reports/master/AFG/projections.csv | 2021-07-04 | cumulative_infections | 2765561.77 | 2898203.27 | 2979077.26 | 2975093.99 | 3049239.41 | 3246816.61 | Optimistic | Afghanistan | AFG | 2022-01-02 | v8 | TRUE
https://raw.githubusercontent.com/mrc-ide/global-lmic-reports/master/AFG/projections.csv | 2021-07-04 | cumulative_deaths | 4879.78 | 5129.94 | 5297.76 | 5291.81 | 5443.06 | 5843.63 | Optimistic | Afghanistan | AFG | 2022-01-02 | v8 | TRUE
https://raw.githubusercontent.com/mrc-ide/global-lmic-reports/master/AFG/projections.csv | 2021-07-04 | Rt | 0.78 | 0.8 | 0.81 | 0.81 | 0.82 | 0.84 | Optimistic | Afghanistan | AFG | 2022-01-02 | v8 | TRUE
https://raw.githubusercontent.com/mrc-ide/global-lmic-reports/master/AFG/projections.csv | 2021-07-04 | Reff | 0.7 | 0.71 | 0.72 | 0.72 | 0.73 | 0.76 | Optimistic | Afghanistan | AFG | 2022-01-02 | v8 | TRUE
https://raw.githubusercontent.com/mrc-ide/global-lmic-reports/master/AFG/projections.csv | 2021-07-04 | infections | 25494.65 | 27715.24 | 28625.63 | 28549.88 | 29600.09 | 31121.66 | Pessimistic | Afghanistan | AFG | 2022-01-02 | v8 | TRUE
https://raw.githubusercontent.com/mrc-ide/global-lmic-reports/master/AFG/projections.csv | 2021-07-04 | deaths | 84.41 | 90.29 | 93.56 | 94.15 | 98.94 | 104.56 | Pessimistic | Afghanistan | AFG | 2022-01-02 | v8 | TRUE
https://raw.githubusercontent.com/mrc-ide/global-lmic-reports/master/AFG/projections.csv | 2021-07-04 | hospital_demand | 2376.97 | 2536.39 | 2608.97 | 2626.32 | 2747.5 | 2906.69 | Pessimistic | Afghanistan | AFG | 2022-01-02 | v8 | TRUE
https://raw.githubusercontent.com/mrc-ide/global-lmic-reports/master/AFG/projections.csv | 2021-07-04 | ICU_demand | 365.11 | 371.68 | 375.41 | 376.16 | 381.69 | 387.95 | Pessimistic | Afghanistan | AFG | 2022-01-02 | v8 | TRUE
https://raw.githubusercontent.com/mrc-ide/global-lmic-reports/master/AFG/projections.csv | 2021-07-04 | hospital_incidence | 260.7 | 274.83 | 285.49 | 286.83 | 300.91 | 315.68 | Pessimistic | Afghanistan | AFG | 2022-01-02 | v8 | TRUE
https://raw.githubusercontent.com/mrc-ide/global-lmic-reports/master/AFG/projections.csv | 2021-07-04 | ICU_incidence | 81.19 | 85.59 | 88.89 | 89.31 | 93.68 | 98.25 | Pessimistic | Afghanistan | AFG | 2022-01-02 | v8 | TRUE
https://raw.githubusercontent.com/mrc-ide/global-lmic-reports/master/AFG/projections.csv | 2021-07-04 | prevalence | 232812.98 | 244129.98 | 255856.66 | 255430.4 | 265725.04 | 282282.16 | Pessimistic | Afghanistan | AFG | 2022-01-02 | v8 | TRUE
https://raw.githubusercontent.com/mrc-ide/global-lmic-reports/master/AFG/projections.csv | 2021-07-04 | cumulative_infections | 2765561.77 | 2898203.27 | 2979077.26 | 2975093.99 | 3049239.41 | 3246816.61 | Pessimistic | Afghanistan | AFG | 2022-01-02 | v8 | TRUE
https://raw.githubusercontent.com/mrc-ide/global-lmic-reports/master/AFG/projections.csv | 2021-07-04 | cumulative_deaths | 4879.78 | 5129.94 | 5297.76 | 5291.81 | 5443.06 | 5843.63 | Pessimistic | Afghanistan | AFG | 2022-01-02 | v8 | TRUE
https://raw.githubusercontent.com/mrc-ide/global-lmic-reports/master/AFG/projections.csv | 2021-07-04 | Rt | 0.78 | 0.8 | 0.81 | 0.81 | 0.82 | 0.84 | Pessimistic | Afghanistan | AFG | 2022-01-02 | v8 | TRUE
https://raw.githubusercontent.com/mrc-ide/global-lmic-reports/master/AFG/projections.csv | 2021-07-04 | Reff | 0.7 | 0.71 | 0.72 | 0.72 | 0.73 | 0.76 | Pessimistic | Afghanistan | AFG | 2022-01-02 | v8 | TRUE
https://raw.githubusercontent.com/mrc-ide/global-lmic-reports/master/AFG/projections.csv | 2021-07-04 | infections | 25494.65 | 27715.24 | 28625.63 | 28549.88 | 29600.09 | 31121.66 | Relax Interventions 50% | Afghanistan | AFG | 2022-01-02 | v8 | TRUE
https://raw.githubusercontent.com/mrc-ide/global-lmic-reports/master/AFG/projections.csv | 2021-07-04 | deaths | 84.41 | 90.29 | 93.56 | 94.15 | 98.94 | 104.56 | Relax Interventions 50% | Afghanistan | AFG | 2022-01-02 | v8 | TRUE
https://raw.githubusercontent.com/mrc-ide/global-lmic-reports/master/AFG/projections.csv | 2021-07-04 | hospital_demand | 2376.97 | 2536.39 | 2608.97 | 2626.32 | 2747.5 | 2906.69 | Relax Interventions 50% | Afghanistan | AFG | 2022-01-02 | v8 | TRUE
https://raw.githubusercontent.com/mrc-ide/global-lmic-reports/master/AFG/projections.csv | 2021-07-04 | ICU_demand | 365.11 | 371.68 | 375.41 | 376.16 | 381.69 | 387.95 | Relax Interventions 50% | Afghanistan | AFG | 2022-01-02 | v8 | TRUE
https://raw.githubusercontent.com/mrc-ide/global-lmic-reports/master/AFG/projections.csv | 2021-07-04 | hospital_incidence | 260.7 | 274.83 | 285.49 | 286.83 | 300.91 | 315.68 | Relax Interventions 50% | Afghanistan | AFG | 2022-01-02 | v8 | TRUE
https://raw.githubusercontent.com/mrc-ide/global-lmic-reports/master/AFG/projections.csv | 2021-07-04 | ICU_incidence | 81.19 | 85.59 | 88.89 | 89.31 | 93.68 | 98.25 | Relax Interventions 50% | Afghanistan | AFG | 2022-01-02 | v8 | TRUE
https://raw.githubusercontent.com/mrc-ide/global-lmic-reports/master/AFG/projections.csv | 2021-07-04 | prevalence | 232812.98 | 244129.98 | 255856.66 | 255430.4 | 265725.04 | 282282.16 | Relax Interventions 50% | Afghanistan | AFG | 2022-01-02 | v8 | TRUE
https://raw.githubusercontent.com/mrc-ide/global-lmic-reports/master/AFG/projections.csv | 2021-07-04 | cumulative_infections | 2765561.77 | 2898203.27 | 2979077.26 | 2975093.99 | 3049239.41 | 3246816.61 | Relax Interventions 50% | Afghanistan | AFG | 2022-01-02 | v8 | TRUE
https://raw.githubusercontent.com/mrc-ide/global-lmic-reports/master/AFG/projections.csv | 2021-07-04 | cumulative_deaths | 4879.78 | 5129.94 | 5297.76 | 5291.81 | 5443.06 | 5843.63 | Relax Interventions 50% | Afghanistan | AFG | 2022-01-02 | v8 | TRUE
https://raw.githubusercontent.com/mrc-ide/global-lmic-reports/master/AFG/projections.csv | 2021-07-04 | Rt | 0.78 | 0.8 | 0.81 | 0.81 | 0.82 | 0.84 | Relax Interventions 50% | Afghanistan | AFG | 2022-01-02 | v8 | TRUE
https://raw.githubusercontent.com/mrc-ide/global-lmic-reports/master/AFG/projections.csv | 2021-07-04 | Reff | 0.7 | 0.71 | 0.72 | 0.72 | 0.73 | 0.76 | Relax Interventions 50% | Afghanistan | AFG | 2022-01-02 | v8 | TRUE
https://raw.githubusercontent.com/mrc-ide/global-lmic-reports/master/AFG/projections.csv | 2021-07-04 | infections | 25973.64 | 27560.32 | 28851.22 | 28605.88 | 29381.23 | 31245.53 | Surged Additional 50% Reduction | Afghanistan | AFG | 2022-01-02 | v8 | TRUE
https://raw.githubusercontent.com/mrc-ide/global-lmic-reports/master/AFG/projections.csv | 2021-07-04 | deaths | 54.07 | 57.12 | 59.22 | 59.06 | 61.12 | 64.6 | Surged Additional 50% Reduction | Afghanistan | AFG | 2022-01-02 | v8 | TRUE
https://raw.githubusercontent.com/mrc-ide/global-lmic-reports/master/AFG/projections.csv | 2021-07-04 | hospital_demand | 2445.81 | 2610.82 | 2687.56 | 2692.85 | 2779.55 | 2942.81 | Surged Additional 50% Reduction | Afghanistan | AFG | 2022-01-02 | v8 | TRUE
https://raw.githubusercontent.com/mrc-ide/global-lmic-reports/master/AFG/projections.csv | 2021-07-04 | ICU_demand | 1013.33 | 1071.61 | 1112.04 | 1109.98 | 1146.18 | 1211.91 | Surged Additional 50% Reduction | Afghanistan | AFG | 2022-01-02 | v8 | TRUE
https://raw.githubusercontent.com/mrc-ide/global-lmic-reports/master/AFG/projections.csv | 2021-07-04 | hospital_incidence | 255.99 | 274.71 | 286.61 | 285.75 | 293.12 | 320.5 | Surged Additional 50% Reduction | Afghanistan | AFG | 2022-01-02 | v8 | TRUE
https://raw.githubusercontent.com/mrc-ide/global-lmic-reports/master/AFG/projections.csv | 2021-07-04 | ICU_incidence | 79.72 | 85.55 | 89.24 | 88.97 | 91.26 | 99.77 | Surged Additional 50% Reduction | Afghanistan | AFG | 2022-01-02 | v8 | TRUE
https://raw.githubusercontent.com/mrc-ide/global-lmic-reports/master/AFG/projections.csv | 2021-07-04 | prevalence | 228750.22 | 246262.84 | 256991.42 | 255866.14 | 262156.46 | 289345 | Surged Additional 50% Reduction | Afghanistan | AFG | 2022-01-02 | v8 | TRUE
https://raw.githubusercontent.com/mrc-ide/global-lmic-reports/master/AFG/projections.csv | 2021-07-04 | cumulative_infections | 2808613.38 | 2892807.04 | 2947382.64 | 2952279.94 | 3001980.36 | 3170604.76 | Surged Additional 50% Reduction | Afghanistan | AFG | 2022-01-02 | v8 | TRUE
https://raw.githubusercontent.com/mrc-ide/global-lmic-reports/master/AFG/projections.csv | 2021-07-04 | cumulative_deaths | 3901.32 | 4019.15 | 4106.55 | 4103.85 | 4178.9 | 4326.81 | Surged Additional 50% Reduction | Afghanistan | AFG | 2022-01-02 | v8 | TRUE
https://raw.githubusercontent.com/mrc-ide/global-lmic-reports/master/AFG/projections.csv | 2021-07-04 | Rt | 0.79 | 0.8 | 0.81 | 0.81 | 0.82 | 0.84 | Surged Additional 50% Reduction | Afghanistan | AFG | 2022-01-02 | v8 | TRUE
https://raw.githubusercontent.com/mrc-ide/global-lmic-reports/master/AFG/projections.csv | 2021-07-04 | Reff | 0.7 | 0.72 | 0.73 | 0.73 | 0.74 | 0.75 | Surged Additional 50% Reduction | Afghanistan | AFG | 2022-01-02 | v8 | TRUE
https://raw.githubusercontent.com/mrc-ide/global-lmic-reports/master/AFG/projections.csv | 2021-07-04 | infections | 25973.64 | 27560.32 | 28851.22 | 28605.88 | 29381.23 | 31245.53 | Surged Maintain Status Quo | Afghanistan | AFG | 2022-01-02 | v8 | TRUE
https://raw.githubusercontent.com/mrc-ide/global-lmic-reports/master/AFG/projections.csv | 2021-07-04 | deaths | 54.07 | 57.12 | 59.22 | 59.06 | 61.12 | 64.6 | Surged Maintain Status Quo | Afghanistan | AFG | 2022-01-02 | v8 | TRUE
https://raw.githubusercontent.com/mrc-ide/global-lmic-reports/master/AFG/projections.csv | 2021-07-04 | hospital_demand | 2445.81 | 2610.82 | 2687.56 | 2692.85 | 2779.55 | 2942.81 | Surged Maintain Status Quo | Afghanistan | AFG | 2022-01-02 | v8 | TRUE
https://raw.githubusercontent.com/mrc-ide/global-lmic-reports/master/AFG/projections.csv | 2021-07-04 | ICU_demand | 1013.33 | 1071.61 | 1112.04 | 1109.98 | 1146.18 | 1211.91 | Surged Maintain Status Quo | Afghanistan | AFG | 2022-01-02 | v8 | TRUE
https://raw.githubusercontent.com/mrc-ide/global-lmic-reports/master/AFG/projections.csv | 2021-07-04 | hospital_incidence | 255.99 | 274.71 | 286.61 | 285.75 | 293.12 | 320.5 | Surged Maintain Status Quo | Afghanistan | AFG | 2022-01-02 | v8 | TRUE
https://raw.githubusercontent.com/mrc-ide/global-lmic-reports/master/AFG/projections.csv | 2021-07-04 | ICU_incidence | 79.72 | 85.55 | 89.24 | 88.97 | 91.26 | 99.77 | Surged Maintain Status Quo | Afghanistan | AFG | 2022-01-02 | v8 | TRUE
https://raw.githubusercontent.com/mrc-ide/global-lmic-reports/master/AFG/projections.csv | 2021-07-04 | prevalence | 228750.22 | 246262.84 | 256991.42 | 255866.14 | 262156.46 | 289345 | Surged Maintain Status Quo | Afghanistan | AFG | 2022-01-02 | v8 | TRUE
https://raw.githubusercontent.com/mrc-ide/global-lmic-reports/master/AFG/projections.csv | 2021-07-04 | cumulative_infections | 2808613.38 | 2892807.04 | 2947382.64 | 2952279.94 | 3001980.36 | 3170604.76 | Surged Maintain Status Quo | Afghanistan | AFG | 2022-01-02 | v8 | TRUE
https://raw.githubusercontent.com/mrc-ide/global-lmic-reports/master/AFG/projections.csv | 2021-07-04 | cumulative_deaths | 3901.32 | 4019.15 | 4106.55 | 4103.85 | 4178.9 | 4326.81 | Surged Maintain Status Quo | Afghanistan | AFG | 2022-01-02 | v8 | TRUE
https://raw.githubusercontent.com/mrc-ide/global-lmic-reports/master/AFG/projections.csv | 2021-07-04 | Rt | 0.79 | 0.8 | 0.81 | 0.81 | 0.82 | 0.84 | Surged Maintain Status Quo | Afghanistan | AFG | 2022-01-02 | v8 | TRUE
https://raw.githubusercontent.com/mrc-ide/global-lmic-reports/master/AFG/projections.csv | 2021-07-04 | Reff | 0.7 | 0.72 | 0.73 | 0.73 | 0.74 | 0.75 | Surged Maintain Status Quo | Afghanistan | AFG | 2022-01-02 | v8 | TRUE
https://raw.githubusercontent.com/mrc-ide/global-lmic-reports/master/AFG/projections.csv | 2021-07-04 | infections | 25973.64 | 27560.32 | 28851.22 | 28605.88 | 29381.23 | 31245.53 | Surged Optimistic | Afghanistan | AFG | 2022-01-02 | v8 | TRUE
https://raw.githubusercontent.com/mrc-ide/global-lmic-reports/master/AFG/projections.csv | 2021-07-04 | deaths | 54.07 | 57.12 | 59.22 | 59.06 | 61.12 | 64.6 | Surged Optimistic | Afghanistan | AFG | 2022-01-02 | v8 | TRUE
https://raw.githubusercontent.com/mrc-ide/global-lmic-reports/master/AFG/projections.csv | 2021-07-04 | hospital_demand | 2445.81 | 2610.82 | 2687.56 | 2692.85 | 2779.55 | 2942.81 | Surged Optimistic | Afghanistan | AFG | 2022-01-02 | v8 | TRUE
https://raw.githubusercontent.com/mrc-ide/global-lmic-reports/master/AFG/projections.csv | 2021-07-04 | ICU_demand | 1013.33 | 1071.61 | 1112.04 | 1109.98 | 1146.18 | 1211.91 | Surged Optimistic | Afghanistan | AFG | 2022-01-02 | v8 | TRUE
https://raw.githubusercontent.com/mrc-ide/global-lmic-reports/master/AFG/projections.csv | 2021-07-04 | hospital_incidence | 255.99 | 274.71 | 286.61 | 285.75 | 293.12 | 320.5 | Surged Optimistic | Afghanistan | AFG | 2022-01-02 | v8 | TRUE
https://raw.githubusercontent.com/mrc-ide/global-lmic-reports/master/AFG/projections.csv | 2021-07-04 | ICU_incidence | 79.72 | 85.55 | 89.24 | 88.97 | 91.26 | 99.77 | Surged Optimistic | Afghanistan | AFG | 2022-01-02 | v8 | TRUE
https://raw.githubusercontent.com/mrc-ide/global-lmic-reports/master/AFG/projections.csv | 2021-07-04 | prevalence | 228750.22 | 246262.84 | 256991.42 | 255866.14 | 262156.46 | 289345 | Surged Optimistic | Afghanistan | AFG | 2022-01-02 | v8 | TRUE
https://raw.githubusercontent.com/mrc-ide/global-lmic-reports/master/AFG/projections.csv | 2021-07-04 | cumulative_infections | 2808613.38 | 2892807.04 | 2947382.64 | 2952279.94 | 3001980.36 | 3170604.76 | Surged Optimistic | Afghanistan | AFG | 2022-01-02 | v8 | TRUE
https://raw.githubusercontent.com/mrc-ide/global-lmic-reports/master/AFG/projections.csv | 2021-07-04 | cumulative_deaths | 3901.32 | 4019.15 | 4106.55 | 4103.85 | 4178.9 | 4326.81 | Surged Optimistic | Afghanistan | AFG | 2022-01-02 | v8 | TRUE
https://raw.githubusercontent.com/mrc-ide/global-lmic-reports/master/AFG/projections.csv | 2021-07-04 | Rt | 0.79 | 0.8 | 0.81 | 0.81 | 0.82 | 0.84 | Surged Optimistic | Afghanistan | AFG | 2022-01-02 | v8 | TRUE
https://raw.githubusercontent.com/mrc-ide/global-lmic-reports/master/AFG/projections.csv | 2021-07-04 | Reff | 0.7 | 0.72 | 0.73 | 0.73 | 0.74 | 0.75 | Surged Optimistic | Afghanistan | AFG | 2022-01-02 | v8 | TRUE
https://raw.githubusercontent.com/mrc-ide/global-lmic-reports/master/AFG/projections.csv | 2021-07-04 | infections | 25973.64 | 27560.32 | 28851.22 | 28605.88 | 29381.23 | 31245.53 | Surged Pessimistic | Afghanistan | AFG | 2022-01-02 | v8 | TRUE
https://raw.githubusercontent.com/mrc-ide/global-lmic-reports/master/AFG/projections.csv | 2021-07-04 | deaths | 54.07 | 57.12 | 59.22 | 59.06 | 61.12 | 64.6 | Surged Pessimistic | Afghanistan | AFG | 2022-01-02 | v8 | TRUE
https://raw.githubusercontent.com/mrc-ide/global-lmic-reports/master/AFG/projections.csv | 2021-07-04 | hospital_demand | 2445.81 | 2610.82 | 2687.56 | 2692.85 | 2779.55 | 2942.81 | Surged Pessimistic | Afghanistan | AFG | 2022-01-02 | v8 | TRUE
https://raw.githubusercontent.com/mrc-ide/global-lmic-reports/master/AFG/projections.csv | 2021-07-04 | ICU_demand | 1013.33 | 1071.61 | 1112.04 | 1109.98 | 1146.18 | 1211.91 | Surged Pessimistic | Afghanistan | AFG | 2022-01-02 | v8 | TRUE
https://raw.githubusercontent.com/mrc-ide/global-lmic-reports/master/AFG/projections.csv | 2021-07-04 | hospital_incidence | 255.99 | 274.71 | 286.61 | 285.75 | 293.12 | 320.5 | Surged Pessimistic | Afghanistan | AFG | 2022-01-02 | v8 | TRUE
https://raw.githubusercontent.com/mrc-ide/global-lmic-reports/master/AFG/projections.csv | 2021-07-04 | ICU_incidence | 79.72 | 85.55 | 89.24 | 88.97 | 91.26 | 99.77 | Surged Pessimistic | Afghanistan | AFG | 2022-01-02 | v8 | TRUE
https://raw.githubusercontent.com/mrc-ide/global-lmic-reports/master/AFG/projections.csv | 2021-07-04 | prevalence | 228750.22 | 246262.84 | 256991.42 | 255866.14 | 262156.46 | 289345 | Surged Pessimistic | Afghanistan | AFG | 2022-01-02 | v8 | TRUE
https://raw.githubusercontent.com/mrc-ide/global-lmic-reports/master/AFG/projections.csv | 2021-07-04 | cumulative_infections | 2808613.38 | 2892807.04 | 2947382.64 | 2952279.94 | 3001980.36 | 3170604.76 | Surged Pessimistic | Afghanistan | AFG | 2022-01-02 | v8 | TRUE
https://raw.githubusercontent.com/mrc-ide/global-lmic-reports/master/AFG/projections.csv | 2021-07-04 | cumulative_deaths | 3901.32 | 4019.15 | 4106.55 | 4103.85 | 4178.9 | 4326.81 | Surged Pessimistic | Afghanistan | AFG | 2022-01-02 | v8 | TRUE
https://raw.githubusercontent.com/mrc-ide/global-lmic-reports/master/AFG/projections.csv | 2021-07-04 | Rt | 0.79 | 0.8 | 0.81 | 0.81 | 0.82 | 0.84 | Surged Pessimistic | Afghanistan | AFG | 2022-01-02 | v8 | TRUE
https://raw.githubusercontent.com/mrc-ide/global-lmic-reports/master/AFG/projections.csv | 2021-07-04 | Reff | 0.7 | 0.72 | 0.73 | 0.73 | 0.74 | 0.75 | Surged Pessimistic | Afghanistan | AFG | 2022-01-02 | v8 | TRUE
https://raw.githubusercontent.com/mrc-ide/global-lmic-reports/master/AFG/projections.csv | 2021-07-04 | infections | 25973.64 | 27560.32 | 28851.22 | 28605.88 | 29381.23 | 31245.53 | Surged Relax Interventions 50% | Afghanistan | AFG | 2022-01-02 | v8 | TRUE
https://raw.githubusercontent.com/mrc-ide/global-lmic-reports/master/AFG/projections.csv | 2021-07-04 | deaths | 54.07 | 57.12 | 59.22 | 59.06 | 61.12 | 64.6 | Surged Relax Interventions 50% | Afghanistan | AFG | 2022-01-02 | v8 | TRUE
https://raw.githubusercontent.com/mrc-ide/global-lmic-reports/master/AFG/projections.csv | 2021-07-04 | hospital_demand | 2445.81 | 2610.82 | 2687.56 | 2692.85 | 2779.55 | 2942.81 | Surged Relax Interventions 50% | Afghanistan | AFG | 2022-01-02 | v8 | TRUE
https://raw.githubusercontent.com/mrc-ide/global-lmic-reports/master/AFG/projections.csv | 2021-07-04 | ICU_demand | 1013.33 | 1071.61 | 1112.04 | 1109.98 | 1146.18 | 1211.91 | Surged Relax Interventions 50% | Afghanistan | AFG | 2022-01-02 | v8 | TRUE
https://raw.githubusercontent.com/mrc-ide/global-lmic-reports/master/AFG/projections.csv | 2021-07-04 | hospital_incidence | 255.99 | 274.71 | 286.61 | 285.75 | 293.12 | 320.5 | Surged Relax Interventions 50% | Afghanistan | AFG | 2022-01-02 | v8 | TRUE
https://raw.githubusercontent.com/mrc-ide/global-lmic-reports/master/AFG/projections.csv | 2021-07-04 | ICU_incidence | 79.72 | 85.55 | 89.24 | 88.97 | 91.26 | 99.77 | Surged Relax Interventions 50% | Afghanistan | AFG | 2022-01-02 | v8 | TRUE
https://raw.githubusercontent.com/mrc-ide/global-lmic-reports/master/AFG/projections.csv | 2021-07-04 | prevalence | 228750.22 | 246262.84 | 256991.42 | 255866.14 | 262156.46 | 289345 | Surged Relax Interventions 50% | Afghanistan | AFG | 2022-01-02 | v8 | TRUE
https://raw.githubusercontent.com/mrc-ide/global-lmic-reports/master/AFG/projections.csv | 2021-07-04 | cumulative_infections | 2808613.38 | 2892807.04 | 2947382.64 | 2952279.94 | 3001980.36 | 3170604.76 | Surged Relax Interventions 50% | Afghanistan | AFG | 2022-01-02 | v8 | TRUE
https://raw.githubusercontent.com/mrc-ide/global-lmic-reports/master/AFG/projections.csv | 2021-07-04 | cumulative_deaths | 3901.32 | 4019.15 | 4106.55 | 4103.85 | 4178.9 | 4326.81 | Surged Relax Interventions 50% | Afghanistan | AFG | 2022-01-02 | v8 | TRUE
https://raw.githubusercontent.com/mrc-ide/global-lmic-reports/master/AFG/projections.csv | 2021-07-04 | Rt | 0.79 | 0.8 | 0.81 | 0.81 | 0.82 | 0.84 | Surged Relax Interventions 50% | Afghanistan | AFG | 2022-01-02 | v8 | TRUE
https://raw.githubusercontent.com/mrc-ide/global-lmic-reports/master/AFG/projections.csv | 2021-07-04 | Reff | 0.7 | 0.72 | 0.73 | 0.73 | 0.74 | 0.75 | Surged Relax Interventions 50% | Afghanistan | AFG | 2022-01-02 | v8 | TRUE
https://raw.githubusercontent.com/mrc-ide/global-lmic-reports/master/AFG/projections.csv | 2021-07-05 | infections | 26588.15 | 28125.39 | 28954.34 | 28980.38 | 30026.79 | 31769.49 | Additional 50% Reduction | Afghanistan | AFG | 2022-01-02 | v8 | TRUE
https://raw.githubusercontent.com/mrc-ide/global-lmic-reports/master/AFG/projections.csv | 2021-07-05 | deaths | 83.88 | 89.53 | 92.87 | 93.47 | 98.31 | 103.73 | Additional 50% Reduction | Afghanistan | AFG | 2022-01-02 | v8 | TRUE
https://raw.githubusercontent.com/mrc-ide/global-lmic-reports/master/AFG/projections.csv | 2021-07-05 | hospital_demand | 2378.35 | 2534.72 | 2608.03 | 2625.73 | 2744.71 | 2912.3 | Additional 50% Reduction | Afghanistan | AFG | 2022-01-02 | v8 | TRUE
https://raw.githubusercontent.com/mrc-ide/global-lmic-reports/master/AFG/projections.csv | 2021-07-05 | ICU_demand | 364.2 | 370.43 | 374.39 | 375.02 | 380.57 | 386.74 | Additional 50% Reduction | Afghanistan | AFG | 2022-01-02 | v8 | TRUE
https://raw.githubusercontent.com/mrc-ide/global-lmic-reports/master/AFG/projections.csv | 2021-07-05 | hospital_incidence | 257.15 | 270.74 | 281.41 | 282.47 | 295.62 | 311.23 | Additional 50% Reduction | Afghanistan | AFG | 2022-01-02 | v8 | TRUE
https://raw.githubusercontent.com/mrc-ide/global-lmic-reports/master/AFG/projections.csv | 2021-07-05 | ICU_incidence | 80.01 | 84.22 | 87.53 | 87.87 | 91.93 | 96.78 | Additional 50% Reduction | Afghanistan | AFG | 2022-01-02 | v8 | TRUE
https://raw.githubusercontent.com/mrc-ide/global-lmic-reports/master/AFG/projections.csv | 2021-07-05 | prevalence | 222624.21 | 234097.21 | 245433.91 | 244346.33 | 253551.04 | 269722.62 | Additional 50% Reduction | Afghanistan | AFG | 2022-01-02 | v8 | TRUE
https://raw.githubusercontent.com/mrc-ide/global-lmic-reports/master/AFG/projections.csv | 2021-07-05 | cumulative_infections | 2792633.04 | 2926958.84 | 3007313.39 | 3004074.37 | 3079145.2 | 3277790.73 | Additional 50% Reduction | Afghanistan | AFG | 2022-01-02 | v8 | TRUE
https://raw.githubusercontent.com/mrc-ide/global-lmic-reports/master/AFG/projections.csv | 2021-07-05 | cumulative_deaths | 4963.01 | 5219.86 | 5390.76 | 5385.28 | 5543.1 | 5944.97 | Additional 50% Reduction | Afghanistan | AFG | 2022-01-02 | v8 | TRUE
https://raw.githubusercontent.com/mrc-ide/global-lmic-reports/master/AFG/projections.csv | 2021-07-05 | Rt | 0.79 | 0.81 | 0.82 | 0.82 | 0.83 | 0.85 | Additional 50% Reduction | Afghanistan | AFG | 2022-01-02 | v8 | TRUE
https://raw.githubusercontent.com/mrc-ide/global-lmic-reports/master/AFG/projections.csv | 2021-07-05 | Reff | 0.7 | 0.72 | 0.73 | 0.73 | 0.74 | 0.76 | Additional 50% Reduction | Afghanistan | AFG | 2022-01-02 | v8 | TRUE
https://raw.githubusercontent.com/mrc-ide/global-lmic-reports/master/AFG/projections.csv | 2021-07-05 | infections | 26588.15 | 28125.39 | 28954.34 | 28980.38 | 30026.79 | 31769.49 | Maintain Status Quo | Afghanistan | AFG | 2022-01-02 | v8 | TRUE
https://raw.githubusercontent.com/mrc-ide/global-lmic-reports/master/AFG/projections.csv | 2021-07-05 | deaths | 83.88 | 89.53 | 92.87 | 93.47 | 98.31 | 103.73 | Maintain Status Quo | Afghanistan | AFG | 2022-01-02 | v8 | TRUE
https://raw.githubusercontent.com/mrc-ide/global-lmic-reports/master/AFG/projections.csv | 2021-07-05 | hospital_demand | 2378.35 | 2534.72 | 2608.03 | 2625.73 | 2744.71 | 2912.3 | Maintain Status Quo | Afghanistan | AFG | 2022-01-02 | v8 | TRUE
https://raw.githubusercontent.com/mrc-ide/global-lmic-reports/master/AFG/projections.csv | 2021-07-05 | ICU_demand | 364.2 | 370.43 | 374.39 | 375.02 | 380.57 | 386.74 | Maintain Status Quo | Afghanistan | AFG | 2022-01-02 | v8 | TRUE
https://raw.githubusercontent.com/mrc-ide/global-lmic-reports/master/AFG/projections.csv | 2021-07-05 | hospital_incidence | 257.15 | 270.74 | 281.41 | 282.47 | 295.62 | 311.23 | Maintain Status Quo | Afghanistan | AFG | 2022-01-02 | v8 | TRUE
https://raw.githubusercontent.com/mrc-ide/global-lmic-reports/master/AFG/projections.csv | 2021-07-05 | ICU_incidence | 80.01 | 84.22 | 87.53 | 87.87 | 91.93 | 96.78 | Maintain Status Quo | Afghanistan | AFG | 2022-01-02 | v8 | TRUE
https://raw.githubusercontent.com/mrc-ide/global-lmic-reports/master/AFG/projections.csv | 2021-07-05 | prevalence | 222624.21 | 234097.21 | 245433.91 | 244346.33 | 253551.04 | 269722.62 | Maintain Status Quo | Afghanistan | AFG | 2022-01-02 | v8 | TRUE
https://raw.githubusercontent.com/mrc-ide/global-lmic-reports/master/AFG/projections.csv | 2021-07-05 | cumulative_infections | 2792633.04 | 2926958.84 | 3007313.39 | 3004074.37 | 3079145.2 | 3277790.73 | Maintain Status Quo | Afghanistan | AFG | 2022-01-02 | v8 | TRUE
https://raw.githubusercontent.com/mrc-ide/global-lmic-reports/master/AFG/projections.csv | 2021-07-05 | cumulative_deaths | 4963.01 | 5219.86 | 5390.76 | 5385.28 | 5543.1 | 5944.97 | Maintain Status Quo | Afghanistan | AFG | 2022-01-02 | v8 | TRUE
https://raw.githubusercontent.com/mrc-ide/global-lmic-reports/master/AFG/projections.csv | 2021-07-05 | Rt | 0.79 | 0.81 | 0.82 | 0.82 | 0.83 | 0.85 | Maintain Status Quo | Afghanistan | AFG | 2022-01-02 | v8 | TRUE
https://raw.githubusercontent.com/mrc-ide/global-lmic-reports/master/AFG/projections.csv | 2021-07-05 | Reff | 0.7 | 0.72 | 0.73 | 0.73 | 0.74 | 0.76 | Maintain Status Quo | Afghanistan | AFG | 2022-01-02 | v8 | TRUE
https://raw.githubusercontent.com/mrc-ide/global-lmic-reports/master/AFG/projections.csv | 2021-07-05 | infections | 26588.15 | 28125.39 | 28954.34 | 28980.38 | 30026.79 | 31769.49 | Optimistic | Afghanistan | AFG | 2022-01-02 | v8 | TRUE
https://raw.githubusercontent.com/mrc-ide/global-lmic-reports/master/AFG/projections.csv | 2021-07-05 | deaths | 83.88 | 89.53 | 92.87 | 93.47 | 98.31 | 103.73 | Optimistic | Afghanistan | AFG | 2022-01-02 | v8 | TRUE
https://raw.githubusercontent.com/mrc-ide/global-lmic-reports/master/AFG/projections.csv | 2021-07-05 | hospital_demand | 2378.35 | 2534.72 | 2608.03 | 2625.73 | 2744.71 | 2912.3 | Optimistic | Afghanistan | AFG | 2022-01-02 | v8 | TRUE
https://raw.githubusercontent.com/mrc-ide/global-lmic-reports/master/AFG/projections.csv | 2021-07-05 | ICU_demand | 364.2 | 370.43 | 374.39 | 375.02 | 380.57 | 386.74 | Optimistic | Afghanistan | AFG | 2022-01-02 | v8 | TRUE
https://raw.githubusercontent.com/mrc-ide/global-lmic-reports/master/AFG/projections.csv | 2021-07-05 | hospital_incidence | 257.15 | 270.74 | 281.41 | 282.47 | 295.62 | 311.23 | Optimistic | Afghanistan | AFG | 2022-01-02 | v8 | TRUE
https://raw.githubusercontent.com/mrc-ide/global-lmic-reports/master/AFG/projections.csv | 2021-07-05 | ICU_incidence | 80.01 | 84.22 | 87.53 | 87.87 | 91.93 | 96.78 | Optimistic | Afghanistan | AFG | 2022-01-02 | v8 | TRUE
https://raw.githubusercontent.com/mrc-ide/global-lmic-reports/master/AFG/projections.csv | 2021-07-05 | prevalence | 222624.21 | 234097.21 | 245433.91 | 244346.33 | 253551.04 | 269722.62 | Optimistic | Afghanistan | AFG | 2022-01-02 | v8 | TRUE
https://raw.githubusercontent.com/mrc-ide/global-lmic-reports/master/AFG/projections.csv | 2021-07-05 | cumulative_infections | 2792633.04 | 2926958.84 | 3007313.39 | 3004074.37 | 3079145.2 | 3277790.73 | Optimistic | Afghanistan | AFG | 2022-01-02 | v8 | TRUE
https://raw.githubusercontent.com/mrc-ide/global-lmic-reports/master/AFG/projections.csv | 2021-07-05 | cumulative_deaths | 4963.01 | 5219.86 | 5390.76 | 5385.28 | 5543.1 | 5944.97 | Optimistic | Afghanistan | AFG | 2022-01-02 | v8 | TRUE
https://raw.githubusercontent.com/mrc-ide/global-lmic-reports/master/AFG/projections.csv | 2021-07-05 | Rt | 0.79 | 0.81 | 0.82 | 0.82 | 0.83 | 0.85 | Optimistic | Afghanistan | AFG | 2022-01-02 | v8 | TRUE
https://raw.githubusercontent.com/mrc-ide/global-lmic-reports/master/AFG/projections.csv | 2021-07-05 | Reff | 0.7 | 0.72 | 0.73 | 0.73 | 0.74 | 0.76 | Optimistic | Afghanistan | AFG | 2022-01-02 | v8 | TRUE
https://raw.githubusercontent.com/mrc-ide/global-lmic-reports/master/AFG/projections.csv | 2021-07-05 | infections | 26588.15 | 28125.39 | 28954.34 | 28980.38 | 30026.79 | 31769.49 | Pessimistic | Afghanistan | AFG | 2022-01-02 | v8 | TRUE
https://raw.githubusercontent.com/mrc-ide/global-lmic-reports/master/AFG/projections.csv | 2021-07-05 | deaths | 83.88 | 89.53 | 92.87 | 93.47 | 98.31 | 103.73 | Pessimistic | Afghanistan | AFG | 2022-01-02 | v8 | TRUE
https://raw.githubusercontent.com/mrc-ide/global-lmic-reports/master/AFG/projections.csv | 2021-07-05 | hospital_demand | 2378.35 | 2534.72 | 2608.03 | 2625.73 | 2744.71 | 2912.3 | Pessimistic | Afghanistan | AFG | 2022-01-02 | v8 | TRUE
https://raw.githubusercontent.com/mrc-ide/global-lmic-reports/master/AFG/projections.csv | 2021-07-05 | ICU_demand | 364.2 | 370.43 | 374.39 | 375.02 | 380.57 | 386.74 | Pessimistic | Afghanistan | AFG | 2022-01-02 | v8 | TRUE
https://raw.githubusercontent.com/mrc-ide/global-lmic-reports/master/AFG/projections.csv | 2021-07-05 | hospital_incidence | 257.15 | 270.74 | 281.41 | 282.47 | 295.62 | 311.23 | Pessimistic | Afghanistan | AFG | 2022-01-02 | v8 | TRUE
https://raw.githubusercontent.com/mrc-ide/global-lmic-reports/master/AFG/projections.csv | 2021-07-05 | ICU_incidence | 80.01 | 84.22 | 87.53 | 87.87 | 91.93 | 96.78 | Pessimistic | Afghanistan | AFG | 2022-01-02 | v8 | TRUE
https://raw.githubusercontent.com/mrc-ide/global-lmic-reports/master/AFG/projections.csv | 2021-07-05 | prevalence | 222624.21 | 234097.21 | 245433.91 | 244346.33 | 253551.04 | 269722.62 | Pessimistic | Afghanistan | AFG | 2022-01-02 | v8 | TRUE
https://raw.githubusercontent.com/mrc-ide/global-lmic-reports/master/AFG/projections.csv | 2021-07-05 | cumulative_infections | 2792633.04 | 2926958.84 | 3007313.39 | 3004074.37 | 3079145.2 | 3277790.73 | Pessimistic | Afghanistan | AFG | 2022-01-02 | v8 | TRUE
https://raw.githubusercontent.com/mrc-ide/global-lmic-reports/master/AFG/projections.csv | 2021-07-05 | cumulative_deaths | 4963.01 | 5219.86 | 5390.76 | 5385.28 | 5543.1 | 5944.97 | Pessimistic | Afghanistan | AFG | 2022-01-02 | v8 | TRUE
https://raw.githubusercontent.com/mrc-ide/global-lmic-reports/master/AFG/projections.csv | 2021-07-05 | Rt | 0.79 | 0.81 | 0.82 | 0.82 | 0.83 | 0.85 | Pessimistic | Afghanistan | AFG | 2022-01-02 | v8 | TRUE
https://raw.githubusercontent.com/mrc-ide/global-lmic-reports/master/AFG/projections.csv | 2021-07-05 | Reff | 0.7 | 0.72 | 0.73 | 0.73 | 0.74 | 0.76 | Pessimistic | Afghanistan | AFG | 2022-01-02 | v8 | TRUE
https://raw.githubusercontent.com/mrc-ide/global-lmic-reports/master/AFG/projections.csv | 2021-07-05 | infections | 26588.15 | 28125.39 | 28954.34 | 28980.38 | 30026.79 | 31769.49 | Relax Interventions 50% | Afghanistan | AFG | 2022-01-02 | v8 | TRUE
https://raw.githubusercontent.com/mrc-ide/global-lmic-reports/master/AFG/projections.csv | 2021-07-05 | deaths | 83.88 | 89.53 | 92.87 | 93.47 | 98.31 | 103.73 | Relax Interventions 50% | Afghanistan | AFG | 2022-01-02 | v8 | TRUE
https://raw.githubusercontent.com/mrc-ide/global-lmic-reports/master/AFG/projections.csv | 2021-07-05 | hospital_demand | 2378.35 | 2534.72 | 2608.03 | 2625.73 | 2744.71 | 2912.3 | Relax Interventions 50% | Afghanistan | AFG | 2022-01-02 | v8 | TRUE
https://raw.githubusercontent.com/mrc-ide/global-lmic-reports/master/AFG/projections.csv | 2021-07-05 | ICU_demand | 364.2 | 370.43 | 374.39 | 375.02 | 380.57 | 386.74 | Relax Interventions 50% | Afghanistan | AFG | 2022-01-02 | v8 | TRUE
https://raw.githubusercontent.com/mrc-ide/global-lmic-reports/master/AFG/projections.csv | 2021-07-05 | hospital_incidence | 257.15 | 270.74 | 281.41 | 282.47 | 295.62 | 311.23 | Relax Interventions 50% | Afghanistan | AFG | 2022-01-02 | v8 | TRUE
https://raw.githubusercontent.com/mrc-ide/global-lmic-reports/master/AFG/projections.csv | 2021-07-05 | ICU_incidence | 80.01 | 84.22 | 87.53 | 87.87 | 91.93 | 96.78 | Relax Interventions 50% | Afghanistan | AFG | 2022-01-02 | v8 | TRUE
https://raw.githubusercontent.com/mrc-ide/global-lmic-reports/master/AFG/projections.csv | 2021-07-05 | prevalence | 222624.21 | 234097.21 | 245433.91 | 244346.33 | 253551.04 | 269722.62 | Relax Interventions 50% | Afghanistan | AFG | 2022-01-02 | v8 | TRUE
https://raw.githubusercontent.com/mrc-ide/global-lmic-reports/master/AFG/projections.csv | 2021-07-05 | cumulative_infections | 2792633.04 | 2926958.84 | 3007313.39 | 3004074.37 | 3079145.2 | 3277790.73 | Relax Interventions 50% | Afghanistan | AFG | 2022-01-02 | v8 | TRUE
https://raw.githubusercontent.com/mrc-ide/global-lmic-reports/master/AFG/projections.csv | 2021-07-05 | cumulative_deaths | 4963.01 | 5219.86 | 5390.76 | 5385.28 | 5543.1 | 5944.97 | Relax Interventions 50% | Afghanistan | AFG | 2022-01-02 | v8 | TRUE
https://raw.githubusercontent.com/mrc-ide/global-lmic-reports/master/AFG/projections.csv | 2021-07-05 | Rt | 0.79 | 0.81 | 0.82 | 0.82 | 0.83 | 0.85 | Relax Interventions 50% | Afghanistan | AFG | 2022-01-02 | v8 | TRUE
https://raw.githubusercontent.com/mrc-ide/global-lmic-reports/master/AFG/projections.csv | 2021-07-05 | Reff | 0.7 | 0.72 | 0.73 | 0.73 | 0.74 | 0.76 | Relax Interventions 50% | Afghanistan | AFG | 2022-01-02 | v8 | TRUE
https://raw.githubusercontent.com/mrc-ide/global-lmic-reports/master/AFG/projections.csv | 2021-07-05 | infections | 26438.04 | 27980.61 | 29053.33 | 28985.08 | 29859.43 | 31484.45 | Surged Additional 50% Reduction | Afghanistan | AFG | 2022-01-02 | v8 | TRUE
https://raw.githubusercontent.com/mrc-ide/global-lmic-reports/master/AFG/projections.csv | 2021-07-05 | deaths | 54.39 | 57.52 | 59.72 | 59.54 | 61.53 | 65.07 | Surged Additional 50% Reduction | Afghanistan | AFG | 2022-01-02 | v8 | TRUE
https://raw.githubusercontent.com/mrc-ide/global-lmic-reports/master/AFG/projections.csv | 2021-07-05 | hospital_demand | 2443.77 | 2612.88 | 2682.67 | 2695.62 | 2781.05 | 2948.46 | Surged Additional 50% Reduction | Afghanistan | AFG | 2022-01-02 | v8 | TRUE
https://raw.githubusercontent.com/mrc-ide/global-lmic-reports/master/AFG/projections.csv | 2021-07-05 | ICU_demand | 1016.58 | 1077.41 | 1114.35 | 1115.65 | 1151.23 | 1217.21 | Surged Additional 50% Reduction | Afghanistan | AFG | 2022-01-02 | v8 | TRUE
https://raw.githubusercontent.com/mrc-ide/global-lmic-reports/master/AFG/projections.csv | 2021-07-05 | hospital_incidence | 252.01 | 270.95 | 282.05 | 281.54 | 288.85 | 316.73 | Surged Additional 50% Reduction | Afghanistan | AFG | 2022-01-02 | v8 | TRUE
https://raw.githubusercontent.com/mrc-ide/global-lmic-reports/master/AFG/projections.csv | 2021-07-05 | ICU_incidence | 78.41 | 84.3 | 87.73 | 87.58 | 89.86 | 98.5 | Surged Additional 50% Reduction | Afghanistan | AFG | 2022-01-02 | v8 | TRUE
https://raw.githubusercontent.com/mrc-ide/global-lmic-reports/master/AFG/projections.csv | 2021-07-05 | prevalence | 219541.52 | 235565.97 | 245443.57 | 244895.15 | 250849.74 | 275520.57 | Surged Additional 50% Reduction | Afghanistan | AFG | 2022-01-02 | v8 | TRUE
https://raw.githubusercontent.com/mrc-ide/global-lmic-reports/master/AFG/projections.csv | 2021-07-05 | cumulative_infections | 2836173.97 | 2920193.17 | 2975317.06 | 2981265.02 | 3031196.76 | 3200415.7 | Surged Additional 50% Reduction | Afghanistan | AFG | 2022-01-02 | v8 | TRUE
https://raw.githubusercontent.com/mrc-ide/global-lmic-reports/master/AFG/projections.csv | 2021-07-05 | cumulative_deaths | 3957.55 | 4076.01 | 4167.68 | 4163.38 | 4238.63 | 4392.19 | Surged Additional 50% Reduction | Afghanistan | AFG | 2022-01-02 | v8 | TRUE
https://raw.githubusercontent.com/mrc-ide/global-lmic-reports/master/AFG/projections.csv | 2021-07-05 | Rt | 0.79 | 0.81 | 0.82 | 0.82 | 0.83 | 0.84 | Surged Additional 50% Reduction | Afghanistan | AFG | 2022-01-02 | v8 | TRUE
https://raw.githubusercontent.com/mrc-ide/global-lmic-reports/master/AFG/projections.csv | 2021-07-05 | Reff | 0.7 | 0.72 | 0.73 | 0.73 | 0.74 | 0.76 | Surged Additional 50% Reduction | Afghanistan | AFG | 2022-01-02 | v8 | TRUE
https://raw.githubusercontent.com/mrc-ide/global-lmic-reports/master/AFG/projections.csv | 2021-07-05 | infections | 26438.04 | 27980.61 | 29053.33 | 28985.08 | 29859.43 | 31484.45 | Surged Maintain Status Quo | Afghanistan | AFG | 2022-01-02 | v8 | TRUE
https://raw.githubusercontent.com/mrc-ide/global-lmic-reports/master/AFG/projections.csv | 2021-07-05 | deaths | 54.39 | 57.52 | 59.72 | 59.54 | 61.53 | 65.07 | Surged Maintain Status Quo | Afghanistan | AFG | 2022-01-02 | v8 | TRUE
https://raw.githubusercontent.com/mrc-ide/global-lmic-reports/master/AFG/projections.csv | 2021-07-05 | hospital_demand | 2443.77 | 2612.88 | 2682.67 | 2695.62 | 2781.05 | 2948.46 | Surged Maintain Status Quo | Afghanistan | AFG | 2022-01-02 | v8 | TRUE
https://raw.githubusercontent.com/mrc-ide/global-lmic-reports/master/AFG/projections.csv | 2021-07-05 | ICU_demand | 1016.58 | 1077.41 | 1114.35 | 1115.65 | 1151.23 | 1217.21 | Surged Maintain Status Quo | Afghanistan | AFG | 2022-01-02 | v8 | TRUE
https://raw.githubusercontent.com/mrc-ide/global-lmic-reports/master/AFG/projections.csv | 2021-07-05 | hospital_incidence | 252.01 | 270.95 | 282.05 | 281.54 | 288.85 | 316.73 | Surged Maintain Status Quo | Afghanistan | AFG | 2022-01-02 | v8 | TRUE
https://raw.githubusercontent.com/mrc-ide/global-lmic-reports/master/AFG/projections.csv | 2021-07-05 | ICU_incidence | 78.41 | 84.3 | 87.73 | 87.58 | 89.86 | 98.5 | Surged Maintain Status Quo | Afghanistan | AFG | 2022-01-02 | v8 | TRUE
https://raw.githubusercontent.com/mrc-ide/global-lmic-reports/master/AFG/projections.csv | 2021-07-05 | prevalence | 219541.52 | 235565.97 | 245443.57 | 244895.15 | 250849.74 | 275520.57 | Surged Maintain Status Quo | Afghanistan | AFG | 2022-01-02 | v8 | TRUE
https://raw.githubusercontent.com/mrc-ide/global-lmic-reports/master/AFG/projections.csv | 2021-07-05 | cumulative_infections | 2836173.97 | 2920193.17 | 2975317.06 | 2981265.02 | 3031196.76 | 3200415.7 | Surged Maintain Status Quo | Afghanistan | AFG | 2022-01-02 | v8 | TRUE
https://raw.githubusercontent.com/mrc-ide/global-lmic-reports/master/AFG/projections.csv | 2021-07-05 | cumulative_deaths | 3957.55 | 4076.01 | 4167.68 | 4163.38 | 4238.63 | 4392.19 | Surged Maintain Status Quo | Afghanistan | AFG | 2022-01-02 | v8 | TRUE
https://raw.githubusercontent.com/mrc-ide/global-lmic-reports/master/AFG/projections.csv | 2021-07-05 | Rt | 0.79 | 0.81 | 0.82 | 0.82 | 0.83 | 0.84 | Surged Maintain Status Quo | Afghanistan | AFG | 2022-01-02 | v8 | TRUE
https://raw.githubusercontent.com/mrc-ide/global-lmic-reports/master/AFG/projections.csv | 2021-07-05 | Reff | 0.7 | 0.72 | 0.73 | 0.73 | 0.74 | 0.76 | Surged Maintain Status Quo | Afghanistan | AFG | 2022-01-02 | v8 | TRUE
https://raw.githubusercontent.com/mrc-ide/global-lmic-reports/master/AFG/projections.csv | 2021-07-05 | infections | 26438.04 | 27980.61 | 29053.33 | 28985.08 | 29859.43 | 31484.45 | Surged Optimistic | Afghanistan | AFG | 2022-01-02 | v8 | TRUE
https://raw.githubusercontent.com/mrc-ide/global-lmic-reports/master/AFG/projections.csv | 2021-07-05 | deaths | 54.39 | 57.52 | 59.72 | 59.54 | 61.53 | 65.07 | Surged Optimistic | Afghanistan | AFG | 2022-01-02 | v8 | TRUE
https://raw.githubusercontent.com/mrc-ide/global-lmic-reports/master/AFG/projections.csv | 2021-07-05 | hospital_demand | 2443.77 | 2612.88 | 2682.67 | 2695.62 | 2781.05 | 2948.46 | Surged Optimistic | Afghanistan | AFG | 2022-01-02 | v8 | TRUE
https://raw.githubusercontent.com/mrc-ide/global-lmic-reports/master/AFG/projections.csv | 2021-07-05 | ICU_demand | 1016.58 | 1077.41 | 1114.35 | 1115.65 | 1151.23 | 1217.21 | Surged Optimistic | Afghanistan | AFG | 2022-01-02 | v8 | TRUE
https://raw.githubusercontent.com/mrc-ide/global-lmic-reports/master/AFG/projections.csv | 2021-07-05 | hospital_incidence | 252.01 | 270.95 | 282.05 | 281.54 | 288.85 | 316.73 | Surged Optimistic | Afghanistan | AFG | 2022-01-02 | v8 | TRUE
https://raw.githubusercontent.com/mrc-ide/global-lmic-reports/master/AFG/projections.csv | 2021-07-05 | ICU_incidence | 78.41 | 84.3 | 87.73 | 87.58 | 89.86 | 98.5 | Surged Optimistic | Afghanistan | AFG | 2022-01-02 | v8 | TRUE
https://raw.githubusercontent.com/mrc-ide/global-lmic-reports/master/AFG/projections.csv | 2021-07-05 | prevalence | 219541.52 | 235565.97 | 245443.57 | 244895.15 | 250849.74 | 275520.57 | Surged Optimistic | Afghanistan | AFG | 2022-01-02 | v8 | TRUE
https://raw.githubusercontent.com/mrc-ide/global-lmic-reports/master/AFG/projections.csv | 2021-07-05 | cumulative_infections | 2836173.97 | 2920193.17 | 2975317.06 | 2981265.02 | 3031196.76 | 3200415.7 | Surged Optimistic | Afghanistan | AFG | 2022-01-02 | v8 | TRUE
https://raw.githubusercontent.com/mrc-ide/global-lmic-reports/master/AFG/projections.csv | 2021-07-05 | cumulative_deaths | 3957.55 | 4076.01 | 4167.68 | 4163.38 | 4238.63 | 4392.19 | Surged Optimistic | Afghanistan | AFG | 2022-01-02 | v8 | TRUE
https://raw.githubusercontent.com/mrc-ide/global-lmic-reports/master/AFG/projections.csv | 2021-07-05 | Rt | 0.79 | 0.81 | 0.82 | 0.82 | 0.83 | 0.84 | Surged Optimistic | Afghanistan | AFG | 2022-01-02 | v8 | TRUE
https://raw.githubusercontent.com/mrc-ide/global-lmic-reports/master/AFG/projections.csv | 2021-07-05 | Reff | 0.7 | 0.72 | 0.73 | 0.73 | 0.74 | 0.76 | Surged Optimistic | Afghanistan | AFG | 2022-01-02 | v8 | TRUE
https://raw.githubusercontent.com/mrc-ide/global-lmic-reports/master/AFG/projections.csv | 2021-07-05 | infections | 26438.04 | 27980.61 | 29053.33 | 28985.08 | 29859.43 | 31484.45 | Surged Pessimistic | Afghanistan | AFG | 2022-01-02 | v8 | TRUE
https://raw.githubusercontent.com/mrc-ide/global-lmic-reports/master/AFG/projections.csv | 2021-07-05 | deaths | 54.39 | 57.52 | 59.72 | 59.54 | 61.53 | 65.07 | Surged Pessimistic | Afghanistan | AFG | 2022-01-02 | v8 | TRUE
https://raw.githubusercontent.com/mrc-ide/global-lmic-reports/master/AFG/projections.csv | 2021-07-05 | hospital_demand | 2443.77 | 2612.88 | 2682.67 | 2695.62 | 2781.05 | 2948.46 | Surged Pessimistic | Afghanistan | AFG | 2022-01-02 | v8 | TRUE
https://raw.githubusercontent.com/mrc-ide/global-lmic-reports/master/AFG/projections.csv | 2021-07-05 | ICU_demand | 1016.58 | 1077.41 | 1114.35 | 1115.65 | 1151.23 | 1217.21 | Surged Pessimistic | Afghanistan | AFG | 2022-01-02 | v8 | TRUE
https://raw.githubusercontent.com/mrc-ide/global-lmic-reports/master/AFG/projections.csv | 2021-07-05 | hospital_incidence | 252.01 | 270.95 | 282.05 | 281.54 | 288.85 | 316.73 | Surged Pessimistic | Afghanistan | AFG | 2022-01-02 | v8 | TRUE
https://raw.githubusercontent.com/mrc-ide/global-lmic-reports/master/AFG/projections.csv | 2021-07-05 | ICU_incidence | 78.41 | 84.3 | 87.73 | 87.58 | 89.86 | 98.5 | Surged Pessimistic | Afghanistan | AFG | 2022-01-02 | v8 | TRUE
https://raw.githubusercontent.com/mrc-ide/global-lmic-reports/master/AFG/projections.csv | 2021-07-05 | prevalence | 219541.52 | 235565.97 | 245443.57 | 244895.15 | 250849.74 | 275520.57 | Surged Pessimistic | Afghanistan | AFG | 2022-01-02 | v8 | TRUE
https://raw.githubusercontent.com/mrc-ide/global-lmic-reports/master/AFG/projections.csv | 2021-07-05 | cumulative_infections | 2836173.97 | 2920193.17 | 2975317.06 | 2981265.02 | 3031196.76 | 3200415.7 | Surged Pessimistic | Afghanistan | AFG | 2022-01-02 | v8 | TRUE
https://raw.githubusercontent.com/mrc-ide/global-lmic-reports/master/AFG/projections.csv | 2021-07-05 | cumulative_deaths | 3957.55 | 4076.01 | 4167.68 | 4163.38 | 4238.63 | 4392.19 | Surged Pessimistic | Afghanistan | AFG | 2022-01-02 | v8 | TRUE
https://raw.githubusercontent.com/mrc-ide/global-lmic-reports/master/AFG/projections.csv | 2021-07-05 | Rt | 0.79 | 0.81 | 0.82 | 0.82 | 0.83 | 0.84 | Surged Pessimistic | Afghanistan | AFG | 2022-01-02 | v8 | TRUE
https://raw.githubusercontent.com/mrc-ide/global-lmic-reports/master/AFG/projections.csv | 2021-07-05 | Reff | 0.7 | 0.72 | 0.73 | 0.73 | 0.74 | 0.76 | Surged Pessimistic | Afghanistan | AFG | 2022-01-02 | v8 | TRUE
https://raw.githubusercontent.com/mrc-ide/global-lmic-reports/master/AFG/projections.csv | 2021-07-05 | infections | 26438.04 | 27980.61 | 29053.33 | 28985.08 | 29859.43 | 31484.45 | Surged Relax Interventions 50% | Afghanistan | AFG | 2022-01-02 | v8 | TRUE
https://raw.githubusercontent.com/mrc-ide/global-lmic-reports/master/AFG/projections.csv | 2021-07-05 | deaths | 54.39 | 57.52 | 59.72 | 59.54 | 61.53 | 65.07 | Surged Relax Interventions 50% | Afghanistan | AFG | 2022-01-02 | v8 | TRUE
https://raw.githubusercontent.com/mrc-ide/global-lmic-reports/master/AFG/projections.csv | 2021-07-05 | hospital_demand | 2443.77 | 2612.88 | 2682.67 | 2695.62 | 2781.05 | 2948.46 | Surged Relax Interventions 50% | Afghanistan | AFG | 2022-01-02 | v8 | TRUE
https://raw.githubusercontent.com/mrc-ide/global-lmic-reports/master/AFG/projections.csv | 2021-07-05 | ICU_demand | 1016.58 | 1077.41 | 1114.35 | 1115.65 | 1151.23 | 1217.21 | Surged Relax Interventions 50% | Afghanistan | AFG | 2022-01-02 | v8 | TRUE
https://raw.githubusercontent.com/mrc-ide/global-lmic-reports/master/AFG/projections.csv | 2021-07-05 | hospital_incidence | 252.01 | 270.95 | 282.05 | 281.54 | 288.85 | 316.73 | Surged Relax Interventions 50% | Afghanistan | AFG | 2022-01-02 | v8 | TRUE
https://raw.githubusercontent.com/mrc-ide/global-lmic-reports/master/AFG/projections.csv | 2021-07-05 | ICU_incidence | 78.41 | 84.3 | 87.73 | 87.58 | 89.86 | 98.5 | Surged Relax Interventions 50% | Afghanistan | AFG | 2022-01-02 | v8 | TRUE
https://raw.githubusercontent.com/mrc-ide/global-lmic-reports/master/AFG/projections.csv | 2021-07-05 | prevalence | 219541.52 | 235565.97 | 245443.57 | 244895.15 | 250849.74 | 275520.57 | Surged Relax Interventions 50% | Afghanistan | AFG | 2022-01-02 | v8 | TRUE
https://raw.githubusercontent.com/mrc-ide/global-lmic-reports/master/AFG/projections.csv | 2021-07-05 | cumulative_infections | 2836173.97 | 2920193.17 | 2975317.06 | 2981265.02 | 3031196.76 | 3200415.7 | Surged Relax Interventions 50% | Afghanistan | AFG | 2022-01-02 | v8 | TRUE
https://raw.githubusercontent.com/mrc-ide/global-lmic-reports/master/AFG/projections.csv | 2021-07-05 | cumulative_deaths | 3957.55 | 4076.01 | 4167.68 | 4163.38 | 4238.63 | 4392.19 | Surged Relax Interventions 50% | Afghanistan | AFG | 2022-01-02 | v8 | TRUE
https://raw.githubusercontent.com/mrc-ide/global-lmic-reports/master/AFG/projections.csv | 2021-07-05 | Rt | 0.79 | 0.81 | 0.82 | 0.82 | 0.83 | 0.84 | Surged Relax Interventions 50% | Afghanistan | AFG | 2022-01-02 | v8 | TRUE
https://raw.githubusercontent.com/mrc-ide/global-lmic-reports/master/AFG/projections.csv | 2021-07-05 | Reff | 0.7 | 0.72 | 0.73 | 0.73 | 0.74 | 0.76 | Surged Relax Interventions 50% | Afghanistan | AFG | 2022-01-02 | v8 | TRUE
https://raw.githubusercontent.com/mrc-ide/global-lmic-reports/master/AFG/projections.csv | 2021-07-06 | infections | 26003.49 | 27407.33 | 28080.09 | 28230.61 | 29219.35 | 30975.51 | Additional 50% Reduction | Afghanistan | AFG | 2022-01-02 | v8 | TRUE
https://raw.githubusercontent.com/mrc-ide/global-lmic-reports/master/AFG/projections.csv | 2021-07-06 | deaths | 83.02 | 88.33 | 91.87 | 92.37 | 97.21 | 102.57 | Additional 50% Reduction | Afghanistan | AFG | 2022-01-02 | v8 | TRUE
https://raw.githubusercontent.com/mrc-ide/global-lmic-reports/master/AFG/projections.csv | 2021-07-06 | hospital_demand | 2374.39 | 2530.61 | 2597.49 | 2618.95 | 2735.24 | 2893.9 | Additional 50% Reduction | Afghanistan | AFG | 2022-01-02 | v8 | TRUE
https://raw.githubusercontent.com/mrc-ide/global-lmic-reports/master/AFG/projections.csv | 2021-07-06 | ICU_demand | 362.81 | 368.5 | 372.75 | 373.3 | 378.83 | 384.85 | Additional 50% Reduction | Afghanistan | AFG | 2022-01-02 | v8 | TRUE
https://raw.githubusercontent.com/mrc-ide/global-lmic-reports/master/AFG/projections.csv | 2021-07-06 | hospital_incidence | 251.91 | 264.49 | 275.37 | 276.22 | 288.27 | 304.63 | Additional 50% Reduction | Afghanistan | AFG | 2022-01-02 | v8 | TRUE
https://raw.githubusercontent.com/mrc-ide/global-lmic-reports/master/AFG/projections.csv | 2021-07-06 | ICU_incidence | 78.3 | 82.2 | 85.57 | 85.84 | 89.56 | 94.63 | Additional 50% Reduction | Afghanistan | AFG | 2022-01-02 | v8 | TRUE
https://raw.githubusercontent.com/mrc-ide/global-lmic-reports/master/AFG/projections.csv | 2021-07-06 | prevalence | 213225.09 | 224564.11 | 235519.9 | 233876.14 | 242420.68 | 257892.93 | Additional 50% Reduction | Afghanistan | AFG | 2022-01-02 | v8 | TRUE
https://raw.githubusercontent.com/mrc-ide/global-lmic-reports/master/AFG/projections.csv | 2021-07-06 | cumulative_infections | 2819067.52 | 2955009.55 | 3035458.34 | 3032304.98 | 3108232.38 | 3308025.76 | Additional 50% Reduction | Afghanistan | AFG | 2022-01-02 | v8 | TRUE
https://raw.githubusercontent.com/mrc-ide/global-lmic-reports/master/AFG/projections.csv | 2021-07-06 | cumulative_deaths | 5045.38 | 5308.11 | 5483.03 | 5477.65 | 5639.83 | 6046.11 | Additional 50% Reduction | Afghanistan | AFG | 2022-01-02 | v8 | TRUE
https://raw.githubusercontent.com/mrc-ide/global-lmic-reports/master/AFG/projections.csv | 2021-07-06 | Rt | 0.78 | 0.8 | 0.81 | 0.81 | 0.82 | 0.84 | Additional 50% Reduction | Afghanistan | AFG | 2022-01-02 | v8 | TRUE
https://raw.githubusercontent.com/mrc-ide/global-lmic-reports/master/AFG/projections.csv | 2021-07-06 | Reff | 0.7 | 0.71 | 0.72 | 0.72 | 0.73 | 0.75 | Additional 50% Reduction | Afghanistan | AFG | 2022-01-02 | v8 | TRUE
https://raw.githubusercontent.com/mrc-ide/global-lmic-reports/master/AFG/projections.csv | 2021-07-06 | infections | 26003.49 | 27407.33 | 28080.09 | 28230.61 | 29219.35 | 30975.51 | Maintain Status Quo | Afghanistan | AFG | 2022-01-02 | v8 | TRUE
https://raw.githubusercontent.com/mrc-ide/global-lmic-reports/master/AFG/projections.csv | 2021-07-06 | deaths | 83.02 | 88.33 | 91.87 | 92.37 | 97.21 | 102.57 | Maintain Status Quo | Afghanistan | AFG | 2022-01-02 | v8 | TRUE
https://raw.githubusercontent.com/mrc-ide/global-lmic-reports/master/AFG/projections.csv | 2021-07-06 | hospital_demand | 2374.39 | 2530.61 | 2597.49 | 2618.95 | 2735.24 | 2893.9 | Maintain Status Quo | Afghanistan | AFG | 2022-01-02 | v8 | TRUE
https://raw.githubusercontent.com/mrc-ide/global-lmic-reports/master/AFG/projections.csv | 2021-07-06 | ICU_demand | 362.81 | 368.5 | 372.75 | 373.3 | 378.83 | 384.85 | Maintain Status Quo | Afghanistan | AFG | 2022-01-02 | v8 | TRUE
https://raw.githubusercontent.com/mrc-ide/global-lmic-reports/master/AFG/projections.csv | 2021-07-06 | hospital_incidence | 251.91 | 264.49 | 275.37 | 276.22 | 288.27 | 304.63 | Maintain Status Quo | Afghanistan | AFG | 2022-01-02 | v8 | TRUE
https://raw.githubusercontent.com/mrc-ide/global-lmic-reports/master/AFG/projections.csv | 2021-07-06 | ICU_incidence | 78.3 | 82.2 | 85.57 | 85.84 | 89.56 | 94.63 | Maintain Status Quo | Afghanistan | AFG | 2022-01-02 | v8 | TRUE
https://raw.githubusercontent.com/mrc-ide/global-lmic-reports/master/AFG/projections.csv | 2021-07-06 | prevalence | 213225.09 | 224564.11 | 235519.9 | 233876.14 | 242420.68 | 257892.93 | Maintain Status Quo | Afghanistan | AFG | 2022-01-02 | v8 | TRUE
https://raw.githubusercontent.com/mrc-ide/global-lmic-reports/master/AFG/projections.csv | 2021-07-06 | cumulative_infections | 2819067.52 | 2955009.55 | 3035458.34 | 3032304.98 | 3108232.38 | 3308025.76 | Maintain Status Quo | Afghanistan | AFG | 2022-01-02 | v8 | TRUE
https://raw.githubusercontent.com/mrc-ide/global-lmic-reports/master/AFG/projections.csv | 2021-07-06 | cumulative_deaths | 5045.38 | 5308.11 | 5483.03 | 5477.65 | 5639.83 | 6046.11 | Maintain Status Quo | Afghanistan | AFG | 2022-01-02 | v8 | TRUE
https://raw.githubusercontent.com/mrc-ide/global-lmic-reports/master/AFG/projections.csv | 2021-07-06 | Rt | 0.78 | 0.8 | 0.81 | 0.81 | 0.82 | 0.84 | Maintain Status Quo | Afghanistan | AFG | 2022-01-02 | v8 | TRUE
https://raw.githubusercontent.com/mrc-ide/global-lmic-reports/master/AFG/projections.csv | 2021-07-06 | Reff | 0.7 | 0.71 | 0.72 | 0.72 | 0.73 | 0.75 | Maintain Status Quo | Afghanistan | AFG | 2022-01-02 | v8 | TRUE
https://raw.githubusercontent.com/mrc-ide/global-lmic-reports/master/AFG/projections.csv | 2021-07-06 | infections | 26003.49 | 27407.33 | 28080.09 | 28230.61 | 29219.35 | 30975.51 | Optimistic | Afghanistan | AFG | 2022-01-02 | v8 | TRUE
https://raw.githubusercontent.com/mrc-ide/global-lmic-reports/master/AFG/projections.csv | 2021-07-06 | deaths | 83.02 | 88.33 | 91.87 | 92.37 | 97.21 | 102.57 | Optimistic | Afghanistan | AFG | 2022-01-02 | v8 | TRUE
https://raw.githubusercontent.com/mrc-ide/global-lmic-reports/master/AFG/projections.csv | 2021-07-06 | hospital_demand | 2374.39 | 2530.61 | 2597.49 | 2618.95 | 2735.24 | 2893.9 | Optimistic | Afghanistan | AFG | 2022-01-02 | v8 | TRUE
https://raw.githubusercontent.com/mrc-ide/global-lmic-reports/master/AFG/projections.csv | 2021-07-06 | ICU_demand | 362.81 | 368.5 | 372.75 | 373.3 | 378.83 | 384.85 | Optimistic | Afghanistan | AFG | 2022-01-02 | v8 | TRUE
https://raw.githubusercontent.com/mrc-ide/global-lmic-reports/master/AFG/projections.csv | 2021-07-06 | hospital_incidence | 251.91 | 264.49 | 275.37 | 276.22 | 288.27 | 304.63 | Optimistic | Afghanistan | AFG | 2022-01-02 | v8 | TRUE
https://raw.githubusercontent.com/mrc-ide/global-lmic-reports/master/AFG/projections.csv | 2021-07-06 | ICU_incidence | 78.3 | 82.2 | 85.57 | 85.84 | 89.56 | 94.63 | Optimistic | Afghanistan | AFG | 2022-01-02 | v8 | TRUE
https://raw.githubusercontent.com/mrc-ide/global-lmic-reports/master/AFG/projections.csv | 2021-07-06 | prevalence | 213225.09 | 224564.11 | 235519.9 | 233876.14 | 242420.68 | 257892.93 | Optimistic | Afghanistan | AFG | 2022-01-02 | v8 | TRUE
https://raw.githubusercontent.com/mrc-ide/global-lmic-reports/master/AFG/projections.csv | 2021-07-06 | cumulative_infections | 2819067.52 | 2955009.55 | 3035458.34 | 3032304.98 | 3108232.38 | 3308025.76 | Optimistic | Afghanistan | AFG | 2022-01-02 | v8 | TRUE
https://raw.githubusercontent.com/mrc-ide/global-lmic-reports/master/AFG/projections.csv | 2021-07-06 | cumulative_deaths | 5045.38 | 5308.11 | 5483.03 | 5477.65 | 5639.83 | 6046.11 | Optimistic | Afghanistan | AFG | 2022-01-02 | v8 | TRUE
https://raw.githubusercontent.com/mrc-ide/global-lmic-reports/master/AFG/projections.csv | 2021-07-06 | Rt | 0.78 | 0.8 | 0.81 | 0.81 | 0.82 | 0.84 | Optimistic | Afghanistan | AFG | 2022-01-02 | v8 | TRUE
https://raw.githubusercontent.com/mrc-ide/global-lmic-reports/master/AFG/projections.csv | 2021-07-06 | Reff | 0.7 | 0.71 | 0.72 | 0.72 | 0.73 | 0.75 | Optimistic | Afghanistan | AFG | 2022-01-02 | v8 | TRUE
https://raw.githubusercontent.com/mrc-ide/global-lmic-reports/master/AFG/projections.csv | 2021-07-06 | infections | 26003.49 | 27407.33 | 28080.09 | 28230.61 | 29219.35 | 30975.51 | Pessimistic | Afghanistan | AFG | 2022-01-02 | v8 | TRUE
https://raw.githubusercontent.com/mrc-ide/global-lmic-reports/master/AFG/projections.csv | 2021-07-06 | deaths | 83.02 | 88.33 | 91.87 | 92.37 | 97.21 | 102.57 | Pessimistic | Afghanistan | AFG | 2022-01-02 | v8 | TRUE
https://raw.githubusercontent.com/mrc-ide/global-lmic-reports/master/AFG/projections.csv | 2021-07-06 | hospital_demand | 2374.39 | 2530.61 | 2597.49 | 2618.95 | 2735.24 | 2893.9 | Pessimistic | Afghanistan | AFG | 2022-01-02 | v8 | TRUE
https://raw.githubusercontent.com/mrc-ide/global-lmic-reports/master/AFG/projections.csv | 2021-07-06 | ICU_demand | 362.81 | 368.5 | 372.75 | 373.3 | 378.83 | 384.85 | Pessimistic | Afghanistan | AFG | 2022-01-02 | v8 | TRUE
https://raw.githubusercontent.com/mrc-ide/global-lmic-reports/master/AFG/projections.csv | 2021-07-06 | hospital_incidence | 251.91 | 264.49 | 275.37 | 276.22 | 288.27 | 304.63 | Pessimistic | Afghanistan | AFG | 2022-01-02 | v8 | TRUE
https://raw.githubusercontent.com/mrc-ide/global-lmic-reports/master/AFG/projections.csv | 2021-07-06 | ICU_incidence | 78.3 | 82.2 | 85.57 | 85.84 | 89.56 | 94.63 | Pessimistic | Afghanistan | AFG | 2022-01-02 | v8 | TRUE
https://raw.githubusercontent.com/mrc-ide/global-lmic-reports/master/AFG/projections.csv | 2021-07-06 | prevalence | 213225.09 | 224564.11 | 235519.9 | 233876.14 | 242420.68 | 257892.93 | Pessimistic | Afghanistan | AFG | 2022-01-02 | v8 | TRUE
https://raw.githubusercontent.com/mrc-ide/global-lmic-reports/master/AFG/projections.csv | 2021-07-06 | cumulative_infections | 2819067.52 | 2955009.55 | 3035458.34 | 3032304.98 | 3108232.38 | 3308025.76 | Pessimistic | Afghanistan | AFG | 2022-01-02 | v8 | TRUE
https://raw.githubusercontent.com/mrc-ide/global-lmic-reports/master/AFG/projections.csv | 2021-07-06 | cumulative_deaths | 5045.38 | 5308.11 | 5483.03 | 5477.65 | 5639.83 | 6046.11 | Pessimistic | Afghanistan | AFG | 2022-01-02 | v8 | TRUE
https://raw.githubusercontent.com/mrc-ide/global-lmic-reports/master/AFG/projections.csv | 2021-07-06 | Rt | 0.78 | 0.8 | 0.81 | 0.81 | 0.82 | 0.84 | Pessimistic | Afghanistan | AFG | 2022-01-02 | v8 | TRUE
https://raw.githubusercontent.com/mrc-ide/global-lmic-reports/master/AFG/projections.csv | 2021-07-06 | Reff | 0.7 | 0.71 | 0.72 | 0.72 | 0.73 | 0.75 | Pessimistic | Afghanistan | AFG | 2022-01-02 | v8 | TRUE
https://raw.githubusercontent.com/mrc-ide/global-lmic-reports/master/AFG/projections.csv | 2021-07-06 | infections | 26003.49 | 27407.33 | 28080.09 | 28230.61 | 29219.35 | 30975.51 | Relax Interventions 50% | Afghanistan | AFG | 2022-01-02 | v8 | TRUE
https://raw.githubusercontent.com/mrc-ide/global-lmic-reports/master/AFG/projections.csv | 2021-07-06 | deaths | 83.02 | 88.33 | 91.87 | 92.37 | 97.21 | 102.57 | Relax Interventions 50% | Afghanistan | AFG | 2022-01-02 | v8 | TRUE
https://raw.githubusercontent.com/mrc-ide/global-lmic-reports/master/AFG/projections.csv | 2021-07-06 | hospital_demand | 2374.39 | 2530.61 | 2597.49 | 2618.95 | 2735.24 | 2893.9 | Relax Interventions 50% | Afghanistan | AFG | 2022-01-02 | v8 | TRUE
https://raw.githubusercontent.com/mrc-ide/global-lmic-reports/master/AFG/projections.csv | 2021-07-06 | ICU_demand | 362.81 | 368.5 | 372.75 | 373.3 | 378.83 | 384.85 | Relax Interventions 50% | Afghanistan | AFG | 2022-01-02 | v8 | TRUE
https://raw.githubusercontent.com/mrc-ide/global-lmic-reports/master/AFG/projections.csv | 2021-07-06 | hospital_incidence | 251.91 | 264.49 | 275.37 | 276.22 | 288.27 | 304.63 | Relax Interventions 50% | Afghanistan | AFG | 2022-01-02 | v8 | TRUE
https://raw.githubusercontent.com/mrc-ide/global-lmic-reports/master/AFG/projections.csv | 2021-07-06 | ICU_incidence | 78.3 | 82.2 | 85.57 | 85.84 | 89.56 | 94.63 | Relax Interventions 50% | Afghanistan | AFG | 2022-01-02 | v8 | TRUE
https://raw.githubusercontent.com/mrc-ide/global-lmic-reports/master/AFG/projections.csv | 2021-07-06 | prevalence | 213225.09 | 224564.11 | 235519.9 | 233876.14 | 242420.68 | 257892.93 | Relax Interventions 50% | Afghanistan | AFG | 2022-01-02 | v8 | TRUE
https://raw.githubusercontent.com/mrc-ide/global-lmic-reports/master/AFG/projections.csv | 2021-07-06 | cumulative_infections | 2819067.52 | 2955009.55 | 3035458.34 | 3032304.98 | 3108232.38 | 3308025.76 | Relax Interventions 50% | Afghanistan | AFG | 2022-01-02 | v8 | TRUE
https://raw.githubusercontent.com/mrc-ide/global-lmic-reports/master/AFG/projections.csv | 2021-07-06 | cumulative_deaths | 5045.38 | 5308.11 | 5483.03 | 5477.65 | 5639.83 | 6046.11 | Relax Interventions 50% | Afghanistan | AFG | 2022-01-02 | v8 | TRUE
https://raw.githubusercontent.com/mrc-ide/global-lmic-reports/master/AFG/projections.csv | 2021-07-06 | Rt | 0.78 | 0.8 | 0.81 | 0.81 | 0.82 | 0.84 | Relax Interventions 50% | Afghanistan | AFG | 2022-01-02 | v8 | TRUE
https://raw.githubusercontent.com/mrc-ide/global-lmic-reports/master/AFG/projections.csv | 2021-07-06 | Reff | 0.7 | 0.71 | 0.72 | 0.72 | 0.73 | 0.75 | Relax Interventions 50% | Afghanistan | AFG | 2022-01-02 | v8 | TRUE
https://raw.githubusercontent.com/mrc-ide/global-lmic-reports/master/AFG/projections.csv | 2021-07-06 | infections | 25782.29 | 27282.06 | 28265 | 28226.9 | 29123.12 | 30571.26 | Surged Additional 50% Reduction | Afghanistan | AFG | 2022-01-02 | v8 | TRUE
https://raw.githubusercontent.com/mrc-ide/global-lmic-reports/master/AFG/projections.csv | 2021-07-06 | deaths | 54.61 | 57.84 | 59.99 | 59.9 | 61.86 | 65.42 | Surged Additional 50% Reduction | Afghanistan | AFG | 2022-01-02 | v8 | TRUE
https://raw.githubusercontent.com/mrc-ide/global-lmic-reports/master/AFG/projections.csv | 2021-07-06 | hospital_demand | 2436.4 | 2602.37 | 2678.55 | 2692.03 | 2771.66 | 2954.67 | Surged Additional 50% Reduction | Afghanistan | AFG | 2022-01-02 | v8 | TRUE
https://raw.githubusercontent.com/mrc-ide/global-lmic-reports/master/AFG/projections.csv | 2021-07-06 | ICU_demand | 1017.67 | 1085.76 | 1114.75 | 1118.81 | 1153.68 | 1221.57 | Surged Additional 50% Reduction | Afghanistan | AFG | 2022-01-02 | v8 | TRUE
https://raw.githubusercontent.com/mrc-ide/global-lmic-reports/master/AFG/projections.csv | 2021-07-06 | hospital_incidence | 246.47 | 265.19 | 275.94 | 275.45 | 282.76 | 310.3 | Surged Additional 50% Reduction | Afghanistan | AFG | 2022-01-02 | v8 | TRUE
https://raw.githubusercontent.com/mrc-ide/global-lmic-reports/master/AFG/projections.csv | 2021-07-06 | ICU_incidence | 76.61 | 82.42 | 85.75 | 85.6 | 87.87 | 96.41 | Surged Additional 50% Reduction | Afghanistan | AFG | 2022-01-02 | v8 | TRUE
https://raw.githubusercontent.com/mrc-ide/global-lmic-reports/master/AFG/projections.csv | 2021-07-06 | prevalence | 210852.16 | 225394.04 | 234979.72 | 234504.66 | 240314.49 | 262342.95 | Surged Additional 50% Reduction | Afghanistan | AFG | 2022-01-02 | v8 | TRUE
https://raw.githubusercontent.com/mrc-ide/global-lmic-reports/master/AFG/projections.csv | 2021-07-06 | cumulative_infections | 2863026.24 | 2946906.1 | 3002528.6 | 3009491.92 | 3059599.93 | 3229409.84 | Surged Additional 50% Reduction | Afghanistan | AFG | 2022-01-02 | v8 | TRUE
https://raw.githubusercontent.com/mrc-ide/global-lmic-reports/master/AFG/projections.csv | 2021-07-06 | cumulative_deaths | 4014.25 | 4136.09 | 4229.47 | 4223.28 | 4298.8 | 4458.09 | Surged Additional 50% Reduction | Afghanistan | AFG | 2022-01-02 | v8 | TRUE
https://raw.githubusercontent.com/mrc-ide/global-lmic-reports/master/AFG/projections.csv | 2021-07-06 | Rt | 0.79 | 0.8 | 0.81 | 0.81 | 0.82 | 0.83 | Surged Additional 50% Reduction | Afghanistan | AFG | 2022-01-02 | v8 | TRUE
https://raw.githubusercontent.com/mrc-ide/global-lmic-reports/master/AFG/projections.csv | 2021-07-06 | Reff | 0.7 | 0.71 | 0.72 | 0.72 | 0.74 | 0.75 | Surged Additional 50% Reduction | Afghanistan | AFG | 2022-01-02 | v8 | TRUE
https://raw.githubusercontent.com/mrc-ide/global-lmic-reports/master/AFG/projections.csv | 2021-07-06 | infections | 25782.29 | 27282.06 | 28265 | 28226.9 | 29123.12 | 30571.26 | Surged Maintain Status Quo | Afghanistan | AFG | 2022-01-02 | v8 | TRUE
https://raw.githubusercontent.com/mrc-ide/global-lmic-reports/master/AFG/projections.csv | 2021-07-06 | deaths | 54.61 | 57.84 | 59.99 | 59.9 | 61.86 | 65.42 | Surged Maintain Status Quo | Afghanistan | AFG | 2022-01-02 | v8 | TRUE
https://raw.githubusercontent.com/mrc-ide/global-lmic-reports/master/AFG/projections.csv | 2021-07-06 | hospital_demand | 2436.4 | 2602.37 | 2678.55 | 2692.03 | 2771.66 | 2954.67 | Surged Maintain Status Quo | Afghanistan | AFG | 2022-01-02 | v8 | TRUE
https://raw.githubusercontent.com/mrc-ide/global-lmic-reports/master/AFG/projections.csv | 2021-07-06 | ICU_demand | 1017.67 | 1085.76 | 1114.75 | 1118.81 | 1153.68 | 1221.57 | Surged Maintain Status Quo | Afghanistan | AFG | 2022-01-02 | v8 | TRUE
https://raw.githubusercontent.com/mrc-ide/global-lmic-reports/master/AFG/projections.csv | 2021-07-06 | hospital_incidence | 246.47 | 265.19 | 275.94 | 275.45 | 282.76 | 310.3 | Surged Maintain Status Quo | Afghanistan | AFG | 2022-01-02 | v8 | TRUE
https://raw.githubusercontent.com/mrc-ide/global-lmic-reports/master/AFG/projections.csv | 2021-07-06 | ICU_incidence | 76.61 | 82.42 | 85.75 | 85.6 | 87.87 | 96.41 | Surged Maintain Status Quo | Afghanistan | AFG | 2022-01-02 | v8 | TRUE
https://raw.githubusercontent.com/mrc-ide/global-lmic-reports/master/AFG/projections.csv | 2021-07-06 | prevalence | 210852.16 | 225394.04 | 234979.72 | 234504.66 | 240314.49 | 262342.95 | Surged Maintain Status Quo | Afghanistan | AFG | 2022-01-02 | v8 | TRUE
https://raw.githubusercontent.com/mrc-ide/global-lmic-reports/master/AFG/projections.csv | 2021-07-06 | cumulative_infections | 2863026.24 | 2946906.1 | 3002528.6 | 3009491.92 | 3059599.93 | 3229409.84 | Surged Maintain Status Quo | Afghanistan | AFG | 2022-01-02 | v8 | TRUE
https://raw.githubusercontent.com/mrc-ide/global-lmic-reports/master/AFG/projections.csv | 2021-07-06 | cumulative_deaths | 4014.25 | 4136.09 | 4229.47 | 4223.28 | 4298.8 | 4458.09 | Surged Maintain Status Quo | Afghanistan | AFG | 2022-01-02 | v8 | TRUE
https://raw.githubusercontent.com/mrc-ide/global-lmic-reports/master/AFG/projections.csv | 2021-07-06 | Rt | 0.79 | 0.8 | 0.81 | 0.81 | 0.82 | 0.83 | Surged Maintain Status Quo | Afghanistan | AFG | 2022-01-02 | v8 | TRUE
https://raw.githubusercontent.com/mrc-ide/global-lmic-reports/master/AFG/projections.csv | 2021-07-06 | Reff | 0.7 | 0.71 | 0.72 | 0.72 | 0.74 | 0.75 | Surged Maintain Status Quo | Afghanistan | AFG | 2022-01-02 | v8 | TRUE
https://raw.githubusercontent.com/mrc-ide/global-lmic-reports/master/AFG/projections.csv | 2021-07-06 | infections | 25782.29 | 27282.06 | 28265 | 28226.9 | 29123.12 | 30571.26 | Surged Optimistic | Afghanistan | AFG | 2022-01-02 | v8 | TRUE
https://raw.githubusercontent.com/mrc-ide/global-lmic-reports/master/AFG/projections.csv | 2021-07-06 | deaths | 54.61 | 57.84 | 59.99 | 59.9 | 61.86 | 65.42 | Surged Optimistic | Afghanistan | AFG | 2022-01-02 | v8 | TRUE
https://raw.githubusercontent.com/mrc-ide/global-lmic-reports/master/AFG/projections.csv | 2021-07-06 | hospital_demand | 2436.4 | 2602.37 | 2678.55 | 2692.03 | 2771.66 | 2954.67 | Surged Optimistic | Afghanistan | AFG | 2022-01-02 | v8 | TRUE
https://raw.githubusercontent.com/mrc-ide/global-lmic-reports/master/AFG/projections.csv | 2021-07-06 | ICU_demand | 1017.67 | 1085.76 | 1114.75 | 1118.81 | 1153.68 | 1221.57 | Surged Optimistic | Afghanistan | AFG | 2022-01-02 | v8 | TRUE
https://raw.githubusercontent.com/mrc-ide/global-lmic-reports/master/AFG/projections.csv | 2021-07-06 | hospital_incidence | 246.47 | 265.19 | 275.94 | 275.45 | 282.76 | 310.3 | Surged Optimistic | Afghanistan | AFG | 2022-01-02 | v8 | TRUE
https://raw.githubusercontent.com/mrc-ide/global-lmic-reports/master/AFG/projections.csv | 2021-07-06 | ICU_incidence | 76.61 | 82.42 | 85.75 | 85.6 | 87.87 | 96.41 | Surged Optimistic | Afghanistan | AFG | 2022-01-02 | v8 | TRUE
https://raw.githubusercontent.com/mrc-ide/global-lmic-reports/master/AFG/projections.csv | 2021-07-06 | prevalence | 210852.16 | 225394.04 | 234979.72 | 234504.66 | 240314.49 | 262342.95 | Surged Optimistic | Afghanistan | AFG | 2022-01-02 | v8 | TRUE
https://raw.githubusercontent.com/mrc-ide/global-lmic-reports/master/AFG/projections.csv | 2021-07-06 | cumulative_infections | 2863026.24 | 2946906.1 | 3002528.6 | 3009491.92 | 3059599.93 | 3229409.84 | Surged Optimistic | Afghanistan | AFG | 2022-01-02 | v8 | TRUE
https://raw.githubusercontent.com/mrc-ide/global-lmic-reports/master/AFG/projections.csv | 2021-07-06 | cumulative_deaths | 4014.25 | 4136.09 | 4229.47 | 4223.28 | 4298.8 | 4458.09 | Surged Optimistic | Afghanistan | AFG | 2022-01-02 | v8 | TRUE
https://raw.githubusercontent.com/mrc-ide/global-lmic-reports/master/AFG/projections.csv | 2021-07-06 | Rt | 0.79 | 0.8 | 0.81 | 0.81 | 0.82 | 0.83 | Surged Optimistic | Afghanistan | AFG | 2022-01-02 | v8 | TRUE
https://raw.githubusercontent.com/mrc-ide/global-lmic-reports/master/AFG/projections.csv | 2021-07-06 | Reff | 0.7 | 0.71 | 0.72 | 0.72 | 0.74 | 0.75 | Surged Optimistic | Afghanistan | AFG | 2022-01-02 | v8 | TRUE
https://raw.githubusercontent.com/mrc-ide/global-lmic-reports/master/AFG/projections.csv | 2021-07-06 | infections | 25782.29 | 27282.06 | 28265 | 28226.9 | 29123.12 | 30571.26 | Surged Pessimistic | Afghanistan | AFG | 2022-01-02 | v8 | TRUE
https://raw.githubusercontent.com/mrc-ide/global-lmic-reports/master/AFG/projections.csv | 2021-07-06 | deaths | 54.61 | 57.84 | 59.99 | 59.9 | 61.86 | 65.42 | Surged Pessimistic | Afghanistan | AFG | 2022-01-02 | v8 | TRUE
https://raw.githubusercontent.com/mrc-ide/global-lmic-reports/master/AFG/projections.csv | 2021-07-06 | hospital_demand | 2436.4 | 2602.37 | 2678.55 | 2692.03 | 2771.66 | 2954.67 | Surged Pessimistic | Afghanistan | AFG | 2022-01-02 | v8 | TRUE
https://raw.githubusercontent.com/mrc-ide/global-lmic-reports/master/AFG/projections.csv | 2021-07-06 | ICU_demand | 1017.67 | 1085.76 | 1114.75 | 1118.81 | 1153.68 | 1221.57 | Surged Pessimistic | Afghanistan | AFG | 2022-01-02 | v8 | TRUE
https://raw.githubusercontent.com/mrc-ide/global-lmic-reports/master/AFG/projections.csv | 2021-07-06 | hospital_incidence | 246.47 | 265.19 | 275.94 | 275.45 | 282.76 | 310.3 | Surged Pessimistic | Afghanistan | AFG | 2022-01-02 | v8 | TRUE
https://raw.githubusercontent.com/mrc-ide/global-lmic-reports/master/AFG/projections.csv | 2021-07-06 | ICU_incidence | 76.61 | 82.42 | 85.75 | 85.6 | 87.87 | 96.41 | Surged Pessimistic | Afghanistan | AFG | 2022-01-02 | v8 | TRUE
https://raw.githubusercontent.com/mrc-ide/global-lmic-reports/master/AFG/projections.csv | 2021-07-06 | prevalence | 210852.16 | 225394.04 | 234979.72 | 234504.66 | 240314.49 | 262342.95 | Surged Pessimistic | Afghanistan | AFG | 2022-01-02 | v8 | TRUE
https://raw.githubusercontent.com/mrc-ide/global-lmic-reports/master/AFG/projections.csv | 2021-07-06 | cumulative_infections | 2863026.24 | 2946906.1 | 3002528.6 | 3009491.92 | 3059599.93 | 3229409.84 | Surged Pessimistic | Afghanistan | AFG | 2022-01-02 | v8 | TRUE
https://raw.githubusercontent.com/mrc-ide/global-lmic-reports/master/AFG/projections.csv | 2021-07-06 | cumulative_deaths | 4014.25 | 4136.09 | 4229.47 | 4223.28 | 4298.8 | 4458.09 | Surged Pessimistic | Afghanistan | AFG | 2022-01-02 | v8 | TRUE
https://raw.githubusercontent.com/mrc-ide/global-lmic-reports/master/AFG/projections.csv | 2021-07-06 | Rt | 0.79 | 0.8 | 0.81 | 0.81 | 0.82 | 0.83 | Surged Pessimistic | Afghanistan | AFG | 2022-01-02 | v8 | TRUE
https://raw.githubusercontent.com/mrc-ide/global-lmic-reports/master/AFG/projections.csv | 2021-07-06 | Reff | 0.7 | 0.71 | 0.72 | 0.72 | 0.74 | 0.75 | Surged Pessimistic | Afghanistan | AFG | 2022-01-02 | v8 | TRUE
https://raw.githubusercontent.com/mrc-ide/global-lmic-reports/master/AFG/projections.csv | 2021-07-06 | infections | 25782.29 | 27282.06 | 28265 | 28226.9 | 29123.12 | 30571.26 | Surged Relax Interventions 50% | Afghanistan | AFG | 2022-01-02 | v8 | TRUE
https://raw.githubusercontent.com/mrc-ide/global-lmic-reports/master/AFG/projections.csv | 2021-07-06 | deaths | 54.61 | 57.84 | 59.99 | 59.9 | 61.86 | 65.42 | Surged Relax Interventions 50% | Afghanistan | AFG | 2022-01-02 | v8 | TRUE
https://raw.githubusercontent.com/mrc-ide/global-lmic-reports/master/AFG/projections.csv | 2021-07-06 | hospital_demand | 2436.4 | 2602.37 | 2678.55 | 2692.03 | 2771.66 | 2954.67 | Surged Relax Interventions 50% | Afghanistan | AFG | 2022-01-02 | v8 | TRUE
https://raw.githubusercontent.com/mrc-ide/global-lmic-reports/master/AFG/projections.csv | 2021-07-06 | ICU_demand | 1017.67 | 1085.76 | 1114.75 | 1118.81 | 1153.68 | 1221.57 | Surged Relax Interventions 50% | Afghanistan | AFG | 2022-01-02 | v8 | TRUE
https://raw.githubusercontent.com/mrc-ide/global-lmic-reports/master/AFG/projections.csv | 2021-07-06 | hospital_incidence | 246.47 | 265.19 | 275.94 | 275.45 | 282.76 | 310.3 | Surged Relax Interventions 50% | Afghanistan | AFG | 2022-01-02 | v8 | TRUE
https://raw.githubusercontent.com/mrc-ide/global-lmic-reports/master/AFG/projections.csv | 2021-07-06 | ICU_incidence | 76.61 | 82.42 | 85.75 | 85.6 | 87.87 | 96.41 | Surged Relax Interventions 50% | Afghanistan | AFG | 2022-01-02 | v8 | TRUE
https://raw.githubusercontent.com/mrc-ide/global-lmic-reports/master/AFG/projections.csv | 2021-07-06 | prevalence | 210852.16 | 225394.04 | 234979.72 | 234504.66 | 240314.49 | 262342.95 | Surged Relax Interventions 50% | Afghanistan | AFG | 2022-01-02 | v8 | TRUE
https://raw.githubusercontent.com/mrc-ide/global-lmic-reports/master/AFG/projections.csv | 2021-07-06 | cumulative_infections | 2863026.24 | 2946906.1 | 3002528.6 | 3009491.92 | 3059599.93 | 3229409.84 | Surged Relax Interventions 50% | Afghanistan | AFG | 2022-01-02 | v8 | TRUE
https://raw.githubusercontent.com/mrc-ide/global-lmic-reports/master/AFG/projections.csv | 2021-07-06 | cumulative_deaths | 4014.25 | 4136.09 | 4229.47 | 4223.28 | 4298.8 | 4458.09 | Surged Relax Interventions 50% | Afghanistan | AFG | 2022-01-02 | v8 | TRUE
https://raw.githubusercontent.com/mrc-ide/global-lmic-reports/master/AFG/projections.csv | 2021-07-06 | Rt | 0.79 | 0.8 | 0.81 | 0.81 | 0.82 | 0.83 | Surged Relax Interventions 50% | Afghanistan | AFG | 2022-01-02 | v8 | TRUE
https://raw.githubusercontent.com/mrc-ide/global-lmic-reports/master/AFG/projections.csv | 2021-07-06 | Reff | 0.7 | 0.71 | 0.72 | 0.72 | 0.74 | 0.75 | Surged Relax Interventions 50% | Afghanistan | AFG | 2022-01-02 | v8 | TRUE
https://raw.githubusercontent.com/mrc-ide/global-lmic-reports/master/AFG/projections.csv | 2021-07-07 | infections | 24443.86 | 26018.35 | 26764.91 | 26799.57 | 27727.2 | 29326.49 | Additional 50% Reduction | Afghanistan | AFG | 2022-01-02 | v8 | TRUE
https://raw.githubusercontent.com/mrc-ide/global-lmic-reports/master/AFG/projections.csv | 2021-07-07 | deaths | 81.69 | 86.53 | 90.29 | 90.75 | 95.55 | 100.77 | Additional 50% Reduction | Afghanistan | AFG | 2022-01-02 | v8 | TRUE
https://raw.githubusercontent.com/mrc-ide/global-lmic-reports/master/AFG/projections.csv | 2021-07-07 | hospital_demand | 2364.12 | 2512.01 | 2586.51 | 2604.79 | 2720.14 | 2867.3 | Additional 50% Reduction | Afghanistan | AFG | 2022-01-02 | v8 | TRUE
https://raw.githubusercontent.com/mrc-ide/global-lmic-reports/master/AFG/projections.csv | 2021-07-07 | ICU_demand | 360.89 | 366.32 | 370.45 | 370.97 | 376.34 | 382.35 | Additional 50% Reduction | Afghanistan | AFG | 2022-01-02 | v8 | TRUE
https://raw.githubusercontent.com/mrc-ide/global-lmic-reports/master/AFG/projections.csv | 2021-07-07 | hospital_incidence | 245.36 | 256.74 | 267.97 | 268.36 | 279.48 | 296.06 | Additional 50% Reduction | Afghanistan | AFG | 2022-01-02 | v8 | TRUE
https://raw.githubusercontent.com/mrc-ide/global-lmic-reports/master/AFG/projections.csv | 2021-07-07 | ICU_incidence | 76.19 | 79.71 | 83.2 | 83.31 | 86.76 | 91.88 | Additional 50% Reduction | Afghanistan | AFG | 2022-01-02 | v8 | TRUE
https://raw.githubusercontent.com/mrc-ide/global-lmic-reports/master/AFG/projections.csv | 2021-07-07 | prevalence | 203734.61 | 215040.27 | 225441.27 | 223500.16 | 231845.64 | 246135.43 | Additional 50% Reduction | Afghanistan | AFG | 2022-01-02 | v8 | TRUE
https://raw.githubusercontent.com/mrc-ide/global-lmic-reports/master/AFG/projections.csv | 2021-07-07 | cumulative_infections | 2844035.53 | 2981668.28 | 3062453.27 | 3059104.55 | 3135961.13 | 3336510.22 | Additional 50% Reduction | Afghanistan | AFG | 2022-01-02 | v8 | TRUE
https://raw.githubusercontent.com/mrc-ide/global-lmic-reports/master/AFG/projections.csv | 2021-07-07 | cumulative_deaths | 5128.22 | 5394.54 | 5573.96 | 5568.4 | 5732.76 | 6146.44 | Additional 50% Reduction | Afghanistan | AFG | 2022-01-02 | v8 | TRUE
https://raw.githubusercontent.com/mrc-ide/global-lmic-reports/master/AFG/projections.csv | 2021-07-07 | Rt | 0.78 | 0.8 | 0.81 | 0.81 | 0.82 | 0.84 | Additional 50% Reduction | Afghanistan | AFG | 2022-01-02 | v8 | TRUE
https://raw.githubusercontent.com/mrc-ide/global-lmic-reports/master/AFG/projections.csv | 2021-07-07 | Reff | 0.7 | 0.71 | 0.72 | 0.72 | 0.73 | 0.75 | Additional 50% Reduction | Afghanistan | AFG | 2022-01-02 | v8 | TRUE
https://raw.githubusercontent.com/mrc-ide/global-lmic-reports/master/AFG/projections.csv | 2021-07-07 | infections | 24443.86 | 26018.35 | 26764.91 | 26799.57 | 27727.2 | 29326.49 | Maintain Status Quo | Afghanistan | AFG | 2022-01-02 | v8 | TRUE
https://raw.githubusercontent.com/mrc-ide/global-lmic-reports/master/AFG/projections.csv | 2021-07-07 | deaths | 81.69 | 86.53 | 90.29 | 90.75 | 95.55 | 100.77 | Maintain Status Quo | Afghanistan | AFG | 2022-01-02 | v8 | TRUE
https://raw.githubusercontent.com/mrc-ide/global-lmic-reports/master/AFG/projections.csv | 2021-07-07 | hospital_demand | 2364.12 | 2512.01 | 2586.51 | 2604.79 | 2720.14 | 2867.3 | Maintain Status Quo | Afghanistan | AFG | 2022-01-02 | v8 | TRUE
https://raw.githubusercontent.com/mrc-ide/global-lmic-reports/master/AFG/projections.csv | 2021-07-07 | ICU_demand | 360.89 | 366.32 | 370.45 | 370.97 | 376.34 | 382.35 | Maintain Status Quo | Afghanistan | AFG | 2022-01-02 | v8 | TRUE
https://raw.githubusercontent.com/mrc-ide/global-lmic-reports/master/AFG/projections.csv | 2021-07-07 | hospital_incidence | 245.36 | 256.74 | 267.97 | 268.36 | 279.48 | 296.06 | Maintain Status Quo | Afghanistan | AFG | 2022-01-02 | v8 | TRUE
https://raw.githubusercontent.com/mrc-ide/global-lmic-reports/master/AFG/projections.csv | 2021-07-07 | ICU_incidence | 76.19 | 79.71 | 83.2 | 83.31 | 86.76 | 91.88 | Maintain Status Quo | Afghanistan | AFG | 2022-01-02 | v8 | TRUE
https://raw.githubusercontent.com/mrc-ide/global-lmic-reports/master/AFG/projections.csv | 2021-07-07 | prevalence | 203734.61 | 215040.27 | 225441.27 | 223500.16 | 231845.64 | 246135.43 | Maintain Status Quo | Afghanistan | AFG | 2022-01-02 | v8 | TRUE
https://raw.githubusercontent.com/mrc-ide/global-lmic-reports/master/AFG/projections.csv | 2021-07-07 | cumulative_infections | 2844035.53 | 2981668.28 | 3062453.27 | 3059104.55 | 3135961.13 | 3336510.22 | Maintain Status Quo | Afghanistan | AFG | 2022-01-02 | v8 | TRUE
https://raw.githubusercontent.com/mrc-ide/global-lmic-reports/master/AFG/projections.csv | 2021-07-07 | cumulative_deaths | 5128.22 | 5394.54 | 5573.96 | 5568.4 | 5732.76 | 6146.44 | Maintain Status Quo | Afghanistan | AFG | 2022-01-02 | v8 | TRUE
https://raw.githubusercontent.com/mrc-ide/global-lmic-reports/master/AFG/projections.csv | 2021-07-07 | Rt | 0.78 | 0.8 | 0.81 | 0.81 | 0.82 | 0.84 | Maintain Status Quo | Afghanistan | AFG | 2022-01-02 | v8 | TRUE
https://raw.githubusercontent.com/mrc-ide/global-lmic-reports/master/AFG/projections.csv | 2021-07-07 | Reff | 0.7 | 0.71 | 0.72 | 0.72 | 0.73 | 0.75 | Maintain Status Quo | Afghanistan | AFG | 2022-01-02 | v8 | TRUE
https://raw.githubusercontent.com/mrc-ide/global-lmic-reports/master/AFG/projections.csv | 2021-07-07 | infections | 24443.86 | 26018.35 | 26764.91 | 26799.57 | 27727.2 | 29326.49 | Optimistic | Afghanistan | AFG | 2022-01-02 | v8 | TRUE
https://raw.githubusercontent.com/mrc-ide/global-lmic-reports/master/AFG/projections.csv | 2021-07-07 | deaths | 81.69 | 86.53 | 90.29 | 90.75 | 95.55 | 100.77 | Optimistic | Afghanistan | AFG | 2022-01-02 | v8 | TRUE
https://raw.githubusercontent.com/mrc-ide/global-lmic-reports/master/AFG/projections.csv | 2021-07-07 | hospital_demand | 2364.12 | 2512.01 | 2586.51 | 2604.79 | 2720.14 | 2867.3 | Optimistic | Afghanistan | AFG | 2022-01-02 | v8 | TRUE
https://raw.githubusercontent.com/mrc-ide/global-lmic-reports/master/AFG/projections.csv | 2021-07-07 | ICU_demand | 360.89 | 366.32 | 370.45 | 370.97 | 376.34 | 382.35 | Optimistic | Afghanistan | AFG | 2022-01-02 | v8 | TRUE
https://raw.githubusercontent.com/mrc-ide/global-lmic-reports/master/AFG/projections.csv | 2021-07-07 | hospital_incidence | 245.36 | 256.74 | 267.97 | 268.36 | 279.48 | 296.06 | Optimistic | Afghanistan | AFG | 2022-01-02 | v8 | TRUE
https://raw.githubusercontent.com/mrc-ide/global-lmic-reports/master/AFG/projections.csv | 2021-07-07 | ICU_incidence | 76.19 | 79.71 | 83.2 | 83.31 | 86.76 | 91.88 | Optimistic | Afghanistan | AFG | 2022-01-02 | v8 | TRUE
https://raw.githubusercontent.com/mrc-ide/global-lmic-reports/master/AFG/projections.csv | 2021-07-07 | prevalence | 203734.61 | 215040.27 | 225441.27 | 223500.16 | 231845.64 | 246135.43 | Optimistic | Afghanistan | AFG | 2022-01-02 | v8 | TRUE
https://raw.githubusercontent.com/mrc-ide/global-lmic-reports/master/AFG/projections.csv | 2021-07-07 | cumulative_infections | 2844035.53 | 2981668.28 | 3062453.27 | 3059104.55 | 3135961.13 | 3336510.22 | Optimistic | Afghanistan | AFG | 2022-01-02 | v8 | TRUE
https://raw.githubusercontent.com/mrc-ide/global-lmic-reports/master/AFG/projections.csv | 2021-07-07 | cumulative_deaths | 5128.22 | 5394.54 | 5573.96 | 5568.4 | 5732.76 | 6146.44 | Optimistic | Afghanistan | AFG | 2022-01-02 | v8 | TRUE
https://raw.githubusercontent.com/mrc-ide/global-lmic-reports/master/AFG/projections.csv | 2021-07-07 | Rt | 0.78 | 0.8 | 0.81 | 0.81 | 0.82 | 0.84 | Optimistic | Afghanistan | AFG | 2022-01-02 | v8 | TRUE
https://raw.githubusercontent.com/mrc-ide/global-lmic-reports/master/AFG/projections.csv | 2021-07-07 | Reff | 0.7 | 0.71 | 0.72 | 0.72 | 0.73 | 0.75 | Optimistic | Afghanistan | AFG | 2022-01-02 | v8 | TRUE
https://raw.githubusercontent.com/mrc-ide/global-lmic-reports/master/AFG/projections.csv | 2021-07-07 | infections | 24443.86 | 26018.35 | 26764.91 | 26799.57 | 27727.2 | 29326.49 | Pessimistic | Afghanistan | AFG | 2022-01-02 | v8 | TRUE
https://raw.githubusercontent.com/mrc-ide/global-lmic-reports/master/AFG/projections.csv | 2021-07-07 | deaths | 81.69 | 86.53 | 90.29 | 90.75 | 95.55 | 100.77 | Pessimistic | Afghanistan | AFG | 2022-01-02 | v8 | TRUE
https://raw.githubusercontent.com/mrc-ide/global-lmic-reports/master/AFG/projections.csv | 2021-07-07 | hospital_demand | 2364.12 | 2512.01 | 2586.51 | 2604.79 | 2720.14 | 2867.3 | Pessimistic | Afghanistan | AFG | 2022-01-02 | v8 | TRUE
https://raw.githubusercontent.com/mrc-ide/global-lmic-reports/master/AFG/projections.csv | 2021-07-07 | ICU_demand | 360.89 | 366.32 | 370.45 | 370.97 | 376.34 | 382.35 | Pessimistic | Afghanistan | AFG | 2022-01-02 | v8 | TRUE
https://raw.githubusercontent.com/mrc-ide/global-lmic-reports/master/AFG/projections.csv | 2021-07-07 | hospital_incidence | 245.36 | 256.74 | 267.97 | 268.36 | 279.48 | 296.06 | Pessimistic | Afghanistan | AFG | 2022-01-02 | v8 | TRUE
https://raw.githubusercontent.com/mrc-ide/global-lmic-reports/master/AFG/projections.csv | 2021-07-07 | ICU_incidence | 76.19 | 79.71 | 83.2 | 83.31 | 86.76 | 91.88 | Pessimistic | Afghanistan | AFG | 2022-01-02 | v8 | TRUE
https://raw.githubusercontent.com/mrc-ide/global-lmic-reports/master/AFG/projections.csv | 2021-07-07 | prevalence | 203734.61 | 215040.27 | 225441.27 | 223500.16 | 231845.64 | 246135.43 | Pessimistic | Afghanistan | AFG | 2022-01-02 | v8 | TRUE
https://raw.githubusercontent.com/mrc-ide/global-lmic-reports/master/AFG/projections.csv | 2021-07-07 | cumulative_infections | 2844035.53 | 2981668.28 | 3062453.27 | 3059104.55 | 3135961.13 | 3336510.22 | Pessimistic | Afghanistan | AFG | 2022-01-02 | v8 | TRUE
https://raw.githubusercontent.com/mrc-ide/global-lmic-reports/master/AFG/projections.csv | 2021-07-07 | cumulative_deaths | 5128.22 | 5394.54 | 5573.96 | 5568.4 | 5732.76 | 6146.44 | Pessimistic | Afghanistan | AFG | 2022-01-02 | v8 | TRUE
https://raw.githubusercontent.com/mrc-ide/global-lmic-reports/master/AFG/projections.csv | 2021-07-07 | Rt | 0.78 | 0.8 | 0.81 | 0.81 | 0.82 | 0.84 | Pessimistic | Afghanistan | AFG | 2022-01-02 | v8 | TRUE
https://raw.githubusercontent.com/mrc-ide/global-lmic-reports/master/AFG/projections.csv | 2021-07-07 | Reff | 0.7 | 0.71 | 0.72 | 0.72 | 0.73 | 0.75 | Pessimistic | Afghanistan | AFG | 2022-01-02 | v8 | TRUE
https://raw.githubusercontent.com/mrc-ide/global-lmic-reports/master/AFG/projections.csv | 2021-07-07 | infections | 24443.86 | 26018.35 | 26764.91 | 26799.57 | 27727.2 | 29326.49 | Relax Interventions 50% | Afghanistan | AFG | 2022-01-02 | v8 | TRUE
https://raw.githubusercontent.com/mrc-ide/global-lmic-reports/master/AFG/projections.csv | 2021-07-07 | deaths | 81.69 | 86.53 | 90.29 | 90.75 | 95.55 | 100.77 | Relax Interventions 50% | Afghanistan | AFG | 2022-01-02 | v8 | TRUE
https://raw.githubusercontent.com/mrc-ide/global-lmic-reports/master/AFG/projections.csv | 2021-07-07 | hospital_demand | 2364.12 | 2512.01 | 2586.51 | 2604.79 | 2720.14 | 2867.3 | Relax Interventions 50% | Afghanistan | AFG | 2022-01-02 | v8 | TRUE
https://raw.githubusercontent.com/mrc-ide/global-lmic-reports/master/AFG/projections.csv | 2021-07-07 | ICU_demand | 360.89 | 366.32 | 370.45 | 370.97 | 376.34 | 382.35 | Relax Interventions 50% | Afghanistan | AFG | 2022-01-02 | v8 | TRUE
https://raw.githubusercontent.com/mrc-ide/global-lmic-reports/master/AFG/projections.csv | 2021-07-07 | hospital_incidence | 245.36 | 256.74 | 267.97 | 268.36 | 279.48 | 296.06 | Relax Interventions 50% | Afghanistan | AFG | 2022-01-02 | v8 | TRUE
https://raw.githubusercontent.com/mrc-ide/global-lmic-reports/master/AFG/projections.csv | 2021-07-07 | ICU_incidence | 76.19 | 79.71 | 83.2 | 83.31 | 86.76 | 91.88 | Relax Interventions 50% | Afghanistan | AFG | 2022-01-02 | v8 | TRUE
https://raw.githubusercontent.com/mrc-ide/global-lmic-reports/master/AFG/projections.csv | 2021-07-07 | prevalence | 203734.61 | 215040.27 | 225441.27 | 223500.16 | 231845.64 | 246135.43 | Relax Interventions 50% | Afghanistan | AFG | 2022-01-02 | v8 | TRUE
https://raw.githubusercontent.com/mrc-ide/global-lmic-reports/master/AFG/projections.csv | 2021-07-07 | cumulative_infections | 2844035.53 | 2981668.28 | 3062453.27 | 3059104.55 | 3135961.13 | 3336510.22 | Relax Interventions 50% | Afghanistan | AFG | 2022-01-02 | v8 | TRUE
https://raw.githubusercontent.com/mrc-ide/global-lmic-reports/master/AFG/projections.csv | 2021-07-07 | cumulative_deaths | 5128.22 | 5394.54 | 5573.96 | 5568.4 | 5732.76 | 6146.44 | Relax Interventions 50% | Afghanistan | AFG | 2022-01-02 | v8 | TRUE
https://raw.githubusercontent.com/mrc-ide/global-lmic-reports/master/AFG/projections.csv | 2021-07-07 | Rt | 0.78 | 0.8 | 0.81 | 0.81 | 0.82 | 0.84 | Relax Interventions 50% | Afghanistan | AFG | 2022-01-02 | v8 | TRUE
https://raw.githubusercontent.com/mrc-ide/global-lmic-reports/master/AFG/projections.csv | 2021-07-07 | Reff | 0.7 | 0.71 | 0.72 | 0.72 | 0.73 | 0.75 | Relax Interventions 50% | Afghanistan | AFG | 2022-01-02 | v8 | TRUE
https://raw.githubusercontent.com/mrc-ide/global-lmic-reports/master/AFG/projections.csv | 2021-07-07 | infections | 24522.9 | 25983.06 | 26852.83 | 26823.73 | 27651.98 | 29006.49 | Surged Additional 50% Reduction | Afghanistan | AFG | 2022-01-02 | v8 | TRUE
https://raw.githubusercontent.com/mrc-ide/global-lmic-reports/master/AFG/projections.csv | 2021-07-07 | deaths | 54.72 | 58.17 | 60.06 | 60.14 | 62.06 | 65.65 | Surged Additional 50% Reduction | Afghanistan | AFG | 2022-01-02 | v8 | TRUE
https://raw.githubusercontent.com/mrc-ide/global-lmic-reports/master/AFG/projections.csv | 2021-07-07 | hospital_demand | 2422.78 | 2585.18 | 2671.19 | 2680.88 | 2759.28 | 2952.31 | Surged Additional 50% Reduction | Afghanistan | AFG | 2022-01-02 | v8 | TRUE
https://raw.githubusercontent.com/mrc-ide/global-lmic-reports/master/AFG/projections.csv | 2021-07-07 | ICU_demand | 1016.32 | 1084.48 | 1113.29 | 1119.06 | 1153.32 | 1223.99 | Surged Additional 50% Reduction | Afghanistan | AFG | 2022-01-02 | v8 | TRUE
https://raw.githubusercontent.com/mrc-ide/global-lmic-reports/master/AFG/projections.csv | 2021-07-07 | hospital_incidence | 239.61 | 257.74 | 268.4 | 267.74 | 274.64 | 301.73 | Surged Additional 50% Reduction | Afghanistan | AFG | 2022-01-02 | v8 | TRUE
https://raw.githubusercontent.com/mrc-ide/global-lmic-reports/master/AFG/projections.csv | 2021-07-07 | ICU_incidence | 74.4 | 80.03 | 83.33 | 83.12 | 85.26 | 93.66 | Surged Additional 50% Reduction | Afghanistan | AFG | 2022-01-02 | v8 | TRUE
https://raw.githubusercontent.com/mrc-ide/global-lmic-reports/master/AFG/projections.csv | 2021-07-07 | prevalence | 202181.89 | 215320.97 | 225185.38 | 224214.28 | 229798.28 | 249438.7 | Surged Additional 50% Reduction | Afghanistan | AFG | 2022-01-02 | v8 | TRUE
https://raw.githubusercontent.com/mrc-ide/global-lmic-reports/master/AFG/projections.csv | 2021-07-07 | cumulative_infections | 2889801.28 | 2972202.42 | 3028394.69 | 3036315.66 | 3086604.64 | 3256733.88 | Surged Additional 50% Reduction | Afghanistan | AFG | 2022-01-02 | v8 | TRUE
https://raw.githubusercontent.com/mrc-ide/global-lmic-reports/master/AFG/projections.csv | 2021-07-07 | cumulative_deaths | 4071.31 | 4196.37 | 4291.62 | 4283.42 | 4359.3 | 4524.37 | Surged Additional 50% Reduction | Afghanistan | AFG | 2022-01-02 | v8 | TRUE
https://raw.githubusercontent.com/mrc-ide/global-lmic-reports/master/AFG/projections.csv | 2021-07-07 | Rt | 0.79 | 0.8 | 0.81 | 0.81 | 0.82 | 0.83 | Surged Additional 50% Reduction | Afghanistan | AFG | 2022-01-02 | v8 | TRUE
https://raw.githubusercontent.com/mrc-ide/global-lmic-reports/master/AFG/projections.csv | 2021-07-07 | Reff | 0.7 | 0.71 | 0.72 | 0.72 | 0.74 | 0.75 | Surged Additional 50% Reduction | Afghanistan | AFG | 2022-01-02 | v8 | TRUE
https://raw.githubusercontent.com/mrc-ide/global-lmic-reports/master/AFG/projections.csv | 2021-07-07 | infections | 24522.9 | 25983.06 | 26852.83 | 26823.73 | 27651.98 | 29006.49 | Surged Maintain Status Quo | Afghanistan | AFG | 2022-01-02 | v8 | TRUE
https://raw.githubusercontent.com/mrc-ide/global-lmic-reports/master/AFG/projections.csv | 2021-07-07 | deaths | 54.72 | 58.17 | 60.06 | 60.14 | 62.06 | 65.65 | Surged Maintain Status Quo | Afghanistan | AFG | 2022-01-02 | v8 | TRUE
https://raw.githubusercontent.com/mrc-ide/global-lmic-reports/master/AFG/projections.csv | 2021-07-07 | hospital_demand | 2422.78 | 2585.18 | 2671.19 | 2680.88 | 2759.28 | 2952.31 | Surged Maintain Status Quo | Afghanistan | AFG | 2022-01-02 | v8 | TRUE
https://raw.githubusercontent.com/mrc-ide/global-lmic-reports/master/AFG/projections.csv | 2021-07-07 | ICU_demand | 1016.32 | 1084.48 | 1113.29 | 1119.06 | 1153.32 | 1223.99 | Surged Maintain Status Quo | Afghanistan | AFG | 2022-01-02 | v8 | TRUE
https://raw.githubusercontent.com/mrc-ide/global-lmic-reports/master/AFG/projections.csv | 2021-07-07 | hospital_incidence | 239.61 | 257.74 | 268.4 | 267.74 | 274.64 | 301.73 | Surged Maintain Status Quo | Afghanistan | AFG | 2022-01-02 | v8 | TRUE
https://raw.githubusercontent.com/mrc-ide/global-lmic-reports/master/AFG/projections.csv | 2021-07-07 | ICU_incidence | 74.4 | 80.03 | 83.33 | 83.12 | 85.26 | 93.66 | Surged Maintain Status Quo | Afghanistan | AFG | 2022-01-02 | v8 | TRUE
https://raw.githubusercontent.com/mrc-ide/global-lmic-reports/master/AFG/projections.csv | 2021-07-07 | prevalence | 202181.89 | 215320.97 | 225185.38 | 224214.28 | 229798.28 | 249438.7 | Surged Maintain Status Quo | Afghanistan | AFG | 2022-01-02 | v8 | TRUE
https://raw.githubusercontent.com/mrc-ide/global-lmic-reports/master/AFG/projections.csv | 2021-07-07 | cumulative_infections | 2889801.28 | 2972202.42 | 3028394.69 | 3036315.66 | 3086604.64 | 3256733.88 | Surged Maintain Status Quo | Afghanistan | AFG | 2022-01-02 | v8 | TRUE
https://raw.githubusercontent.com/mrc-ide/global-lmic-reports/master/AFG/projections.csv | 2021-07-07 | cumulative_deaths | 4071.31 | 4196.37 | 4291.62 | 4283.42 | 4359.3 | 4524.37 | Surged Maintain Status Quo | Afghanistan | AFG | 2022-01-02 | v8 | TRUE
https://raw.githubusercontent.com/mrc-ide/global-lmic-reports/master/AFG/projections.csv | 2021-07-07 | Rt | 0.79 | 0.8 | 0.81 | 0.81 | 0.82 | 0.83 | Surged Maintain Status Quo | Afghanistan | AFG | 2022-01-02 | v8 | TRUE
https://raw.githubusercontent.com/mrc-ide/global-lmic-reports/master/AFG/projections.csv | 2021-07-07 | Reff | 0.7 | 0.71 | 0.72 | 0.72 | 0.74 | 0.75 | Surged Maintain Status Quo | Afghanistan | AFG | 2022-01-02 | v8 | TRUE
https://raw.githubusercontent.com/mrc-ide/global-lmic-reports/master/AFG/projections.csv | 2021-07-07 | infections | 24522.9 | 25983.06 | 26852.83 | 26823.73 | 27651.98 | 29006.49 | Surged Optimistic | Afghanistan | AFG | 2022-01-02 | v8 | TRUE
https://raw.githubusercontent.com/mrc-ide/global-lmic-reports/master/AFG/projections.csv | 2021-07-07 | deaths | 54.72 | 58.17 | 60.06 | 60.14 | 62.06 | 65.65 | Surged Optimistic | Afghanistan | AFG | 2022-01-02 | v8 | TRUE
https://raw.githubusercontent.com/mrc-ide/global-lmic-reports/master/AFG/projections.csv | 2021-07-07 | hospital_demand | 2422.78 | 2585.18 | 2671.19 | 2680.88 | 2759.28 | 2952.31 | Surged Optimistic | Afghanistan | AFG | 2022-01-02 | v8 | TRUE
https://raw.githubusercontent.com/mrc-ide/global-lmic-reports/master/AFG/projections.csv | 2021-07-07 | ICU_demand | 1016.32 | 1084.48 | 1113.29 | 1119.06 | 1153.32 | 1223.99 | Surged Optimistic | Afghanistan | AFG | 2022-01-02 | v8 | TRUE
https://raw.githubusercontent.com/mrc-ide/global-lmic-reports/master/AFG/projections.csv | 2021-07-07 | hospital_incidence | 239.61 | 257.74 | 268.4 | 267.74 | 274.64 | 301.73 | Surged Optimistic | Afghanistan | AFG | 2022-01-02 | v8 | TRUE
https://raw.githubusercontent.com/mrc-ide/global-lmic-reports/master/AFG/projections.csv | 2021-07-07 | ICU_incidence | 74.4 | 80.03 | 83.33 | 83.12 | 85.26 | 93.66 | Surged Optimistic | Afghanistan | AFG | 2022-01-02 | v8 | TRUE
https://raw.githubusercontent.com/mrc-ide/global-lmic-reports/master/AFG/projections.csv | 2021-07-07 | prevalence | 202181.89 | 215320.97 | 225185.38 | 224214.28 | 229798.28 | 249438.7 | Surged Optimistic | Afghanistan | AFG | 2022-01-02 | v8 | TRUE
https://raw.githubusercontent.com/mrc-ide/global-lmic-reports/master/AFG/projections.csv | 2021-07-07 | cumulative_infections | 2889801.28 | 2972202.42 | 3028394.69 | 3036315.66 | 3086604.64 | 3256733.88 | Surged Optimistic | Afghanistan | AFG | 2022-01-02 | v8 | TRUE
https://raw.githubusercontent.com/mrc-ide/global-lmic-reports/master/AFG/projections.csv | 2021-07-07 | cumulative_deaths | 4071.31 | 4196.37 | 4291.62 | 4283.42 | 4359.3 | 4524.37 | Surged Optimistic | Afghanistan | AFG | 2022-01-02 | v8 | TRUE
https://raw.githubusercontent.com/mrc-ide/global-lmic-reports/master/AFG/projections.csv | 2021-07-07 | Rt | 0.79 | 0.8 | 0.81 | 0.81 | 0.82 | 0.83 | Surged Optimistic | Afghanistan | AFG | 2022-01-02 | v8 | TRUE
https://raw.githubusercontent.com/mrc-ide/global-lmic-reports/master/AFG/projections.csv | 2021-07-07 | Reff | 0.7 | 0.71 | 0.72 | 0.72 | 0.74 | 0.75 | Surged Optimistic | Afghanistan | AFG | 2022-01-02 | v8 | TRUE
https://raw.githubusercontent.com/mrc-ide/global-lmic-reports/master/AFG/projections.csv | 2021-07-07 | infections | 24522.9 | 25983.06 | 26852.83 | 26823.73 | 27651.98 | 29006.49 | Surged Pessimistic | Afghanistan | AFG | 2022-01-02 | v8 | TRUE
https://raw.githubusercontent.com/mrc-ide/global-lmic-reports/master/AFG/projections.csv | 2021-07-07 | deaths | 54.72 | 58.17 | 60.06 | 60.14 | 62.06 | 65.65 | Surged Pessimistic | Afghanistan | AFG | 2022-01-02 | v8 | TRUE
https://raw.githubusercontent.com/mrc-ide/global-lmic-reports/master/AFG/projections.csv | 2021-07-07 | hospital_demand | 2422.78 | 2585.18 | 2671.19 | 2680.88 | 2759.28 | 2952.31 | Surged Pessimistic | Afghanistan | AFG | 2022-01-02 | v8 | TRUE
https://raw.githubusercontent.com/mrc-ide/global-lmic-reports/master/AFG/projections.csv | 2021-07-07 | ICU_demand | 1016.32 | 1084.48 | 1113.29 | 1119.06 | 1153.32 | 1223.99 | Surged Pessimistic | Afghanistan | AFG | 2022-01-02 | v8 | TRUE
https://raw.githubusercontent.com/mrc-ide/global-lmic-reports/master/AFG/projections.csv | 2021-07-07 | hospital_incidence | 239.61 | 257.74 | 268.4 | 267.74 | 274.64 | 301.73 | Surged Pessimistic | Afghanistan | AFG | 2022-01-02 | v8 | TRUE
https://raw.githubusercontent.com/mrc-ide/global-lmic-reports/master/AFG/projections.csv | 2021-07-07 | ICU_incidence | 74.4 | 80.03 | 83.33 | 83.12 | 85.26 | 93.66 | Surged Pessimistic | Afghanistan | AFG | 2022-01-02 | v8 | TRUE
https://raw.githubusercontent.com/mrc-ide/global-lmic-reports/master/AFG/projections.csv | 2021-07-07 | prevalence | 202181.89 | 215320.97 | 225185.38 | 224214.28 | 229798.28 | 249438.7 | Surged Pessimistic | Afghanistan | AFG | 2022-01-02 | v8 | TRUE
https://raw.githubusercontent.com/mrc-ide/global-lmic-reports/master/AFG/projections.csv | 2021-07-07 | cumulative_infections | 2889801.28 | 2972202.42 | 3028394.69 | 3036315.66 | 3086604.64 | 3256733.88 | Surged Pessimistic | Afghanistan | AFG | 2022-01-02 | v8 | TRUE
https://raw.githubusercontent.com/mrc-ide/global-lmic-reports/master/AFG/projections.csv | 2021-07-07 | cumulative_deaths | 4071.31 | 4196.37 | 4291.62 | 4283.42 | 4359.3 | 4524.37 | Surged Pessimistic | Afghanistan | AFG | 2022-01-02 | v8 | TRUE
https://raw.githubusercontent.com/mrc-ide/global-lmic-reports/master/AFG/projections.csv | 2021-07-07 | Rt | 0.79 | 0.8 | 0.81 | 0.81 | 0.82 | 0.83 | Surged Pessimistic | Afghanistan | AFG | 2022-01-02 | v8 | TRUE
https://raw.githubusercontent.com/mrc-ide/global-lmic-reports/master/AFG/projections.csv | 2021-07-07 | Reff | 0.7 | 0.71 | 0.72 | 0.72 | 0.74 | 0.75 | Surged Pessimistic | Afghanistan | AFG | 2022-01-02 | v8 | TRUE
https://raw.githubusercontent.com/mrc-ide/global-lmic-reports/master/AFG/projections.csv | 2021-07-07 | infections | 24522.9 | 25983.06 | 26852.83 | 26823.73 | 27651.98 | 29006.49 | Surged Relax Interventions 50% | Afghanistan | AFG | 2022-01-02 | v8 | TRUE
https://raw.githubusercontent.com/mrc-ide/global-lmic-reports/master/AFG/projections.csv | 2021-07-07 | deaths | 54.72 | 58.17 | 60.06 | 60.14 | 62.06 | 65.65 | Surged Relax Interventions 50% | Afghanistan | AFG | 2022-01-02 | v8 | TRUE
https://raw.githubusercontent.com/mrc-ide/global-lmic-reports/master/AFG/projections.csv | 2021-07-07 | hospital_demand | 2422.78 | 2585.18 | 2671.19 | 2680.88 | 2759.28 | 2952.31 | Surged Relax Interventions 50% | Afghanistan | AFG | 2022-01-02 | v8 | TRUE
https://raw.githubusercontent.com/mrc-ide/global-lmic-reports/master/AFG/projections.csv | 2021-07-07 | ICU_demand | 1016.32 | 1084.48 | 1113.29 | 1119.06 | 1153.32 | 1223.99 | Surged Relax Interventions 50% | Afghanistan | AFG | 2022-01-02 | v8 | TRUE
https://raw.githubusercontent.com/mrc-ide/global-lmic-reports/master/AFG/projections.csv | 2021-07-07 | hospital_incidence | 239.61 | 257.74 | 268.4 | 267.74 | 274.64 | 301.73 | Surged Relax Interventions 50% | Afghanistan | AFG | 2022-01-02 | v8 | TRUE
https://raw.githubusercontent.com/mrc-ide/global-lmic-reports/master/AFG/projections.csv | 2021-07-07 | ICU_incidence | 74.4 | 80.03 | 83.33 | 83.12 | 85.26 | 93.66 | Surged Relax Interventions 50% | Afghanistan | AFG | 2022-01-02 | v8 | TRUE
https://raw.githubusercontent.com/mrc-ide/global-lmic-reports/master/AFG/projections.csv | 2021-07-07 | prevalence | 202181.89 | 215320.97 | 225185.38 | 224214.28 | 229798.28 | 249438.7 | Surged Relax Interventions 50% | Afghanistan | AFG | 2022-01-02 | v8 | TRUE
https://raw.githubusercontent.com/mrc-ide/global-lmic-reports/master/AFG/projections.csv | 2021-07-07 | cumulative_infections | 2889801.28 | 2972202.42 | 3028394.69 | 3036315.66 | 3086604.64 | 3256733.88 | Surged Relax Interventions 50% | Afghanistan | AFG | 2022-01-02 | v8 | TRUE
https://raw.githubusercontent.com/mrc-ide/global-lmic-reports/master/AFG/projections.csv | 2021-07-07 | cumulative_deaths | 4071.31 | 4196.37 | 4291.62 | 4283.42 | 4359.3 | 4524.37 | Surged Relax Interventions 50% | Afghanistan | AFG | 2022-01-02 | v8 | TRUE
https://raw.githubusercontent.com/mrc-ide/global-lmic-reports/master/AFG/projections.csv | 2021-07-07 | Rt | 0.79 | 0.8 | 0.81 | 0.81 | 0.82 | 0.83 | Surged Relax Interventions 50% | Afghanistan | AFG | 2022-01-02 | v8 | TRUE
https://raw.githubusercontent.com/mrc-ide/global-lmic-reports/master/AFG/projections.csv | 2021-07-07 | Reff | 0.7 | 0.71 | 0.72 | 0.72 | 0.74 | 0.75 | Surged Relax Interventions 50% | Afghanistan | AFG | 2022-01-02 | v8 | TRUE
https://raw.githubusercontent.com/mrc-ide/global-lmic-reports/master/AFG/projections.csv | 2021-07-08 | infections | 23343.3 | 24908 | 25526.28 | 25625.74 | 26468.44 | 28006.49 | Additional 50% Reduction | Afghanistan | AFG | 2022-01-02 | v8 | TRUE
https://raw.githubusercontent.com/mrc-ide/global-lmic-reports/master/AFG/projections.csv | 2021-07-08 | deaths | 79.9 | 84.57 | 88.15 | 88.58 | 93.19 | 98.47 | Additional 50% Reduction | Afghanistan | AFG | 2022-01-02 | v8 | TRUE
https://raw.githubusercontent.com/mrc-ide/global-lmic-reports/master/AFG/projections.csv | 2021-07-08 | hospital_demand | 2346.91 | 2489.56 | 2568.48 | 2582.55 | 2696.94 | 2835.77 | Additional 50% Reduction | Afghanistan | AFG | 2022-01-02 | v8 | TRUE
https://raw.githubusercontent.com/mrc-ide/global-lmic-reports/master/AFG/projections.csv | 2021-07-08 | ICU_demand | 358.5 | 363.66 | 367.72 | 368.09 | 373.04 | 379.25 | Additional 50% Reduction | Afghanistan | AFG | 2022-01-02 | v8 | TRUE
https://raw.githubusercontent.com/mrc-ide/global-lmic-reports/master/AFG/projections.csv | 2021-07-08 | hospital_incidence | 237.44 | 248.25 | 259.55 | 259.34 | 269.62 | 286.06 | Additional 50% Reduction | Afghanistan | AFG | 2022-01-02 | v8 | TRUE
https://raw.githubusercontent.com/mrc-ide/global-lmic-reports/master/AFG/projections.csv | 2021-07-08 | ICU_incidence | 73.66 | 77 | 80.5 | 80.43 | 83.61 | 88.69 | Additional 50% Reduction | Afghanistan | AFG | 2022-01-02 | v8 | TRUE
https://raw.githubusercontent.com/mrc-ide/global-lmic-reports/master/AFG/projections.csv | 2021-07-08 | prevalence | 194613.3 | 205891.98 | 215449.27 | 213521.67 | 220806.19 | 234836.77 | Additional 50% Reduction | Afghanistan | AFG | 2022-01-02 | v8 | TRUE
https://raw.githubusercontent.com/mrc-ide/global-lmic-reports/master/AFG/projections.csv | 2021-07-08 | cumulative_infections | 2867738.79 | 3007186.42 | 3088254.06 | 3084730.29 | 3162503.09 | 3363661.76 | Additional 50% Reduction | Afghanistan | AFG | 2022-01-02 | v8 | TRUE
https://raw.githubusercontent.com/mrc-ide/global-lmic-reports/master/AFG/projections.csv | 2021-07-08 | cumulative_deaths | 5209.15 | 5481.35 | 5662.95 | 5656.98 | 5823.61 | 6244.18 | Additional 50% Reduction | Afghanistan | AFG | 2022-01-02 | v8 | TRUE
https://raw.githubusercontent.com/mrc-ide/global-lmic-reports/master/AFG/projections.csv | 2021-07-08 | Rt | 0.77 | 0.78 | 0.79 | 0.79 | 0.8 | 0.82 | Additional 50% Reduction | Afghanistan | AFG | 2022-01-02 | v8 | TRUE
https://raw.githubusercontent.com/mrc-ide/global-lmic-reports/master/AFG/projections.csv | 2021-07-08 | Reff | 0.68 | 0.69 | 0.7 | 0.7 | 0.71 | 0.73 | Additional 50% Reduction | Afghanistan | AFG | 2022-01-02 | v8 | TRUE
https://raw.githubusercontent.com/mrc-ide/global-lmic-reports/master/AFG/projections.csv | 2021-07-08 | infections | 23343.3 | 24908 | 25526.28 | 25625.74 | 26468.44 | 28006.49 | Maintain Status Quo | Afghanistan | AFG | 2022-01-02 | v8 | TRUE
https://raw.githubusercontent.com/mrc-ide/global-lmic-reports/master/AFG/projections.csv | 2021-07-08 | deaths | 79.9 | 84.57 | 88.15 | 88.58 | 93.19 | 98.47 | Maintain Status Quo | Afghanistan | AFG | 2022-01-02 | v8 | TRUE
https://raw.githubusercontent.com/mrc-ide/global-lmic-reports/master/AFG/projections.csv | 2021-07-08 | hospital_demand | 2346.91 | 2489.56 | 2568.48 | 2582.55 | 2696.94 | 2835.77 | Maintain Status Quo | Afghanistan | AFG | 2022-01-02 | v8 | TRUE
https://raw.githubusercontent.com/mrc-ide/global-lmic-reports/master/AFG/projections.csv | 2021-07-08 | ICU_demand | 358.5 | 363.66 | 367.72 | 368.09 | 373.04 | 379.25 | Maintain Status Quo | Afghanistan | AFG | 2022-01-02 | v8 | TRUE
https://raw.githubusercontent.com/mrc-ide/global-lmic-reports/master/AFG/projections.csv | 2021-07-08 | hospital_incidence | 237.44 | 248.25 | 259.55 | 259.34 | 269.62 | 286.06 | Maintain Status Quo | Afghanistan | AFG | 2022-01-02 | v8 | TRUE
https://raw.githubusercontent.com/mrc-ide/global-lmic-reports/master/AFG/projections.csv | 2021-07-08 | ICU_incidence | 73.66 | 77 | 80.5 | 80.43 | 83.61 | 88.69 | Maintain Status Quo | Afghanistan | AFG | 2022-01-02 | v8 | TRUE
https://raw.githubusercontent.com/mrc-ide/global-lmic-reports/master/AFG/projections.csv | 2021-07-08 | prevalence | 194613.3 | 205891.98 | 215449.27 | 213521.67 | 220806.19 | 234836.77 | Maintain Status Quo | Afghanistan | AFG | 2022-01-02 | v8 | TRUE
https://raw.githubusercontent.com/mrc-ide/global-lmic-reports/master/AFG/projections.csv | 2021-07-08 | cumulative_infections | 2867738.79 | 3007186.42 | 3088254.06 | 3084730.29 | 3162503.09 | 3363661.76 | Maintain Status Quo | Afghanistan | AFG | 2022-01-02 | v8 | TRUE
https://raw.githubusercontent.com/mrc-ide/global-lmic-reports/master/AFG/projections.csv | 2021-07-08 | cumulative_deaths | 5209.15 | 5481.35 | 5662.95 | 5656.98 | 5823.61 | 6244.18 | Maintain Status Quo | Afghanistan | AFG | 2022-01-02 | v8 | TRUE
https://raw.githubusercontent.com/mrc-ide/global-lmic-reports/master/AFG/projections.csv | 2021-07-08 | Rt | 0.77 | 0.78 | 0.79 | 0.79 | 0.8 | 0.82 | Maintain Status Quo | Afghanistan | AFG | 2022-01-02 | v8 | TRUE
https://raw.githubusercontent.com/mrc-ide/global-lmic-reports/master/AFG/projections.csv | 2021-07-08 | Reff | 0.68 | 0.69 | 0.7 | 0.7 | 0.71 | 0.73 | Maintain Status Quo | Afghanistan | AFG | 2022-01-02 | v8 | TRUE
https://raw.githubusercontent.com/mrc-ide/global-lmic-reports/master/AFG/projections.csv | 2021-07-08 | infections | 23343.3 | 24908 | 25526.28 | 25625.74 | 26468.44 | 28006.49 | Optimistic | Afghanistan | AFG | 2022-01-02 | v8 | TRUE
https://raw.githubusercontent.com/mrc-ide/global-lmic-reports/master/AFG/projections.csv | 2021-07-08 | deaths | 79.9 | 84.57 | 88.15 | 88.58 | 93.19 | 98.47 | Optimistic | Afghanistan | AFG | 2022-01-02 | v8 | TRUE
https://raw.githubusercontent.com/mrc-ide/global-lmic-reports/master/AFG/projections.csv | 2021-07-08 | hospital_demand | 2346.91 | 2489.56 | 2568.48 | 2582.55 | 2696.94 | 2835.77 | Optimistic | Afghanistan | AFG | 2022-01-02 | v8 | TRUE
https://raw.githubusercontent.com/mrc-ide/global-lmic-reports/master/AFG/projections.csv | 2021-07-08 | ICU_demand | 358.5 | 363.66 | 367.72 | 368.09 | 373.04 | 379.25 | Optimistic | Afghanistan | AFG | 2022-01-02 | v8 | TRUE
https://raw.githubusercontent.com/mrc-ide/global-lmic-reports/master/AFG/projections.csv | 2021-07-08 | hospital_incidence | 237.44 | 248.25 | 259.55 | 259.34 | 269.62 | 286.06 | Optimistic | Afghanistan | AFG | 2022-01-02 | v8 | TRUE
https://raw.githubusercontent.com/mrc-ide/global-lmic-reports/master/AFG/projections.csv | 2021-07-08 | ICU_incidence | 73.66 | 77 | 80.5 | 80.43 | 83.61 | 88.69 | Optimistic | Afghanistan | AFG | 2022-01-02 | v8 | TRUE
https://raw.githubusercontent.com/mrc-ide/global-lmic-reports/master/AFG/projections.csv | 2021-07-08 | prevalence | 194613.3 | 205891.98 | 215449.27 | 213521.67 | 220806.19 | 234836.77 | Optimistic | Afghanistan | AFG | 2022-01-02 | v8 | TRUE
https://raw.githubusercontent.com/mrc-ide/global-lmic-reports/master/AFG/projections.csv | 2021-07-08 | cumulative_infections | 2867738.79 | 3007186.42 | 3088254.06 | 3084730.29 | 3162503.09 | 3363661.76 | Optimistic | Afghanistan | AFG | 2022-01-02 | v8 | TRUE
https://raw.githubusercontent.com/mrc-ide/global-lmic-reports/master/AFG/projections.csv | 2021-07-08 | cumulative_deaths | 5209.15 | 5481.35 | 5662.95 | 5656.98 | 5823.61 | 6244.18 | Optimistic | Afghanistan | AFG | 2022-01-02 | v8 | TRUE
https://raw.githubusercontent.com/mrc-ide/global-lmic-reports/master/AFG/projections.csv | 2021-07-08 | Rt | 0.77 | 0.78 | 0.79 | 0.79 | 0.8 | 0.82 | Optimistic | Afghanistan | AFG | 2022-01-02 | v8 | TRUE
https://raw.githubusercontent.com/mrc-ide/global-lmic-reports/master/AFG/projections.csv | 2021-07-08 | Reff | 0.68 | 0.69 | 0.7 | 0.7 | 0.71 | 0.73 | Optimistic | Afghanistan | AFG | 2022-01-02 | v8 | TRUE
https://raw.githubusercontent.com/mrc-ide/global-lmic-reports/master/AFG/projections.csv | 2021-07-08 | infections | 23343.3 | 24908 | 25526.28 | 25625.74 | 26468.44 | 28006.49 | Pessimistic | Afghanistan | AFG | 2022-01-02 | v8 | TRUE
https://raw.githubusercontent.com/mrc-ide/global-lmic-reports/master/AFG/projections.csv | 2021-07-08 | deaths | 79.9 | 84.57 | 88.15 | 88.58 | 93.19 | 98.47 | Pessimistic | Afghanistan | AFG | 2022-01-02 | v8 | TRUE
https://raw.githubusercontent.com/mrc-ide/global-lmic-reports/master/AFG/projections.csv | 2021-07-08 | hospital_demand | 2346.91 | 2489.56 | 2568.48 | 2582.55 | 2696.94 | 2835.77 | Pessimistic | Afghanistan | AFG | 2022-01-02 | v8 | TRUE
https://raw.githubusercontent.com/mrc-ide/global-lmic-reports/master/AFG/projections.csv | 2021-07-08 | ICU_demand | 358.5 | 363.66 | 367.72 | 368.09 | 373.04 | 379.25 | Pessimistic | Afghanistan | AFG | 2022-01-02 | v8 | TRUE
https://raw.githubusercontent.com/mrc-ide/global-lmic-reports/master/AFG/projections.csv | 2021-07-08 | hospital_incidence | 237.44 | 248.25 | 259.55 | 259.34 | 269.62 | 286.06 | Pessimistic | Afghanistan | AFG | 2022-01-02 | v8 | TRUE
https://raw.githubusercontent.com/mrc-ide/global-lmic-reports/master/AFG/projections.csv | 2021-07-08 | ICU_incidence | 73.66 | 77 | 80.5 | 80.43 | 83.61 | 88.69 | Pessimistic | Afghanistan | AFG | 2022-01-02 | v8 | TRUE
https://raw.githubusercontent.com/mrc-ide/global-lmic-reports/master/AFG/projections.csv | 2021-07-08 | prevalence | 194613.3 | 205891.98 | 215449.27 | 213521.67 | 220806.19 | 234836.77 | Pessimistic | Afghanistan | AFG | 2022-01-02 | v8 | TRUE
https://raw.githubusercontent.com/mrc-ide/global-lmic-reports/master/AFG/projections.csv | 2021-07-08 | cumulative_infections | 2867738.79 | 3007186.42 | 3088254.06 | 3084730.29 | 3162503.09 | 3363661.76 | Pessimistic | Afghanistan | AFG | 2022-01-02 | v8 | TRUE
https://raw.githubusercontent.com/mrc-ide/global-lmic-reports/master/AFG/projections.csv | 2021-07-08 | cumulative_deaths | 5209.15 | 5481.35 | 5662.95 | 5656.98 | 5823.61 | 6244.18 | Pessimistic | Afghanistan | AFG | 2022-01-02 | v8 | TRUE
https://raw.githubusercontent.com/mrc-ide/global-lmic-reports/master/AFG/projections.csv | 2021-07-08 | Rt | 0.77 | 0.78 | 0.79 | 0.79 | 0.8 | 0.82 | Pessimistic | Afghanistan | AFG | 2022-01-02 | v8 | TRUE
https://raw.githubusercontent.com/mrc-ide/global-lmic-reports/master/AFG/projections.csv | 2021-07-08 | Reff | 0.68 | 0.69 | 0.7 | 0.7 | 0.71 | 0.73 | Pessimistic | Afghanistan | AFG | 2022-01-02 | v8 | TRUE
https://raw.githubusercontent.com/mrc-ide/global-lmic-reports/master/AFG/projections.csv | 2021-07-08 | infections | 23343.3 | 24908 | 25526.28 | 25625.74 | 26468.44 | 28006.49 | Relax Interventions 50% | Afghanistan | AFG | 2022-01-02 | v8 | TRUE
https://raw.githubusercontent.com/mrc-ide/global-lmic-reports/master/AFG/projections.csv | 2021-07-08 | deaths | 79.9 | 84.57 | 88.15 | 88.58 | 93.19 | 98.47 | Relax Interventions 50% | Afghanistan | AFG | 2022-01-02 | v8 | TRUE
https://raw.githubusercontent.com/mrc-ide/global-lmic-reports/master/AFG/projections.csv | 2021-07-08 | hospital_demand | 2346.91 | 2489.56 | 2568.48 | 2582.55 | 2696.94 | 2835.77 | Relax Interventions 50% | Afghanistan | AFG | 2022-01-02 | v8 | TRUE
https://raw.githubusercontent.com/mrc-ide/global-lmic-reports/master/AFG/projections.csv | 2021-07-08 | ICU_demand | 358.5 | 363.66 | 367.72 | 368.09 | 373.04 | 379.25 | Relax Interventions 50% | Afghanistan | AFG | 2022-01-02 | v8 | TRUE
https://raw.githubusercontent.com/mrc-ide/global-lmic-reports/master/AFG/projections.csv | 2021-07-08 | hospital_incidence | 237.44 | 248.25 | 259.55 | 259.34 | 269.62 | 286.06 | Relax Interventions 50% | Afghanistan | AFG | 2022-01-02 | v8 | TRUE
https://raw.githubusercontent.com/mrc-ide/global-lmic-reports/master/AFG/projections.csv | 2021-07-08 | ICU_incidence | 73.66 | 77 | 80.5 | 80.43 | 83.61 | 88.69 | Relax Interventions 50% | Afghanistan | AFG | 2022-01-02 | v8 | TRUE
https://raw.githubusercontent.com/mrc-ide/global-lmic-reports/master/AFG/projections.csv | 2021-07-08 | prevalence | 194613.3 | 205891.98 | 215449.27 | 213521.67 | 220806.19 | 234836.77 | Relax Interventions 50% | Afghanistan | AFG | 2022-01-02 | v8 | TRUE
https://raw.githubusercontent.com/mrc-ide/global-lmic-reports/master/AFG/projections.csv | 2021-07-08 | cumulative_infections | 2867738.79 | 3007186.42 | 3088254.06 | 3084730.29 | 3162503.09 | 3363661.76 | Relax Interventions 50% | Afghanistan | AFG | 2022-01-02 | v8 | TRUE
https://raw.githubusercontent.com/mrc-ide/global-lmic-reports/master/AFG/projections.csv | 2021-07-08 | cumulative_deaths | 5209.15 | 5481.35 | 5662.95 | 5656.98 | 5823.61 | 6244.18 | Relax Interventions 50% | Afghanistan | AFG | 2022-01-02 | v8 | TRUE
https://raw.githubusercontent.com/mrc-ide/global-lmic-reports/master/AFG/projections.csv | 2021-07-08 | Rt | 0.77 | 0.78 | 0.79 | 0.79 | 0.8 | 0.82 | Relax Interventions 50% | Afghanistan | AFG | 2022-01-02 | v8 | TRUE
https://raw.githubusercontent.com/mrc-ide/global-lmic-reports/master/AFG/projections.csv | 2021-07-08 | Reff | 0.68 | 0.69 | 0.7 | 0.7 | 0.71 | 0.73 | Relax Interventions 50% | Afghanistan | AFG | 2022-01-02 | v8 | TRUE
https://raw.githubusercontent.com/mrc-ide/global-lmic-reports/master/AFG/projections.csv | 2021-07-08 | infections | 23502.18 | 24886.69 | 25683.89 | 25653.45 | 26481.71 | 27709.01 | Surged Additional 50% Reduction | Afghanistan | AFG | 2022-01-02 | v8 | TRUE
https://raw.githubusercontent.com/mrc-ide/global-lmic-reports/master/AFG/projections.csv | 2021-07-08 | deaths | 54.71 | 58.45 | 60.01 | 60.24 | 62.13 | 65.81 | Surged Additional 50% Reduction | Afghanistan | AFG | 2022-01-02 | v8 | TRUE
https://raw.githubusercontent.com/mrc-ide/global-lmic-reports/master/AFG/projections.csv | 2021-07-08 | hospital_demand | 2402.37 | 2560.84 | 2658.98 | 2661.43 | 2741.13 | 2939.19 | Surged Additional 50% Reduction | Afghanistan | AFG | 2022-01-02 | v8 | TRUE
https://raw.githubusercontent.com/mrc-ide/global-lmic-reports/master/AFG/projections.csv | 2021-07-08 | ICU_demand | 1012.34 | 1079.47 | 1110.83 | 1116.16 | 1147.49 | 1224.1 | Surged Additional 50% Reduction | Afghanistan | AFG | 2022-01-02 | v8 | TRUE
https://raw.githubusercontent.com/mrc-ide/global-lmic-reports/master/AFG/projections.csv | 2021-07-08 | hospital_incidence | 231.86 | 249.13 | 259.58 | 258.85 | 265.32 | 291.4 | Surged Additional 50% Reduction | Afghanistan | AFG | 2022-01-02 | v8 | TRUE
https://raw.githubusercontent.com/mrc-ide/global-lmic-reports/master/AFG/projections.csv | 2021-07-08 | ICU_incidence | 71.92 | 77.28 | 80.51 | 80.28 | 82.28 | 90.35 | Surged Additional 50% Reduction | Afghanistan | AFG | 2022-01-02 | v8 | TRUE
https://raw.githubusercontent.com/mrc-ide/global-lmic-reports/master/AFG/projections.csv | 2021-07-08 | prevalence | 193807.69 | 205814.07 | 215346.74 | 214306.04 | 219960.85 | 237082.4 | Surged Additional 50% Reduction | Afghanistan | AFG | 2022-01-02 | v8 | TRUE
https://raw.githubusercontent.com/mrc-ide/global-lmic-reports/master/AFG/projections.csv | 2021-07-08 | cumulative_infections | 2915511.34 | 2996716.55 | 3053146.87 | 3061969.11 | 3112394.61 | 3282744.45 | Surged Additional 50% Reduction | Afghanistan | AFG | 2022-01-02 | v8 | TRUE
https://raw.githubusercontent.com/mrc-ide/global-lmic-reports/master/AFG/projections.csv | 2021-07-08 | cumulative_deaths | 4128.59 | 4256.7 | 4353.3 | 4343.65 | 4420.05 | 4590.88 | Surged Additional 50% Reduction | Afghanistan | AFG | 2022-01-02 | v8 | TRUE
https://raw.githubusercontent.com/mrc-ide/global-lmic-reports/master/AFG/projections.csv | 2021-07-08 | Rt | 0.76 | 0.78 | 0.79 | 0.79 | 0.81 | 0.82 | Surged Additional 50% Reduction | Afghanistan | AFG | 2022-01-02 | v8 | TRUE
https://raw.githubusercontent.com/mrc-ide/global-lmic-reports/master/AFG/projections.csv | 2021-07-08 | Reff | 0.68 | 0.7 | 0.71 | 0.71 | 0.72 | 0.73 | Surged Additional 50% Reduction | Afghanistan | AFG | 2022-01-02 | v8 | TRUE
https://raw.githubusercontent.com/mrc-ide/global-lmic-reports/master/AFG/projections.csv | 2021-07-08 | infections | 23502.18 | 24886.69 | 25683.89 | 25653.45 | 26481.71 | 27709.01 | Surged Maintain Status Quo | Afghanistan | AFG | 2022-01-02 | v8 | TRUE
https://raw.githubusercontent.com/mrc-ide/global-lmic-reports/master/AFG/projections.csv | 2021-07-08 | deaths | 54.71 | 58.45 | 60.01 | 60.24 | 62.13 | 65.81 | Surged Maintain Status Quo | Afghanistan | AFG | 2022-01-02 | v8 | TRUE
https://raw.githubusercontent.com/mrc-ide/global-lmic-reports/master/AFG/projections.csv | 2021-07-08 | hospital_demand | 2402.37 | 2560.84 | 2658.98 | 2661.43 | 2741.13 | 2939.19 | Surged Maintain Status Quo | Afghanistan | AFG | 2022-01-02 | v8 | TRUE
https://raw.githubusercontent.com/mrc-ide/global-lmic-reports/master/AFG/projections.csv | 2021-07-08 | ICU_demand | 1012.34 | 1079.47 | 1110.83 | 1116.16 | 1147.49 | 1224.1 | Surged Maintain Status Quo | Afghanistan | AFG | 2022-01-02 | v8 | TRUE
https://raw.githubusercontent.com/mrc-ide/global-lmic-reports/master/AFG/projections.csv | 2021-07-08 | hospital_incidence | 231.86 | 249.13 | 259.58 | 258.85 | 265.32 | 291.4 | Surged Maintain Status Quo | Afghanistan | AFG | 2022-01-02 | v8 | TRUE
https://raw.githubusercontent.com/mrc-ide/global-lmic-reports/master/AFG/projections.csv | 2021-07-08 | ICU_incidence | 71.92 | 77.28 | 80.51 | 80.28 | 82.28 | 90.35 | Surged Maintain Status Quo | Afghanistan | AFG | 2022-01-02 | v8 | TRUE
https://raw.githubusercontent.com/mrc-ide/global-lmic-reports/master/AFG/projections.csv | 2021-07-08 | prevalence | 193807.69 | 205814.07 | 215346.74 | 214306.04 | 219960.85 | 237082.4 | Surged Maintain Status Quo | Afghanistan | AFG | 2022-01-02 | v8 | TRUE
https://raw.githubusercontent.com/mrc-ide/global-lmic-reports/master/AFG/projections.csv | 2021-07-08 | cumulative_infections | 2915511.34 | 2996716.55 | 3053146.87 | 3061969.11 | 3112394.61 | 3282744.45 | Surged Maintain Status Quo | Afghanistan | AFG | 2022-01-02 | v8 | TRUE
https://raw.githubusercontent.com/mrc-ide/global-lmic-reports/master/AFG/projections.csv | 2021-07-08 | cumulative_deaths | 4128.59 | 4256.7 | 4353.3 | 4343.65 | 4420.05 | 4590.88 | Surged Maintain Status Quo | Afghanistan | AFG | 2022-01-02 | v8 | TRUE
https://raw.githubusercontent.com/mrc-ide/global-lmic-reports/master/AFG/projections.csv | 2021-07-08 | Rt | 0.76 | 0.78 | 0.79 | 0.79 | 0.81 | 0.82 | Surged Maintain Status Quo | Afghanistan | AFG | 2022-01-02 | v8 | TRUE
https://raw.githubusercontent.com/mrc-ide/global-lmic-reports/master/AFG/projections.csv | 2021-07-08 | Reff | 0.68 | 0.7 | 0.71 | 0.71 | 0.72 | 0.73 | Surged Maintain Status Quo | Afghanistan | AFG | 2022-01-02 | v8 | TRUE
https://raw.githubusercontent.com/mrc-ide/global-lmic-reports/master/AFG/projections.csv | 2021-07-08 | infections | 23502.18 | 24886.69 | 25683.89 | 25653.45 | 26481.71 | 27709.01 | Surged Optimistic | Afghanistan | AFG | 2022-01-02 | v8 | TRUE
https://raw.githubusercontent.com/mrc-ide/global-lmic-reports/master/AFG/projections.csv | 2021-07-08 | deaths | 54.71 | 58.45 | 60.01 | 60.24 | 62.13 | 65.81 | Surged Optimistic | Afghanistan | AFG | 2022-01-02 | v8 | TRUE
https://raw.githubusercontent.com/mrc-ide/global-lmic-reports/master/AFG/projections.csv | 2021-07-08 | hospital_demand | 2402.37 | 2560.84 | 2658.98 | 2661.43 | 2741.13 | 2939.19 | Surged Optimistic | Afghanistan | AFG | 2022-01-02 | v8 | TRUE
https://raw.githubusercontent.com/mrc-ide/global-lmic-reports/master/AFG/projections.csv | 2021-07-08 | ICU_demand | 1012.34 | 1079.47 | 1110.83 | 1116.16 | 1147.49 | 1224.1 | Surged Optimistic | Afghanistan | AFG | 2022-01-02 | v8 | TRUE
https://raw.githubusercontent.com/mrc-ide/global-lmic-reports/master/AFG/projections.csv | 2021-07-08 | hospital_incidence | 231.86 | 249.13 | 259.58 | 258.85 | 265.32 | 291.4 | Surged Optimistic | Afghanistan | AFG | 2022-01-02 | v8 | TRUE
https://raw.githubusercontent.com/mrc-ide/global-lmic-reports/master/AFG/projections.csv | 2021-07-08 | ICU_incidence | 71.92 | 77.28 | 80.51 | 80.28 | 82.28 | 90.35 | Surged Optimistic | Afghanistan | AFG | 2022-01-02 | v8 | TRUE
https://raw.githubusercontent.com/mrc-ide/global-lmic-reports/master/AFG/projections.csv | 2021-07-08 | prevalence | 193807.69 | 205814.07 | 215346.74 | 214306.04 | 219960.85 | 237082.4 | Surged Optimistic | Afghanistan | AFG | 2022-01-02 | v8 | TRUE
https://raw.githubusercontent.com/mrc-ide/global-lmic-reports/master/AFG/projections.csv | 2021-07-08 | cumulative_infections | 2915511.34 | 2996716.55 | 3053146.87 | 3061969.11 | 3112394.61 | 3282744.45 | Surged Optimistic | Afghanistan | AFG | 2022-01-02 | v8 | TRUE
https://raw.githubusercontent.com/mrc-ide/global-lmic-reports/master/AFG/projections.csv | 2021-07-08 | cumulative_deaths | 4128.59 | 4256.7 | 4353.3 | 4343.65 | 4420.05 | 4590.88 | Surged Optimistic | Afghanistan | AFG | 2022-01-02 | v8 | TRUE
https://raw.githubusercontent.com/mrc-ide/global-lmic-reports/master/AFG/projections.csv | 2021-07-08 | Rt | 0.76 | 0.78 | 0.79 | 0.79 | 0.81 | 0.82 | Surged Optimistic | Afghanistan | AFG | 2022-01-02 | v8 | TRUE
https://raw.githubusercontent.com/mrc-ide/global-lmic-reports/master/AFG/projections.csv | 2021-07-08 | Reff | 0.68 | 0.7 | 0.71 | 0.71 | 0.72 | 0.73 | Surged Optimistic | Afghanistan | AFG | 2022-01-02 | v8 | TRUE
https://raw.githubusercontent.com/mrc-ide/global-lmic-reports/master/AFG/projections.csv | 2021-07-08 | infections | 23502.18 | 24886.69 | 25683.89 | 25653.45 | 26481.71 | 27709.01 | Surged Pessimistic | Afghanistan | AFG | 2022-01-02 | v8 | TRUE
https://raw.githubusercontent.com/mrc-ide/global-lmic-reports/master/AFG/projections.csv | 2021-07-08 | deaths | 54.71 | 58.45 | 60.01 | 60.24 | 62.13 | 65.81 | Surged Pessimistic | Afghanistan | AFG | 2022-01-02 | v8 | TRUE
https://raw.githubusercontent.com/mrc-ide/global-lmic-reports/master/AFG/projections.csv | 2021-07-08 | hospital_demand | 2402.37 | 2560.84 | 2658.98 | 2661.43 | 2741.13 | 2939.19 | Surged Pessimistic | Afghanistan | AFG | 2022-01-02 | v8 | TRUE
https://raw.githubusercontent.com/mrc-ide/global-lmic-reports/master/AFG/projections.csv | 2021-07-08 | ICU_demand | 1012.34 | 1079.47 | 1110.83 | 1116.16 | 1147.49 | 1224.1 | Surged Pessimistic | Afghanistan | AFG | 2022-01-02 | v8 | TRUE
https://raw.githubusercontent.com/mrc-ide/global-lmic-reports/master/AFG/projections.csv | 2021-07-08 | hospital_incidence | 231.86 | 249.13 | 259.58 | 258.85 | 265.32 | 291.4 | Surged Pessimistic | Afghanistan | AFG | 2022-01-02 | v8 | TRUE
https://raw.githubusercontent.com/mrc-ide/global-lmic-reports/master/AFG/projections.csv | 2021-07-08 | ICU_incidence | 71.92 | 77.28 | 80.51 | 80.28 | 82.28 | 90.35 | Surged Pessimistic | Afghanistan | AFG | 2022-01-02 | v8 | TRUE
https://raw.githubusercontent.com/mrc-ide/global-lmic-reports/master/AFG/projections.csv | 2021-07-08 | prevalence | 193807.69 | 205814.07 | 215346.74 | 214306.04 | 219960.85 | 237082.4 | Surged Pessimistic | Afghanistan | AFG | 2022-01-02 | v8 | TRUE
https://raw.githubusercontent.com/mrc-ide/global-lmic-reports/master/AFG/projections.csv | 2021-07-08 | cumulative_infections | 2915511.34 | 2996716.55 | 3053146.87 | 3061969.11 | 3112394.61 | 3282744.45 | Surged Pessimistic | Afghanistan | AFG | 2022-01-02 | v8 | TRUE
https://raw.githubusercontent.com/mrc-ide/global-lmic-reports/master/AFG/projections.csv | 2021-07-08 | cumulative_deaths | 4128.59 | 4256.7 | 4353.3 | 4343.65 | 4420.05 | 4590.88 | Surged Pessimistic | Afghanistan | AFG | 2022-01-02 | v8 | TRUE
https://raw.githubusercontent.com/mrc-ide/global-lmic-reports/master/AFG/projections.csv | 2021-07-08 | Rt | 0.76 | 0.78 | 0.79 | 0.79 | 0.81 | 0.82 | Surged Pessimistic | Afghanistan | AFG | 2022-01-02 | v8 | TRUE
https://raw.githubusercontent.com/mrc-ide/global-lmic-reports/master/AFG/projections.csv | 2021-07-08 | Reff | 0.68 | 0.7 | 0.71 | 0.71 | 0.72 | 0.73 | Surged Pessimistic | Afghanistan | AFG | 2022-01-02 | v8 | TRUE
https://raw.githubusercontent.com/mrc-ide/global-lmic-reports/master/AFG/projections.csv | 2021-07-08 | infections | 23502.18 | 24886.69 | 25683.89 | 25653.45 | 26481.71 | 27709.01 | Surged Relax Interventions 50% | Afghanistan | AFG | 2022-01-02 | v8 | TRUE
https://raw.githubusercontent.com/mrc-ide/global-lmic-reports/master/AFG/projections.csv | 2021-07-08 | deaths | 54.71 | 58.45 | 60.01 | 60.24 | 62.13 | 65.81 | Surged Relax Interventions 50% | Afghanistan | AFG | 2022-01-02 | v8 | TRUE
https://raw.githubusercontent.com/mrc-ide/global-lmic-reports/master/AFG/projections.csv | 2021-07-08 | hospital_demand | 2402.37 | 2560.84 | 2658.98 | 2661.43 | 2741.13 | 2939.19 | Surged Relax Interventions 50% | Afghanistan | AFG | 2022-01-02 | v8 | TRUE
https://raw.githubusercontent.com/mrc-ide/global-lmic-reports/master/AFG/projections.csv | 2021-07-08 | ICU_demand | 1012.34 | 1079.47 | 1110.83 | 1116.16 | 1147.49 | 1224.1 | Surged Relax Interventions 50% | Afghanistan | AFG | 2022-01-02 | v8 | TRUE
https://raw.githubusercontent.com/mrc-ide/global-lmic-reports/master/AFG/projections.csv | 2021-07-08 | hospital_incidence | 231.86 | 249.13 | 259.58 | 258.85 | 265.32 | 291.4 | Surged Relax Interventions 50% | Afghanistan | AFG | 2022-01-02 | v8 | TRUE
https://raw.githubusercontent.com/mrc-ide/global-lmic-reports/master/AFG/projections.csv | 2021-07-08 | ICU_incidence | 71.92 | 77.28 | 80.51 | 80.28 | 82.28 | 90.35 | Surged Relax Interventions 50% | Afghanistan | AFG | 2022-01-02 | v8 | TRUE
https://raw.githubusercontent.com/mrc-ide/global-lmic-reports/master/AFG/projections.csv | 2021-07-08 | prevalence | 193807.69 | 205814.07 | 215346.74 | 214306.04 | 219960.85 | 237082.4 | Surged Relax Interventions 50% | Afghanistan | AFG | 2022-01-02 | v8 | TRUE
https://raw.githubusercontent.com/mrc-ide/global-lmic-reports/master/AFG/projections.csv | 2021-07-08 | cumulative_infections | 2915511.34 | 2996716.55 | 3053146.87 | 3061969.11 | 3112394.61 | 3282744.45 | Surged Relax Interventions 50% | Afghanistan | AFG | 2022-01-02 | v8 | TRUE
https://raw.githubusercontent.com/mrc-ide/global-lmic-reports/master/AFG/projections.csv | 2021-07-08 | cumulative_deaths | 4128.59 | 4256.7 | 4353.3 | 4343.65 | 4420.05 | 4590.88 | Surged Relax Interventions 50% | Afghanistan | AFG | 2022-01-02 | v8 | TRUE
https://raw.githubusercontent.com/mrc-ide/global-lmic-reports/master/AFG/projections.csv | 2021-07-08 | Rt | 0.76 | 0.78 | 0.79 | 0.79 | 0.81 | 0.82 | Surged Relax Interventions 50% | Afghanistan | AFG | 2022-01-02 | v8 | TRUE
https://raw.githubusercontent.com/mrc-ide/global-lmic-reports/master/AFG/projections.csv | 2021-07-08 | Reff | 0.68 | 0.7 | 0.71 | 0.71 | 0.72 | 0.73 | Surged Relax Interventions 50% | Afghanistan | AFG | 2022-01-02 | v8 | TRUE
https://raw.githubusercontent.com/mrc-ide/global-lmic-reports/master/AFG/projections.csv | 2021-07-09 | infections | 21633.08 | 23238.95 | 23918.17 | 23935.82 | 24633.19 | 26069.45 | Additional 50% Reduction | Afghanistan | AFG | 2022-01-02 | v8 | TRUE
https://raw.githubusercontent.com/mrc-ide/global-lmic-reports/master/AFG/projections.csv | 2021-07-09 | deaths | 77.73 | 82.12 | 85.7 | 85.97 | 90.22 | 95.63 | Additional 50% Reduction | Afghanistan | AFG | 2022-01-02 | v8 | TRUE
https://raw.githubusercontent.com/mrc-ide/global-lmic-reports/master/AFG/projections.csv | 2021-07-09 | hospital_demand | 2322.58 | 2459.75 | 2536.79 | 2552.04 | 2664.75 | 2798.93 | Additional 50% Reduction | Afghanistan | AFG | 2022-01-02 | v8 | TRUE
https://raw.githubusercontent.com/mrc-ide/global-lmic-reports/master/AFG/projections.csv | 2021-07-09 | ICU_demand | 355.7 | 360.46 | 364.66 | 364.8 | 369.35 | 375.65 | Additional 50% Reduction | Afghanistan | AFG | 2022-01-02 | v8 | TRUE
https://raw.githubusercontent.com/mrc-ide/global-lmic-reports/master/AFG/projections.csv | 2021-07-09 | hospital_incidence | 228.44 | 239.38 | 250.38 | 249.58 | 258.94 | 275.16 | Additional 50% Reduction | Afghanistan | AFG | 2022-01-02 | v8 | TRUE
https://raw.githubusercontent.com/mrc-ide/global-lmic-reports/master/AFG/projections.csv | 2021-07-09 | ICU_incidence | 70.78 | 74.17 | 77.57 | 77.32 | 80.22 | 85.22 | Additional 50% Reduction | Afghanistan | AFG | 2022-01-02 | v8 | TRUE
https://raw.githubusercontent.com/mrc-ide/global-lmic-reports/master/AFG/projections.csv | 2021-07-09 | prevalence | 185034.6 | 196416.46 | 204832.14 | 203414.01 | 209819.08 | 223330.37 | Additional 50% Reduction | Afghanistan | AFG | 2022-01-02 | v8 | TRUE
https://raw.githubusercontent.com/mrc-ide/global-lmic-reports/master/AFG/projections.csv | 2021-07-09 | cumulative_infections | 2889783.5 | 3031017.88 | 3111907.46 | 3108666.11 | 3187475.23 | 3388682.9 | Additional 50% Reduction | Afghanistan | AFG | 2022-01-02 | v8 | TRUE
https://raw.githubusercontent.com/mrc-ide/global-lmic-reports/master/AFG/projections.csv | 2021-07-09 | cumulative_deaths | 5287.78 | 5566.12 | 5749.5 | 5742.95 | 5911.91 | 6338.84 | Additional 50% Reduction | Afghanistan | AFG | 2022-01-02 | v8 | TRUE
https://raw.githubusercontent.com/mrc-ide/global-lmic-reports/master/AFG/projections.csv | 2021-07-09 | Rt | 0.77 | 0.79 | 0.8 | 0.8 | 0.81 | 0.83 | Additional 50% Reduction | Afghanistan | AFG | 2022-01-02 | v8 | TRUE
https://raw.githubusercontent.com/mrc-ide/global-lmic-reports/master/AFG/projections.csv | 2021-07-09 | Reff | 0.68 | 0.7 | 0.71 | 0.71 | 0.72 | 0.74 | Additional 50% Reduction | Afghanistan | AFG | 2022-01-02 | v8 | TRUE
https://raw.githubusercontent.com/mrc-ide/global-lmic-reports/master/AFG/projections.csv | 2021-07-09 | infections | 21633.08 | 23238.95 | 23918.17 | 23935.82 | 24633.19 | 26069.45 | Maintain Status Quo | Afghanistan | AFG | 2022-01-02 | v8 | TRUE
https://raw.githubusercontent.com/mrc-ide/global-lmic-reports/master/AFG/projections.csv | 2021-07-09 | deaths | 77.73 | 82.12 | 85.7 | 85.97 | 90.22 | 95.63 | Maintain Status Quo | Afghanistan | AFG | 2022-01-02 | v8 | TRUE
https://raw.githubusercontent.com/mrc-ide/global-lmic-reports/master/AFG/projections.csv | 2021-07-09 | hospital_demand | 2322.58 | 2459.75 | 2536.79 | 2552.04 | 2664.75 | 2798.93 | Maintain Status Quo | Afghanistan | AFG | 2022-01-02 | v8 | TRUE
https://raw.githubusercontent.com/mrc-ide/global-lmic-reports/master/AFG/projections.csv | 2021-07-09 | ICU_demand | 355.7 | 360.46 | 364.66 | 364.8 | 369.35 | 375.65 | Maintain Status Quo | Afghanistan | AFG | 2022-01-02 | v8 | TRUE
https://raw.githubusercontent.com/mrc-ide/global-lmic-reports/master/AFG/projections.csv | 2021-07-09 | hospital_incidence | 228.44 | 239.38 | 250.38 | 249.58 | 258.94 | 275.16 | Maintain Status Quo | Afghanistan | AFG | 2022-01-02 | v8 | TRUE
https://raw.githubusercontent.com/mrc-ide/global-lmic-reports/master/AFG/projections.csv | 2021-07-09 | ICU_incidence | 70.78 | 74.17 | 77.57 | 77.32 | 80.22 | 85.22 | Maintain Status Quo | Afghanistan | AFG | 2022-01-02 | v8 | TRUE
https://raw.githubusercontent.com/mrc-ide/global-lmic-reports/master/AFG/projections.csv | 2021-07-09 | prevalence | 185034.6 | 196416.46 | 204832.14 | 203414.01 | 209819.08 | 223330.37 | Maintain Status Quo | Afghanistan | AFG | 2022-01-02 | v8 | TRUE
https://raw.githubusercontent.com/mrc-ide/global-lmic-reports/master/AFG/projections.csv | 2021-07-09 | cumulative_infections | 2889783.5 | 3031017.88 | 3111907.46 | 3108666.11 | 3187475.23 | 3388682.9 | Maintain Status Quo | Afghanistan | AFG | 2022-01-02 | v8 | TRUE
https://raw.githubusercontent.com/mrc-ide/global-lmic-reports/master/AFG/projections.csv | 2021-07-09 | cumulative_deaths | 5287.78 | 5566.12 | 5749.5 | 5742.95 | 5911.91 | 6338.84 | Maintain Status Quo | Afghanistan | AFG | 2022-01-02 | v8 | TRUE
https://raw.githubusercontent.com/mrc-ide/global-lmic-reports/master/AFG/projections.csv | 2021-07-09 | Rt | 0.77 | 0.79 | 0.8 | 0.8 | 0.81 | 0.83 | Maintain Status Quo | Afghanistan | AFG | 2022-01-02 | v8 | TRUE
https://raw.githubusercontent.com/mrc-ide/global-lmic-reports/master/AFG/projections.csv | 2021-07-09 | Reff | 0.68 | 0.7 | 0.71 | 0.71 | 0.72 | 0.74 | Maintain Status Quo | Afghanistan | AFG | 2022-01-02 | v8 | TRUE
https://raw.githubusercontent.com/mrc-ide/global-lmic-reports/master/AFG/projections.csv | 2021-07-09 | infections | 21633.08 | 23238.95 | 23918.17 | 23935.82 | 24633.19 | 26069.45 | Optimistic | Afghanistan | AFG | 2022-01-02 | v8 | TRUE
https://raw.githubusercontent.com/mrc-ide/global-lmic-reports/master/AFG/projections.csv | 2021-07-09 | deaths | 77.73 | 82.12 | 85.7 | 85.97 | 90.22 | 95.63 | Optimistic | Afghanistan | AFG | 2022-01-02 | v8 | TRUE
https://raw.githubusercontent.com/mrc-ide/global-lmic-reports/master/AFG/projections.csv | 2021-07-09 | hospital_demand | 2322.58 | 2459.75 | 2536.79 | 2552.04 | 2664.75 | 2798.93 | Optimistic | Afghanistan | AFG | 2022-01-02 | v8 | TRUE
https://raw.githubusercontent.com/mrc-ide/global-lmic-reports/master/AFG/projections.csv | 2021-07-09 | ICU_demand | 355.7 | 360.46 | 364.66 | 364.8 | 369.35 | 375.65 | Optimistic | Afghanistan | AFG | 2022-01-02 | v8 | TRUE
https://raw.githubusercontent.com/mrc-ide/global-lmic-reports/master/AFG/projections.csv | 2021-07-09 | hospital_incidence | 228.44 | 239.38 | 250.38 | 249.58 | 258.94 | 275.16 | Optimistic | Afghanistan | AFG | 2022-01-02 | v8 | TRUE
https://raw.githubusercontent.com/mrc-ide/global-lmic-reports/master/AFG/projections.csv | 2021-07-09 | ICU_incidence | 70.78 | 74.17 | 77.57 | 77.32 | 80.22 | 85.22 | Optimistic | Afghanistan | AFG | 2022-01-02 | v8 | TRUE
https://raw.githubusercontent.com/mrc-ide/global-lmic-reports/master/AFG/projections.csv | 2021-07-09 | prevalence | 185034.6 | 196416.46 | 204832.14 | 203414.01 | 209819.08 | 223330.37 | Optimistic | Afghanistan | AFG | 2022-01-02 | v8 | TRUE
https://raw.githubusercontent.com/mrc-ide/global-lmic-reports/master/AFG/projections.csv | 2021-07-09 | cumulative_infections | 2889783.5 | 3031017.88 | 3111907.46 | 3108666.11 | 3187475.23 | 3388682.9 | Optimistic | Afghanistan | AFG | 2022-01-02 | v8 | TRUE
https://raw.githubusercontent.com/mrc-ide/global-lmic-reports/master/AFG/projections.csv | 2021-07-09 | cumulative_deaths | 5287.78 | 5566.12 | 5749.5 | 5742.95 | 5911.91 | 6338.84 | Optimistic | Afghanistan | AFG | 2022-01-02 | v8 | TRUE
https://raw.githubusercontent.com/mrc-ide/global-lmic-reports/master/AFG/projections.csv | 2021-07-09 | Rt | 0.77 | 0.79 | 0.8 | 0.8 | 0.81 | 0.83 | Optimistic | Afghanistan | AFG | 2022-01-02 | v8 | TRUE
https://raw.githubusercontent.com/mrc-ide/global-lmic-reports/master/AFG/projections.csv | 2021-07-09 | Reff | 0.68 | 0.7 | 0.71 | 0.71 | 0.72 | 0.74 | Optimistic | Afghanistan | AFG | 2022-01-02 | v8 | TRUE
https://raw.githubusercontent.com/mrc-ide/global-lmic-reports/master/AFG/projections.csv | 2021-07-09 | infections | 21633.08 | 23238.95 | 23918.17 | 23935.82 | 24633.19 | 26069.45 | Pessimistic | Afghanistan | AFG | 2022-01-02 | v8 | TRUE
https://raw.githubusercontent.com/mrc-ide/global-lmic-reports/master/AFG/projections.csv | 2021-07-09 | deaths | 77.73 | 82.12 | 85.7 | 85.97 | 90.22 | 95.63 | Pessimistic | Afghanistan | AFG | 2022-01-02 | v8 | TRUE
https://raw.githubusercontent.com/mrc-ide/global-lmic-reports/master/AFG/projections.csv | 2021-07-09 | hospital_demand | 2322.58 | 2459.75 | 2536.79 | 2552.04 | 2664.75 | 2798.93 | Pessimistic | Afghanistan | AFG | 2022-01-02 | v8 | TRUE
https://raw.githubusercontent.com/mrc-ide/global-lmic-reports/master/AFG/projections.csv | 2021-07-09 | ICU_demand | 355.7 | 360.46 | 364.66 | 364.8 | 369.35 | 375.65 | Pessimistic | Afghanistan | AFG | 2022-01-02 | v8 | TRUE
https://raw.githubusercontent.com/mrc-ide/global-lmic-reports/master/AFG/projections.csv | 2021-07-09 | hospital_incidence | 228.44 | 239.38 | 250.38 | 249.58 | 258.94 | 275.16 | Pessimistic | Afghanistan | AFG | 2022-01-02 | v8 | TRUE
https://raw.githubusercontent.com/mrc-ide/global-lmic-reports/master/AFG/projections.csv | 2021-07-09 | ICU_incidence | 70.78 | 74.17 | 77.57 | 77.32 | 80.22 | 85.22 | Pessimistic | Afghanistan | AFG | 2022-01-02 | v8 | TRUE
https://raw.githubusercontent.com/mrc-ide/global-lmic-reports/master/AFG/projections.csv | 2021-07-09 | prevalence | 185034.6 | 196416.46 | 204832.14 | 203414.01 | 209819.08 | 223330.37 | Pessimistic | Afghanistan | AFG | 2022-01-02 | v8 | TRUE
https://raw.githubusercontent.com/mrc-ide/global-lmic-reports/master/AFG/projections.csv | 2021-07-09 | cumulative_infections | 2889783.5 | 3031017.88 | 3111907.46 | 3108666.11 | 3187475.23 | 3388682.9 | Pessimistic | Afghanistan | AFG | 2022-01-02 | v8 | TRUE
https://raw.githubusercontent.com/mrc-ide/global-lmic-reports/master/AFG/projections.csv | 2021-07-09 | cumulative_deaths | 5287.78 | 5566.12 | 5749.5 | 5742.95 | 5911.91 | 6338.84 | Pessimistic | Afghanistan | AFG | 2022-01-02 | v8 | TRUE
https://raw.githubusercontent.com/mrc-ide/global-lmic-reports/master/AFG/projections.csv | 2021-07-09 | Rt | 0.77 | 0.79 | 0.8 | 0.8 | 0.81 | 0.83 | Pessimistic | Afghanistan | AFG | 2022-01-02 | v8 | TRUE
https://raw.githubusercontent.com/mrc-ide/global-lmic-reports/master/AFG/projections.csv | 2021-07-09 | Reff | 0.68 | 0.7 | 0.71 | 0.71 | 0.72 | 0.74 | Pessimistic | Afghanistan | AFG | 2022-01-02 | v8 | TRUE
https://raw.githubusercontent.com/mrc-ide/global-lmic-reports/master/AFG/projections.csv | 2021-07-09 | infections | 21633.08 | 23238.95 | 23918.17 | 23935.82 | 24633.19 | 26069.45 | Relax Interventions 50% | Afghanistan | AFG | 2022-01-02 | v8 | TRUE
https://raw.githubusercontent.com/mrc-ide/global-lmic-reports/master/AFG/projections.csv | 2021-07-09 | deaths | 77.73 | 82.12 | 85.7 | 85.97 | 90.22 | 95.63 | Relax Interventions 50% | Afghanistan | AFG | 2022-01-02 | v8 | TRUE
https://raw.githubusercontent.com/mrc-ide/global-lmic-reports/master/AFG/projections.csv | 2021-07-09 | hospital_demand | 2322.58 | 2459.75 | 2536.79 | 2552.04 | 2664.75 | 2798.93 | Relax Interventions 50% | Afghanistan | AFG | 2022-01-02 | v8 | TRUE
https://raw.githubusercontent.com/mrc-ide/global-lmic-reports/master/AFG/projections.csv | 2021-07-09 | ICU_demand | 355.7 | 360.46 | 364.66 | 364.8 | 369.35 | 375.65 | Relax Interventions 50% | Afghanistan | AFG | 2022-01-02 | v8 | TRUE
https://raw.githubusercontent.com/mrc-ide/global-lmic-reports/master/AFG/projections.csv | 2021-07-09 | hospital_incidence | 228.44 | 239.38 | 250.38 | 249.58 | 258.94 | 275.16 | Relax Interventions 50% | Afghanistan | AFG | 2022-01-02 | v8 | TRUE
https://raw.githubusercontent.com/mrc-ide/global-lmic-reports/master/AFG/projections.csv | 2021-07-09 | ICU_incidence | 70.78 | 74.17 | 77.57 | 77.32 | 80.22 | 85.22 | Relax Interventions 50% | Afghanistan | AFG | 2022-01-02 | v8 | TRUE
https://raw.githubusercontent.com/mrc-ide/global-lmic-reports/master/AFG/projections.csv | 2021-07-09 | prevalence | 185034.6 | 196416.46 | 204832.14 | 203414.01 | 209819.08 | 223330.37 | Relax Interventions 50% | Afghanistan | AFG | 2022-01-02 | v8 | TRUE
https://raw.githubusercontent.com/mrc-ide/global-lmic-reports/master/AFG/projections.csv | 2021-07-09 | cumulative_infections | 2889783.5 | 3031017.88 | 3111907.46 | 3108666.11 | 3187475.23 | 3388682.9 | Relax Interventions 50% | Afghanistan | AFG | 2022-01-02 | v8 | TRUE
https://raw.githubusercontent.com/mrc-ide/global-lmic-reports/master/AFG/projections.csv | 2021-07-09 | cumulative_deaths | 5287.78 | 5566.12 | 5749.5 | 5742.95 | 5911.91 | 6338.84 | Relax Interventions 50% | Afghanistan | AFG | 2022-01-02 | v8 | TRUE
https://raw.githubusercontent.com/mrc-ide/global-lmic-reports/master/AFG/projections.csv | 2021-07-09 | Rt | 0.77 | 0.79 | 0.8 | 0.8 | 0.81 | 0.83 | Relax Interventions 50% | Afghanistan | AFG | 2022-01-02 | v8 | TRUE
https://raw.githubusercontent.com/mrc-ide/global-lmic-reports/master/AFG/projections.csv | 2021-07-09 | Reff | 0.68 | 0.7 | 0.71 | 0.71 | 0.72 | 0.74 | Relax Interventions 50% | Afghanistan | AFG | 2022-01-02 | v8 | TRUE
https://raw.githubusercontent.com/mrc-ide/global-lmic-reports/master/AFG/projections.csv | 2021-07-09 | infections | 21991.3 | 23150.38 | 24146.94 | 24004.46 | 24737.66 | 25860.68 | Surged Additional 50% Reduction | Afghanistan | AFG | 2022-01-02 | v8 | TRUE
https://raw.githubusercontent.com/mrc-ide/global-lmic-reports/master/AFG/projections.csv | 2021-07-09 | deaths | 54.58 | 58.28 | 59.88 | 60.18 | 62.01 | 65.88 | Surged Additional 50% Reduction | Afghanistan | AFG | 2022-01-02 | v8 | TRUE
https://raw.githubusercontent.com/mrc-ide/global-lmic-reports/master/AFG/projections.csv | 2021-07-09 | hospital_demand | 2375.05 | 2530.93 | 2638.06 | 2633.46 | 2710.57 | 2914.76 | Surged Additional 50% Reduction | Afghanistan | AFG | 2022-01-02 | v8 | TRUE
https://raw.githubusercontent.com/mrc-ide/global-lmic-reports/master/AFG/projections.csv | 2021-07-09 | ICU_demand | 1005.67 | 1071.61 | 1107.22 | 1110.01 | 1141.94 | 1220.07 | Surged Additional 50% Reduction | Afghanistan | AFG | 2022-01-02 | v8 | TRUE
https://raw.githubusercontent.com/mrc-ide/global-lmic-reports/master/AFG/projections.csv | 2021-07-09 | hospital_incidence | 223.56 | 239.78 | 249.99 | 249.21 | 255.19 | 279.87 | Surged Additional 50% Reduction | Afghanistan | AFG | 2022-01-02 | v8 | TRUE
https://raw.githubusercontent.com/mrc-ide/global-lmic-reports/master/AFG/projections.csv | 2021-07-09 | ICU_incidence | 69.27 | 74.3 | 77.45 | 77.21 | 79.06 | 86.69 | Surged Additional 50% Reduction | Afghanistan | AFG | 2022-01-02 | v8 | TRUE
https://raw.githubusercontent.com/mrc-ide/global-lmic-reports/master/AFG/projections.csv | 2021-07-09 | prevalence | 185223.11 | 196354.46 | 205379.6 | 204292.83 | 209865.95 | 224855.9 | Surged Additional 50% Reduction | Afghanistan | AFG | 2022-01-02 | v8 | TRUE
https://raw.githubusercontent.com/mrc-ide/global-lmic-reports/master/AFG/projections.csv | 2021-07-09 | cumulative_infections | 2939686.45 | 3021041.42 | 3076351.01 | 3085973.56 | 3136522.7 | 3306768.77 | Surged Additional 50% Reduction | Afghanistan | AFG | 2022-01-02 | v8 | TRUE
https://raw.githubusercontent.com/mrc-ide/global-lmic-reports/master/AFG/projections.csv | 2021-07-09 | cumulative_deaths | 4185.97 | 4316.95 | 4410.63 | 4403.84 | 4481.39 | 4657.46 | Surged Additional 50% Reduction | Afghanistan | AFG | 2022-01-02 | v8 | TRUE
https://raw.githubusercontent.com/mrc-ide/global-lmic-reports/master/AFG/projections.csv | 2021-07-09 | Rt | 0.77 | 0.79 | 0.8 | 0.8 | 0.81 | 0.83 | Surged Additional 50% Reduction | Afghanistan | AFG | 2022-01-02 | v8 | TRUE
https://raw.githubusercontent.com/mrc-ide/global-lmic-reports/master/AFG/projections.csv | 2021-07-09 | Reff | 0.68 | 0.7 | 0.71 | 0.71 | 0.72 | 0.74 | Surged Additional 50% Reduction | Afghanistan | AFG | 2022-01-02 | v8 | TRUE
https://raw.githubusercontent.com/mrc-ide/global-lmic-reports/master/AFG/projections.csv | 2021-07-09 | infections | 21991.3 | 23150.38 | 24146.94 | 24004.46 | 24737.66 | 25860.68 | Surged Maintain Status Quo | Afghanistan | AFG | 2022-01-02 | v8 | TRUE
https://raw.githubusercontent.com/mrc-ide/global-lmic-reports/master/AFG/projections.csv | 2021-07-09 | deaths | 54.58 | 58.28 | 59.88 | 60.18 | 62.01 | 65.88 | Surged Maintain Status Quo | Afghanistan | AFG | 2022-01-02 | v8 | TRUE
https://raw.githubusercontent.com/mrc-ide/global-lmic-reports/master/AFG/projections.csv | 2021-07-09 | hospital_demand | 2375.05 | 2530.93 | 2638.06 | 2633.46 | 2710.57 | 2914.76 | Surged Maintain Status Quo | Afghanistan | AFG | 2022-01-02 | v8 | TRUE
https://raw.githubusercontent.com/mrc-ide/global-lmic-reports/master/AFG/projections.csv | 2021-07-09 | ICU_demand | 1005.67 | 1071.61 | 1107.22 | 1110.01 | 1141.94 | 1220.07 | Surged Maintain Status Quo | Afghanistan | AFG | 2022-01-02 | v8 | TRUE
https://raw.githubusercontent.com/mrc-ide/global-lmic-reports/master/AFG/projections.csv | 2021-07-09 | hospital_incidence | 223.56 | 239.78 | 249.99 | 249.21 | 255.19 | 279.87 | Surged Maintain Status Quo | Afghanistan | AFG | 2022-01-02 | v8 | TRUE
https://raw.githubusercontent.com/mrc-ide/global-lmic-reports/master/AFG/projections.csv | 2021-07-09 | ICU_incidence | 69.27 | 74.3 | 77.45 | 77.21 | 79.06 | 86.69 | Surged Maintain Status Quo | Afghanistan | AFG | 2022-01-02 | v8 | TRUE
https://raw.githubusercontent.com/mrc-ide/global-lmic-reports/master/AFG/projections.csv | 2021-07-09 | prevalence | 185223.11 | 196354.46 | 205379.6 | 204292.83 | 209865.95 | 224855.9 | Surged Maintain Status Quo | Afghanistan | AFG | 2022-01-02 | v8 | TRUE
https://raw.githubusercontent.com/mrc-ide/global-lmic-reports/master/AFG/projections.csv | 2021-07-09 | cumulative_infections | 2939686.45 | 3021041.42 | 3076351.01 | 3085973.56 | 3136522.7 | 3306768.77 | Surged Maintain Status Quo | Afghanistan | AFG | 2022-01-02 | v8 | TRUE
https://raw.githubusercontent.com/mrc-ide/global-lmic-reports/master/AFG/projections.csv | 2021-07-09 | cumulative_deaths | 4185.97 | 4316.95 | 4410.63 | 4403.84 | 4481.39 | 4657.46 | Surged Maintain Status Quo | Afghanistan | AFG | 2022-01-02 | v8 | TRUE
https://raw.githubusercontent.com/mrc-ide/global-lmic-reports/master/AFG/projections.csv | 2021-07-09 | Rt | 0.77 | 0.79 | 0.8 | 0.8 | 0.81 | 0.83 | Surged Maintain Status Quo | Afghanistan | AFG | 2022-01-02 | v8 | TRUE
https://raw.githubusercontent.com/mrc-ide/global-lmic-reports/master/AFG/projections.csv | 2021-07-09 | Reff | 0.68 | 0.7 | 0.71 | 0.71 | 0.72 | 0.74 | Surged Maintain Status Quo | Afghanistan | AFG | 2022-01-02 | v8 | TRUE
https://raw.githubusercontent.com/mrc-ide/global-lmic-reports/master/AFG/projections.csv | 2021-07-09 | infections | 21991.3 | 23150.38 | 24146.94 | 24004.46 | 24737.66 | 25860.68 | Surged Optimistic | Afghanistan | AFG | 2022-01-02 | v8 | TRUE
https://raw.githubusercontent.com/mrc-ide/global-lmic-reports/master/AFG/projections.csv | 2021-07-09 | deaths | 54.58 | 58.28 | 59.88 | 60.18 | 62.01 | 65.88 | Surged Optimistic | Afghanistan | AFG | 2022-01-02 | v8 | TRUE
https://raw.githubusercontent.com/mrc-ide/global-lmic-reports/master/AFG/projections.csv | 2021-07-09 | hospital_demand | 2375.05 | 2530.93 | 2638.06 | 2633.46 | 2710.57 | 2914.76 | Surged Optimistic | Afghanistan | AFG | 2022-01-02 | v8 | TRUE
https://raw.githubusercontent.com/mrc-ide/global-lmic-reports/master/AFG/projections.csv | 2021-07-09 | ICU_demand | 1005.67 | 1071.61 | 1107.22 | 1110.01 | 1141.94 | 1220.07 | Surged Optimistic | Afghanistan | AFG | 2022-01-02 | v8 | TRUE
https://raw.githubusercontent.com/mrc-ide/global-lmic-reports/master/AFG/projections.csv | 2021-07-09 | hospital_incidence | 223.56 | 239.78 | 249.99 | 249.21 | 255.19 | 279.87 | Surged Optimistic | Afghanistan | AFG | 2022-01-02 | v8 | TRUE
https://raw.githubusercontent.com/mrc-ide/global-lmic-reports/master/AFG/projections.csv | 2021-07-09 | ICU_incidence | 69.27 | 74.3 | 77.45 | 77.21 | 79.06 | 86.69 | Surged Optimistic | Afghanistan | AFG | 2022-01-02 | v8 | TRUE
https://raw.githubusercontent.com/mrc-ide/global-lmic-reports/master/AFG/projections.csv | 2021-07-09 | prevalence | 185223.11 | 196354.46 | 205379.6 | 204292.83 | 209865.95 | 224855.9 | Surged Optimistic | Afghanistan | AFG | 2022-01-02 | v8 | TRUE
https://raw.githubusercontent.com/mrc-ide/global-lmic-reports/master/AFG/projections.csv | 2021-07-09 | cumulative_infections | 2939686.45 | 3021041.42 | 3076351.01 | 3085973.56 | 3136522.7 | 3306768.77 | Surged Optimistic | Afghanistan | AFG | 2022-01-02 | v8 | TRUE
https://raw.githubusercontent.com/mrc-ide/global-lmic-reports/master/AFG/projections.csv | 2021-07-09 | cumulative_deaths | 4185.97 | 4316.95 | 4410.63 | 4403.84 | 4481.39 | 4657.46 | Surged Optimistic | Afghanistan | AFG | 2022-01-02 | v8 | TRUE
https://raw.githubusercontent.com/mrc-ide/global-lmic-reports/master/AFG/projections.csv | 2021-07-09 | Rt | 0.77 | 0.79 | 0.8 | 0.8 | 0.81 | 0.83 | Surged Optimistic | Afghanistan | AFG | 2022-01-02 | v8 | TRUE
https://raw.githubusercontent.com/mrc-ide/global-lmic-reports/master/AFG/projections.csv | 2021-07-09 | Reff | 0.68 | 0.7 | 0.71 | 0.71 | 0.72 | 0.74 | Surged Optimistic | Afghanistan | AFG | 2022-01-02 | v8 | TRUE
https://raw.githubusercontent.com/mrc-ide/global-lmic-reports/master/AFG/projections.csv | 2021-07-09 | infections | 21991.3 | 23150.38 | 24146.94 | 24004.46 | 24737.66 | 25860.68 | Surged Pessimistic | Afghanistan | AFG | 2022-01-02 | v8 | TRUE
https://raw.githubusercontent.com/mrc-ide/global-lmic-reports/master/AFG/projections.csv | 2021-07-09 | deaths | 54.58 | 58.28 | 59.88 | 60.18 | 62.01 | 65.88 | Surged Pessimistic | Afghanistan | AFG | 2022-01-02 | v8 | TRUE
https://raw.githubusercontent.com/mrc-ide/global-lmic-reports/master/AFG/projections.csv | 2021-07-09 | hospital_demand | 2375.05 | 2530.93 | 2638.06 | 2633.46 | 2710.57 | 2914.76 | Surged Pessimistic | Afghanistan | AFG | 2022-01-02 | v8 | TRUE
https://raw.githubusercontent.com/mrc-ide/global-lmic-reports/master/AFG/projections.csv | 2021-07-09 | ICU_demand | 1005.67 | 1071.61 | 1107.22 | 1110.01 | 1141.94 | 1220.07 | Surged Pessimistic | Afghanistan | AFG | 2022-01-02 | v8 | TRUE
https://raw.githubusercontent.com/mrc-ide/global-lmic-reports/master/AFG/projections.csv | 2021-07-09 | hospital_incidence | 223.56 | 239.78 | 249.99 | 249.21 | 255.19 | 279.87 | Surged Pessimistic | Afghanistan | AFG | 2022-01-02 | v8 | TRUE
https://raw.githubusercontent.com/mrc-ide/global-lmic-reports/master/AFG/projections.csv | 2021-07-09 | ICU_incidence | 69.27 | 74.3 | 77.45 | 77.21 | 79.06 | 86.69 | Surged Pessimistic | Afghanistan | AFG | 2022-01-02 | v8 | TRUE
https://raw.githubusercontent.com/mrc-ide/global-lmic-reports/master/AFG/projections.csv | 2021-07-09 | prevalence | 185223.11 | 196354.46 | 205379.6 | 204292.83 | 209865.95 | 224855.9 | Surged Pessimistic | Afghanistan | AFG | 2022-01-02 | v8 | TRUE
https://raw.githubusercontent.com/mrc-ide/global-lmic-reports/master/AFG/projections.csv | 2021-07-09 | cumulative_infections | 2939686.45 | 3021041.42 | 3076351.01 | 3085973.56 | 3136522.7 | 3306768.77 | Surged Pessimistic | Afghanistan | AFG | 2022-01-02 | v8 | TRUE
https://raw.githubusercontent.com/mrc-ide/global-lmic-reports/master/AFG/projections.csv | 2021-07-09 | cumulative_deaths | 4185.97 | 4316.95 | 4410.63 | 4403.84 | 4481.39 | 4657.46 | Surged Pessimistic | Afghanistan | AFG | 2022-01-02 | v8 | TRUE
https://raw.githubusercontent.com/mrc-ide/global-lmic-reports/master/AFG/projections.csv | 2021-07-09 | Rt | 0.77 | 0.79 | 0.8 | 0.8 | 0.81 | 0.83 | Surged Pessimistic | Afghanistan | AFG | 2022-01-02 | v8 | TRUE
https://raw.githubusercontent.com/mrc-ide/global-lmic-reports/master/AFG/projections.csv | 2021-07-09 | Reff | 0.68 | 0.7 | 0.71 | 0.71 | 0.72 | 0.74 | Surged Pessimistic | Afghanistan | AFG | 2022-01-02 | v8 | TRUE
https://raw.githubusercontent.com/mrc-ide/global-lmic-reports/master/AFG/projections.csv | 2021-07-09 | infections | 21991.3 | 23150.38 | 24146.94 | 24004.46 | 24737.66 | 25860.68 | Surged Relax Interventions 50% | Afghanistan | AFG | 2022-01-02 | v8 | TRUE
https://raw.githubusercontent.com/mrc-ide/global-lmic-reports/master/AFG/projections.csv | 2021-07-09 | deaths | 54.58 | 58.28 | 59.88 | 60.18 | 62.01 | 65.88 | Surged Relax Interventions 50% | Afghanistan | AFG | 2022-01-02 | v8 | TRUE
https://raw.githubusercontent.com/mrc-ide/global-lmic-reports/master/AFG/projections.csv | 2021-07-09 | hospital_demand | 2375.05 | 2530.93 | 2638.06 | 2633.46 | 2710.57 | 2914.76 | Surged Relax Interventions 50% | Afghanistan | AFG | 2022-01-02 | v8 | TRUE
https://raw.githubusercontent.com/mrc-ide/global-lmic-reports/master/AFG/projections.csv | 2021-07-09 | ICU_demand | 1005.67 | 1071.61 | 1107.22 | 1110.01 | 1141.94 | 1220.07 | Surged Relax Interventions 50% | Afghanistan | AFG | 2022-01-02 | v8 | TRUE
https://raw.githubusercontent.com/mrc-ide/global-lmic-reports/master/AFG/projections.csv | 2021-07-09 | hospital_incidence | 223.56 | 239.78 | 249.99 | 249.21 | 255.19 | 279.87 | Surged Relax Interventions 50% | Afghanistan | AFG | 2022-01-02 | v8 | TRUE
https://raw.githubusercontent.com/mrc-ide/global-lmic-reports/master/AFG/projections.csv | 2021-07-09 | ICU_incidence | 69.27 | 74.3 | 77.45 | 77.21 | 79.06 | 86.69 | Surged Relax Interventions 50% | Afghanistan | AFG | 2022-01-02 | v8 | TRUE
https://raw.githubusercontent.com/mrc-ide/global-lmic-reports/master/AFG/projections.csv | 2021-07-09 | prevalence | 185223.11 | 196354.46 | 205379.6 | 204292.83 | 209865.95 | 224855.9 | Surged Relax Interventions 50% | Afghanistan | AFG | 2022-01-02 | v8 | TRUE
https://raw.githubusercontent.com/mrc-ide/global-lmic-reports/master/AFG/projections.csv | 2021-07-09 | cumulative_infections | 2939686.45 | 3021041.42 | 3076351.01 | 3085973.56 | 3136522.7 | 3306768.77 | Surged Relax Interventions 50% | Afghanistan | AFG | 2022-01-02 | v8 | TRUE
https://raw.githubusercontent.com/mrc-ide/global-lmic-reports/master/AFG/projections.csv | 2021-07-09 | cumulative_deaths | 4185.97 | 4316.95 | 4410.63 | 4403.84 | 4481.39 | 4657.46 | Surged Relax Interventions 50% | Afghanistan | AFG | 2022-01-02 | v8 | TRUE
https://raw.githubusercontent.com/mrc-ide/global-lmic-reports/master/AFG/projections.csv | 2021-07-09 | Rt | 0.77 | 0.79 | 0.8 | 0.8 | 0.81 | 0.83 | Surged Relax Interventions 50% | Afghanistan | AFG | 2022-01-02 | v8 | TRUE
https://raw.githubusercontent.com/mrc-ide/global-lmic-reports/master/AFG/projections.csv | 2021-07-09 | Reff | 0.68 | 0.7 | 0.71 | 0.71 | 0.72 | 0.74 | Surged Relax Interventions 50% | Afghanistan | AFG | 2022-01-02 | v8 | TRUE
https://raw.githubusercontent.com/mrc-ide/global-lmic-reports/master/AFG/projections.csv | 2021-07-10 | infections | 20951.05 | 22290.04 | 22941.35 | 22938.91 | 23665.25 | 24957.65 | Additional 50% Reduction | Afghanistan | AFG | 2022-01-02 | v8 | TRUE
https://raw.githubusercontent.com/mrc-ide/global-lmic-reports/master/AFG/projections.csv | 2021-07-10 | deaths | 75.18 | 79.32 | 82.96 | 83.02 | 86.94 | 92.39 | Additional 50% Reduction | Afghanistan | AFG | 2022-01-02 | v8 | TRUE
https://raw.githubusercontent.com/mrc-ide/global-lmic-reports/master/AFG/projections.csv | 2021-07-10 | hospital_demand | 2291.33 | 2421.73 | 2499.43 | 2513.51 | 2623.66 | 2755.86 | Additional 50% Reduction | Afghanistan | AFG | 2022-01-02 | v8 | TRUE
https://raw.githubusercontent.com/mrc-ide/global-lmic-reports/master/AFG/projections.csv | 2021-07-10 | ICU_demand | 352.49 | 357.08 | 361.3 | 361.21 | 365.38 | 371.68 | Additional 50% Reduction | Afghanistan | AFG | 2022-01-02 | v8 | TRUE
https://raw.githubusercontent.com/mrc-ide/global-lmic-reports/master/AFG/projections.csv | 2021-07-10 | hospital_incidence | 218.79 | 229.93 | 240.78 | 239.41 | 248.1 | 263.75 | Additional 50% Reduction | Afghanistan | AFG | 2022-01-02 | v8 | TRUE
https://raw.githubusercontent.com/mrc-ide/global-lmic-reports/master/AFG/projections.csv | 2021-07-10 | ICU_incidence | 67.72 | 71.16 | 74.52 | 74.09 | 76.77 | 81.59 | Additional 50% Reduction | Afghanistan | AFG | 2022-01-02 | v8 | TRUE
https://raw.githubusercontent.com/mrc-ide/global-lmic-reports/master/AFG/projections.csv | 2021-07-10 | prevalence | 176071.15 | 187445.84 | 194618.81 | 193842.16 | 200201.36 | 212464.69 | Additional 50% Reduction | Afghanistan | AFG | 2022-01-02 | v8 | TRUE
https://raw.githubusercontent.com/mrc-ide/global-lmic-reports/master/AFG/projections.csv | 2021-07-10 | cumulative_infections | 2910974.61 | 3053381.07 | 3133759.69 | 3131605.02 | 3211383.66 | 3412648.89 | Additional 50% Reduction | Afghanistan | AFG | 2022-01-02 | v8 | TRUE
https://raw.githubusercontent.com/mrc-ide/global-lmic-reports/master/AFG/projections.csv | 2021-07-10 | cumulative_deaths | 5363.84 | 5648.2 | 5833.22 | 5825.97 | 5997.29 | 6430.05 | Additional 50% Reduction | Afghanistan | AFG | 2022-01-02 | v8 | TRUE
https://raw.githubusercontent.com/mrc-ide/global-lmic-reports/master/AFG/projections.csv | 2021-07-10 | Rt | 0.76 | 0.78 | 0.79 | 0.79 | 0.8 | 0.82 | Additional 50% Reduction | Afghanistan | AFG | 2022-01-02 | v8 | TRUE
https://raw.githubusercontent.com/mrc-ide/global-lmic-reports/master/AFG/projections.csv | 2021-07-10 | Reff | 0.67 | 0.69 | 0.7 | 0.7 | 0.71 | 0.73 | Additional 50% Reduction | Afghanistan | AFG | 2022-01-02 | v8 | TRUE
https://raw.githubusercontent.com/mrc-ide/global-lmic-reports/master/AFG/projections.csv | 2021-07-10 | infections | 20951.05 | 22290.04 | 22941.35 | 22938.91 | 23665.25 | 24957.65 | Maintain Status Quo | Afghanistan | AFG | 2022-01-02 | v8 | TRUE
https://raw.githubusercontent.com/mrc-ide/global-lmic-reports/master/AFG/projections.csv | 2021-07-10 | deaths | 75.18 | 79.32 | 82.96 | 83.02 | 86.94 | 92.39 | Maintain Status Quo | Afghanistan | AFG | 2022-01-02 | v8 | TRUE
https://raw.githubusercontent.com/mrc-ide/global-lmic-reports/master/AFG/projections.csv | 2021-07-10 | hospital_demand | 2291.33 | 2421.73 | 2499.43 | 2513.51 | 2623.66 | 2755.86 | Maintain Status Quo | Afghanistan | AFG | 2022-01-02 | v8 | TRUE
https://raw.githubusercontent.com/mrc-ide/global-lmic-reports/master/AFG/projections.csv | 2021-07-10 | ICU_demand | 352.49 | 357.08 | 361.3 | 361.21 | 365.38 | 371.68 | Maintain Status Quo | Afghanistan | AFG | 2022-01-02 | v8 | TRUE
https://raw.githubusercontent.com/mrc-ide/global-lmic-reports/master/AFG/projections.csv | 2021-07-10 | hospital_incidence | 218.79 | 229.93 | 240.78 | 239.41 | 248.1 | 263.75 | Maintain Status Quo | Afghanistan | AFG | 2022-01-02 | v8 | TRUE
https://raw.githubusercontent.com/mrc-ide/global-lmic-reports/master/AFG/projections.csv | 2021-07-10 | ICU_incidence | 67.72 | 71.16 | 74.52 | 74.09 | 76.77 | 81.59 | Maintain Status Quo | Afghanistan | AFG | 2022-01-02 | v8 | TRUE
https://raw.githubusercontent.com/mrc-ide/global-lmic-reports/master/AFG/projections.csv | 2021-07-10 | prevalence | 176071.15 | 187445.84 | 194618.81 | 193842.16 | 200201.36 | 212464.69 | Maintain Status Quo | Afghanistan | AFG | 2022-01-02 | v8 | TRUE
https://raw.githubusercontent.com/mrc-ide/global-lmic-reports/master/AFG/projections.csv | 2021-07-10 | cumulative_infections | 2910974.61 | 3053381.07 | 3133759.69 | 3131605.02 | 3211383.66 | 3412648.89 | Maintain Status Quo | Afghanistan | AFG | 2022-01-02 | v8 | TRUE
https://raw.githubusercontent.com/mrc-ide/global-lmic-reports/master/AFG/projections.csv | 2021-07-10 | cumulative_deaths | 5363.84 | 5648.2 | 5833.22 | 5825.97 | 5997.29 | 6430.05 | Maintain Status Quo | Afghanistan | AFG | 2022-01-02 | v8 | TRUE
https://raw.githubusercontent.com/mrc-ide/global-lmic-reports/master/AFG/projections.csv | 2021-07-10 | Rt | 0.76 | 0.78 | 0.79 | 0.79 | 0.8 | 0.82 | Maintain Status Quo | Afghanistan | AFG | 2022-01-02 | v8 | TRUE
https://raw.githubusercontent.com/mrc-ide/global-lmic-reports/master/AFG/projections.csv | 2021-07-10 | Reff | 0.67 | 0.69 | 0.7 | 0.7 | 0.71 | 0.73 | Maintain Status Quo | Afghanistan | AFG | 2022-01-02 | v8 | TRUE
https://raw.githubusercontent.com/mrc-ide/global-lmic-reports/master/AFG/projections.csv | 2021-07-10 | infections | 20951.05 | 22290.04 | 22941.35 | 22938.91 | 23665.25 | 24957.65 | Optimistic | Afghanistan | AFG | 2022-01-02 | v8 | TRUE
https://raw.githubusercontent.com/mrc-ide/global-lmic-reports/master/AFG/projections.csv | 2021-07-10 | deaths | 75.18 | 79.32 | 82.96 | 83.02 | 86.94 | 92.39 | Optimistic | Afghanistan | AFG | 2022-01-02 | v8 | TRUE
https://raw.githubusercontent.com/mrc-ide/global-lmic-reports/master/AFG/projections.csv | 2021-07-10 | hospital_demand | 2291.33 | 2421.73 | 2499.43 | 2513.51 | 2623.66 | 2755.86 | Optimistic | Afghanistan | AFG | 2022-01-02 | v8 | TRUE
https://raw.githubusercontent.com/mrc-ide/global-lmic-reports/master/AFG/projections.csv | 2021-07-10 | ICU_demand | 352.49 | 357.08 | 361.3 | 361.21 | 365.38 | 371.68 | Optimistic | Afghanistan | AFG | 2022-01-02 | v8 | TRUE
https://raw.githubusercontent.com/mrc-ide/global-lmic-reports/master/AFG/projections.csv | 2021-07-10 | hospital_incidence | 218.79 | 229.93 | 240.78 | 239.41 | 248.1 | 263.75 | Optimistic | Afghanistan | AFG | 2022-01-02 | v8 | TRUE
https://raw.githubusercontent.com/mrc-ide/global-lmic-reports/master/AFG/projections.csv | 2021-07-10 | ICU_incidence | 67.72 | 71.16 | 74.52 | 74.09 | 76.77 | 81.59 | Optimistic | Afghanistan | AFG | 2022-01-02 | v8 | TRUE
https://raw.githubusercontent.com/mrc-ide/global-lmic-reports/master/AFG/projections.csv | 2021-07-10 | prevalence | 176071.15 | 187445.84 | 194618.81 | 193842.16 | 200201.36 | 212464.69 | Optimistic | Afghanistan | AFG | 2022-01-02 | v8 | TRUE
https://raw.githubusercontent.com/mrc-ide/global-lmic-reports/master/AFG/projections.csv | 2021-07-10 | cumulative_infections | 2910974.61 | 3053381.07 | 3133759.69 | 3131605.02 | 3211383.66 | 3412648.89 | Optimistic | Afghanistan | AFG | 2022-01-02 | v8 | TRUE
https://raw.githubusercontent.com/mrc-ide/global-lmic-reports/master/AFG/projections.csv | 2021-07-10 | cumulative_deaths | 5363.84 | 5648.2 | 5833.22 | 5825.97 | 5997.29 | 6430.05 | Optimistic | Afghanistan | AFG | 2022-01-02 | v8 | TRUE
https://raw.githubusercontent.com/mrc-ide/global-lmic-reports/master/AFG/projections.csv | 2021-07-10 | Rt | 0.76 | 0.78 | 0.79 | 0.79 | 0.8 | 0.82 | Optimistic | Afghanistan | AFG | 2022-01-02 | v8 | TRUE
https://raw.githubusercontent.com/mrc-ide/global-lmic-reports/master/AFG/projections.csv | 2021-07-10 | Reff | 0.67 | 0.69 | 0.7 | 0.7 | 0.71 | 0.73 | Optimistic | Afghanistan | AFG | 2022-01-02 | v8 | TRUE
https://raw.githubusercontent.com/mrc-ide/global-lmic-reports/master/AFG/projections.csv | 2021-07-10 | infections | 20951.05 | 22290.04 | 22941.35 | 22938.91 | 23665.25 | 24957.65 | Pessimistic | Afghanistan | AFG | 2022-01-02 | v8 | TRUE
https://raw.githubusercontent.com/mrc-ide/global-lmic-reports/master/AFG/projections.csv | 2021-07-10 | deaths | 75.18 | 79.32 | 82.96 | 83.02 | 86.94 | 92.39 | Pessimistic | Afghanistan | AFG | 2022-01-02 | v8 | TRUE
https://raw.githubusercontent.com/mrc-ide/global-lmic-reports/master/AFG/projections.csv | 2021-07-10 | hospital_demand | 2291.33 | 2421.73 | 2499.43 | 2513.51 | 2623.66 | 2755.86 | Pessimistic | Afghanistan | AFG | 2022-01-02 | v8 | TRUE
https://raw.githubusercontent.com/mrc-ide/global-lmic-reports/master/AFG/projections.csv | 2021-07-10 | ICU_demand | 352.49 | 357.08 | 361.3 | 361.21 | 365.38 | 371.68 | Pessimistic | Afghanistan | AFG | 2022-01-02 | v8 | TRUE
https://raw.githubusercontent.com/mrc-ide/global-lmic-reports/master/AFG/projections.csv | 2021-07-10 | hospital_incidence | 218.79 | 229.93 | 240.78 | 239.41 | 248.1 | 263.75 | Pessimistic | Afghanistan | AFG | 2022-01-02 | v8 | TRUE
https://raw.githubusercontent.com/mrc-ide/global-lmic-reports/master/AFG/projections.csv | 2021-07-10 | ICU_incidence | 67.72 | 71.16 | 74.52 | 74.09 | 76.77 | 81.59 | Pessimistic | Afghanistan | AFG | 2022-01-02 | v8 | TRUE
https://raw.githubusercontent.com/mrc-ide/global-lmic-reports/master/AFG/projections.csv | 2021-07-10 | prevalence | 176071.15 | 187445.84 | 194618.81 | 193842.16 | 200201.36 | 212464.69 | Pessimistic | Afghanistan | AFG | 2022-01-02 | v8 | TRUE
https://raw.githubusercontent.com/mrc-ide/global-lmic-reports/master/AFG/projections.csv | 2021-07-10 | cumulative_infections | 2910974.61 | 3053381.07 | 3133759.69 | 3131605.02 | 3211383.66 | 3412648.89 | Pessimistic | Afghanistan | AFG | 2022-01-02 | v8 | TRUE
https://raw.githubusercontent.com/mrc-ide/global-lmic-reports/master/AFG/projections.csv | 2021-07-10 | cumulative_deaths | 5363.84 | 5648.2 | 5833.22 | 5825.97 | 5997.29 | 6430.05 | Pessimistic | Afghanistan | AFG | 2022-01-02 | v8 | TRUE
https://raw.githubusercontent.com/mrc-ide/global-lmic-reports/master/AFG/projections.csv | 2021-07-10 | Rt | 0.76 | 0.78 | 0.79 | 0.79 | 0.8 | 0.82 | Pessimistic | Afghanistan | AFG | 2022-01-02 | v8 | TRUE
https://raw.githubusercontent.com/mrc-ide/global-lmic-reports/master/AFG/projections.csv | 2021-07-10 | Reff | 0.67 | 0.69 | 0.7 | 0.7 | 0.71 | 0.73 | Pessimistic | Afghanistan | AFG | 2022-01-02 | v8 | TRUE
https://raw.githubusercontent.com/mrc-ide/global-lmic-reports/master/AFG/projections.csv | 2021-07-10 | infections | 20951.05 | 22290.04 | 22941.35 | 22938.91 | 23665.25 | 24957.65 | Relax Interventions 50% | Afghanistan | AFG | 2022-01-02 | v8 | TRUE
https://raw.githubusercontent.com/mrc-ide/global-lmic-reports/master/AFG/projections.csv | 2021-07-10 | deaths | 75.18 | 79.32 | 82.96 | 83.02 | 86.94 | 92.39 | Relax Interventions 50% | Afghanistan | AFG | 2022-01-02 | v8 | TRUE
https://raw.githubusercontent.com/mrc-ide/global-lmic-reports/master/AFG/projections.csv | 2021-07-10 | hospital_demand | 2291.33 | 2421.73 | 2499.43 | 2513.51 | 2623.66 | 2755.86 | Relax Interventions 50% | Afghanistan | AFG | 2022-01-02 | v8 | TRUE
https://raw.githubusercontent.com/mrc-ide/global-lmic-reports/master/AFG/projections.csv | 2021-07-10 | ICU_demand | 352.49 | 357.08 | 361.3 | 361.21 | 365.38 | 371.68 | Relax Interventions 50% | Afghanistan | AFG | 2022-01-02 | v8 | TRUE
https://raw.githubusercontent.com/mrc-ide/global-lmic-reports/master/AFG/projections.csv | 2021-07-10 | hospital_incidence | 218.79 | 229.93 | 240.78 | 239.41 | 248.1 | 263.75 | Relax Interventions 50% | Afghanistan | AFG | 2022-01-02 | v8 | TRUE
https://raw.githubusercontent.com/mrc-ide/global-lmic-reports/master/AFG/projections.csv | 2021-07-10 | ICU_incidence | 67.72 | 71.16 | 74.52 | 74.09 | 76.77 | 81.59 | Relax Interventions 50% | Afghanistan | AFG | 2022-01-02 | v8 | TRUE
https://raw.githubusercontent.com/mrc-ide/global-lmic-reports/master/AFG/projections.csv | 2021-07-10 | prevalence | 176071.15 | 187445.84 | 194618.81 | 193842.16 | 200201.36 | 212464.69 | Relax Interventions 50% | Afghanistan | AFG | 2022-01-02 | v8 | TRUE
https://raw.githubusercontent.com/mrc-ide/global-lmic-reports/master/AFG/projections.csv | 2021-07-10 | cumulative_infections | 2910974.61 | 3053381.07 | 3133759.69 | 3131605.02 | 3211383.66 | 3412648.89 | Relax Interventions 50% | Afghanistan | AFG | 2022-01-02 | v8 | TRUE
https://raw.githubusercontent.com/mrc-ide/global-lmic-reports/master/AFG/projections.csv | 2021-07-10 | cumulative_deaths | 5363.84 | 5648.2 | 5833.22 | 5825.97 | 5997.29 | 6430.05 | Relax Interventions 50% | Afghanistan | AFG | 2022-01-02 | v8 | TRUE
https://raw.githubusercontent.com/mrc-ide/global-lmic-reports/master/AFG/projections.csv | 2021-07-10 | Rt | 0.76 | 0.78 | 0.79 | 0.79 | 0.8 | 0.82 | Relax Interventions 50% | Afghanistan | AFG | 2022-01-02 | v8 | TRUE
https://raw.githubusercontent.com/mrc-ide/global-lmic-reports/master/AFG/projections.csv | 2021-07-10 | Reff | 0.67 | 0.69 | 0.7 | 0.7 | 0.71 | 0.73 | Relax Interventions 50% | Afghanistan | AFG | 2022-01-02 | v8 | TRUE
https://raw.githubusercontent.com/mrc-ide/global-lmic-reports/master/AFG/projections.csv | 2021-07-10 | infections | 21142.84 | 22209.17 | 23097.62 | 23011.07 | 23745.95 | 24791.97 | Surged Additional 50% Reduction | Afghanistan | AFG | 2022-01-02 | v8 | TRUE
https://raw.githubusercontent.com/mrc-ide/global-lmic-reports/master/AFG/projections.csv | 2021-07-10 | deaths | 54.31 | 57.94 | 59.69 | 59.96 | 61.66 | 65.83 | Surged Additional 50% Reduction | Afghanistan | AFG | 2022-01-02 | v8 | TRUE
https://raw.githubusercontent.com/mrc-ide/global-lmic-reports/master/AFG/projections.csv | 2021-07-10 | hospital_demand | 2341.04 | 2493.27 | 2607.59 | 2597.17 | 2669.54 | 2879.13 | Surged Additional 50% Reduction | Afghanistan | AFG | 2022-01-02 | v8 | TRUE
https://raw.githubusercontent.com/mrc-ide/global-lmic-reports/master/AFG/projections.csv | 2021-07-10 | ICU_demand | 996.37 | 1060.97 | 1100.36 | 1100.65 | 1132.9 | 1211.9 | Surged Additional 50% Reduction | Afghanistan | AFG | 2022-01-02 | v8 | TRUE
https://raw.githubusercontent.com/mrc-ide/global-lmic-reports/master/AFG/projections.csv | 2021-07-10 | hospital_incidence | 214.94 | 230.02 | 239.69 | 239.15 | 244.96 | 267.67 | Surged Additional 50% Reduction | Afghanistan | AFG | 2022-01-02 | v8 | TRUE
https://raw.githubusercontent.com/mrc-ide/global-lmic-reports/master/AFG/projections.csv | 2021-07-10 | ICU_incidence | 66.53 | 71.19 | 74.17 | 74.01 | 75.81 | 82.82 | Surged Additional 50% Reduction | Afghanistan | AFG | 2022-01-02 | v8 | TRUE
https://raw.githubusercontent.com/mrc-ide/global-lmic-reports/master/AFG/projections.csv | 2021-07-10 | prevalence | 177091.68 | 187281.01 | 195858.49 | 194803.29 | 200209.09 | 213293.81 | Surged Additional 50% Reduction | Afghanistan | AFG | 2022-01-02 | v8 | TRUE
https://raw.githubusercontent.com/mrc-ide/global-lmic-reports/master/AFG/projections.csv | 2021-07-10 | cumulative_infections | 2962912.72 | 3044384.09 | 3098618.25 | 3108984.63 | 3159601.1 | 3329711.34 | Surged Additional 50% Reduction | Afghanistan | AFG | 2022-01-02 | v8 | TRUE
https://raw.githubusercontent.com/mrc-ide/global-lmic-reports/master/AFG/projections.csv | 2021-07-10 | cumulative_deaths | 4243.27 | 4376.95 | 4469.84 | 4463.8 | 4542.38 | 4723.91 | Surged Additional 50% Reduction | Afghanistan | AFG | 2022-01-02 | v8 | TRUE
https://raw.githubusercontent.com/mrc-ide/global-lmic-reports/master/AFG/projections.csv | 2021-07-10 | Rt | 0.76 | 0.78 | 0.79 | 0.79 | 0.8 | 0.81 | Surged Additional 50% Reduction | Afghanistan | AFG | 2022-01-02 | v8 | TRUE
https://raw.githubusercontent.com/mrc-ide/global-lmic-reports/master/AFG/projections.csv | 2021-07-10 | Reff | 0.67 | 0.69 | 0.7 | 0.7 | 0.71 | 0.72 | Surged Additional 50% Reduction | Afghanistan | AFG | 2022-01-02 | v8 | TRUE
https://raw.githubusercontent.com/mrc-ide/global-lmic-reports/master/AFG/projections.csv | 2021-07-10 | infections | 21142.84 | 22209.17 | 23097.62 | 23011.07 | 23745.95 | 24791.97 | Surged Maintain Status Quo | Afghanistan | AFG | 2022-01-02 | v8 | TRUE
https://raw.githubusercontent.com/mrc-ide/global-lmic-reports/master/AFG/projections.csv | 2021-07-10 | deaths | 54.31 | 57.94 | 59.69 | 59.96 | 61.66 | 65.83 | Surged Maintain Status Quo | Afghanistan | AFG | 2022-01-02 | v8 | TRUE
https://raw.githubusercontent.com/mrc-ide/global-lmic-reports/master/AFG/projections.csv | 2021-07-10 | hospital_demand | 2341.04 | 2493.27 | 2607.59 | 2597.17 | 2669.54 | 2879.13 | Surged Maintain Status Quo | Afghanistan | AFG | 2022-01-02 | v8 | TRUE
https://raw.githubusercontent.com/mrc-ide/global-lmic-reports/master/AFG/projections.csv | 2021-07-10 | ICU_demand | 996.37 | 1060.97 | 1100.36 | 1100.65 | 1132.9 | 1211.9 | Surged Maintain Status Quo | Afghanistan | AFG | 2022-01-02 | v8 | TRUE
https://raw.githubusercontent.com/mrc-ide/global-lmic-reports/master/AFG/projections.csv | 2021-07-10 | hospital_incidence | 214.94 | 230.02 | 239.69 | 239.15 | 244.96 | 267.67 | Surged Maintain Status Quo | Afghanistan | AFG | 2022-01-02 | v8 | TRUE
https://raw.githubusercontent.com/mrc-ide/global-lmic-reports/master/AFG/projections.csv | 2021-07-10 | ICU_incidence | 66.53 | 71.19 | 74.17 | 74.01 | 75.81 | 82.82 | Surged Maintain Status Quo | Afghanistan | AFG | 2022-01-02 | v8 | TRUE
https://raw.githubusercontent.com/mrc-ide/global-lmic-reports/master/AFG/projections.csv | 2021-07-10 | prevalence | 177091.68 | 187281.01 | 195858.49 | 194803.29 | 200209.09 | 213293.81 | Surged Maintain Status Quo | Afghanistan | AFG | 2022-01-02 | v8 | TRUE
https://raw.githubusercontent.com/mrc-ide/global-lmic-reports/master/AFG/projections.csv | 2021-07-10 | cumulative_infections | 2962912.72 | 3044384.09 | 3098618.25 | 3108984.63 | 3159601.1 | 3329711.34 | Surged Maintain Status Quo | Afghanistan | AFG | 2022-01-02 | v8 | TRUE
https://raw.githubusercontent.com/mrc-ide/global-lmic-reports/master/AFG/projections.csv | 2021-07-10 | cumulative_deaths | 4243.27 | 4376.95 | 4469.84 | 4463.8 | 4542.38 | 4723.91 | Surged Maintain Status Quo | Afghanistan | AFG | 2022-01-02 | v8 | TRUE
https://raw.githubusercontent.com/mrc-ide/global-lmic-reports/master/AFG/projections.csv | 2021-07-10 | Rt | 0.76 | 0.78 | 0.79 | 0.79 | 0.8 | 0.81 | Surged Maintain Status Quo | Afghanistan | AFG | 2022-01-02 | v8 | TRUE
https://raw.githubusercontent.com/mrc-ide/global-lmic-reports/master/AFG/projections.csv | 2021-07-10 | Reff | 0.67 | 0.69 | 0.7 | 0.7 | 0.71 | 0.72 | Surged Maintain Status Quo | Afghanistan | AFG | 2022-01-02 | v8 | TRUE
https://raw.githubusercontent.com/mrc-ide/global-lmic-reports/master/AFG/projections.csv | 2021-07-10 | infections | 21142.84 | 22209.17 | 23097.62 | 23011.07 | 23745.95 | 24791.97 | Surged Optimistic | Afghanistan | AFG | 2022-01-02 | v8 | TRUE
https://raw.githubusercontent.com/mrc-ide/global-lmic-reports/master/AFG/projections.csv | 2021-07-10 | deaths | 54.31 | 57.94 | 59.69 | 59.96 | 61.66 | 65.83 | Surged Optimistic | Afghanistan | AFG | 2022-01-02 | v8 | TRUE
https://raw.githubusercontent.com/mrc-ide/global-lmic-reports/master/AFG/projections.csv | 2021-07-10 | hospital_demand | 2341.04 | 2493.27 | 2607.59 | 2597.17 | 2669.54 | 2879.13 | Surged Optimistic | Afghanistan | AFG | 2022-01-02 | v8 | TRUE
https://raw.githubusercontent.com/mrc-ide/global-lmic-reports/master/AFG/projections.csv | 2021-07-10 | ICU_demand | 996.37 | 1060.97 | 1100.36 | 1100.65 | 1132.9 | 1211.9 | Surged Optimistic | Afghanistan | AFG | 2022-01-02 | v8 | TRUE
https://raw.githubusercontent.com/mrc-ide/global-lmic-reports/master/AFG/projections.csv | 2021-07-10 | hospital_incidence | 214.94 | 230.02 | 239.69 | 239.15 | 244.96 | 267.67 | Surged Optimistic | Afghanistan | AFG | 2022-01-02 | v8 | TRUE
https://raw.githubusercontent.com/mrc-ide/global-lmic-reports/master/AFG/projections.csv | 2021-07-10 | ICU_incidence | 66.53 | 71.19 | 74.17 | 74.01 | 75.81 | 82.82 | Surged Optimistic | Afghanistan | AFG | 2022-01-02 | v8 | TRUE
https://raw.githubusercontent.com/mrc-ide/global-lmic-reports/master/AFG/projections.csv | 2021-07-10 | prevalence | 177091.68 | 187281.01 | 195858.49 | 194803.29 | 200209.09 | 213293.81 | Surged Optimistic | Afghanistan | AFG | 2022-01-02 | v8 | TRUE
https://raw.githubusercontent.com/mrc-ide/global-lmic-reports/master/AFG/projections.csv | 2021-07-10 | cumulative_infections | 2962912.72 | 3044384.09 | 3098618.25 | 3108984.63 | 3159601.1 | 3329711.34 | Surged Optimistic | Afghanistan | AFG | 2022-01-02 | v8 | TRUE
https://raw.githubusercontent.com/mrc-ide/global-lmic-reports/master/AFG/projections.csv | 2021-07-10 | cumulative_deaths | 4243.27 | 4376.95 | 4469.84 | 4463.8 | 4542.38 | 4723.91 | Surged Optimistic | Afghanistan | AFG | 2022-01-02 | v8 | TRUE
https://raw.githubusercontent.com/mrc-ide/global-lmic-reports/master/AFG/projections.csv | 2021-07-10 | Rt | 0.76 | 0.78 | 0.79 | 0.79 | 0.8 | 0.81 | Surged Optimistic | Afghanistan | AFG | 2022-01-02 | v8 | TRUE
https://raw.githubusercontent.com/mrc-ide/global-lmic-reports/master/AFG/projections.csv | 2021-07-10 | Reff | 0.67 | 0.69 | 0.7 | 0.7 | 0.71 | 0.72 | Surged Optimistic | Afghanistan | AFG | 2022-01-02 | v8 | TRUE
https://raw.githubusercontent.com/mrc-ide/global-lmic-reports/master/AFG/projections.csv | 2021-07-10 | infections | 21142.84 | 22209.17 | 23097.62 | 23011.07 | 23745.95 | 24791.97 | Surged Pessimistic | Afghanistan | AFG | 2022-01-02 | v8 | TRUE
https://raw.githubusercontent.com/mrc-ide/global-lmic-reports/master/AFG/projections.csv | 2021-07-10 | deaths | 54.31 | 57.94 | 59.69 | 59.96 | 61.66 | 65.83 | Surged Pessimistic | Afghanistan | AFG | 2022-01-02 | v8 | TRUE
https://raw.githubusercontent.com/mrc-ide/global-lmic-reports/master/AFG/projections.csv | 2021-07-10 | hospital_demand | 2341.04 | 2493.27 | 2607.59 | 2597.17 | 2669.54 | 2879.13 | Surged Pessimistic | Afghanistan | AFG | 2022-01-02 | v8 | TRUE
https://raw.githubusercontent.com/mrc-ide/global-lmic-reports/master/AFG/projections.csv | 2021-07-10 | ICU_demand | 996.37 | 1060.97 | 1100.36 | 1100.65 | 1132.9 | 1211.9 | Surged Pessimistic | Afghanistan | AFG | 2022-01-02 | v8 | TRUE
https://raw.githubusercontent.com/mrc-ide/global-lmic-reports/master/AFG/projections.csv | 2021-07-10 | hospital_incidence | 214.94 | 230.02 | 239.69 | 239.15 | 244.96 | 267.67 | Surged Pessimistic | Afghanistan | AFG | 2022-01-02 | v8 | TRUE
https://raw.githubusercontent.com/mrc-ide/global-lmic-reports/master/AFG/projections.csv | 2021-07-10 | ICU_incidence | 66.53 | 71.19 | 74.17 | 74.01 | 75.81 | 82.82 | Surged Pessimistic | Afghanistan | AFG | 2022-01-02 | v8 | TRUE
https://raw.githubusercontent.com/mrc-ide/global-lmic-reports/master/AFG/projections.csv | 2021-07-10 | prevalence | 177091.68 | 187281.01 | 195858.49 | 194803.29 | 200209.09 | 213293.81 | Surged Pessimistic | Afghanistan | AFG | 2022-01-02 | v8 | TRUE
https://raw.githubusercontent.com/mrc-ide/global-lmic-reports/master/AFG/projections.csv | 2021-07-10 | cumulative_infections | 2962912.72 | 3044384.09 | 3098618.25 | 3108984.63 | 3159601.1 | 3329711.34 | Surged Pessimistic | Afghanistan | AFG | 2022-01-02 | v8 | TRUE
https://raw.githubusercontent.com/mrc-ide/global-lmic-reports/master/AFG/projections.csv | 2021-07-10 | cumulative_deaths | 4243.27 | 4376.95 | 4469.84 | 4463.8 | 4542.38 | 4723.91 | Surged Pessimistic | Afghanistan | AFG | 2022-01-02 | v8 | TRUE
https://raw.githubusercontent.com/mrc-ide/global-lmic-reports/master/AFG/projections.csv | 2021-07-10 | Rt | 0.76 | 0.78 | 0.79 | 0.79 | 0.8 | 0.81 | Surged Pessimistic | Afghanistan | AFG | 2022-01-02 | v8 | TRUE
https://raw.githubusercontent.com/mrc-ide/global-lmic-reports/master/AFG/projections.csv | 2021-07-10 | Reff | 0.67 | 0.69 | 0.7 | 0.7 | 0.71 | 0.72 | Surged Pessimistic | Afghanistan | AFG | 2022-01-02 | v8 | TRUE
https://raw.githubusercontent.com/mrc-ide/global-lmic-reports/master/AFG/projections.csv | 2021-07-10 | infections | 21142.84 | 22209.17 | 23097.62 | 23011.07 | 23745.95 | 24791.97 | Surged Relax Interventions 50% | Afghanistan | AFG | 2022-01-02 | v8 | TRUE
https://raw.githubusercontent.com/mrc-ide/global-lmic-reports/master/AFG/projections.csv | 2021-07-10 | deaths | 54.31 | 57.94 | 59.69 | 59.96 | 61.66 | 65.83 | Surged Relax Interventions 50% | Afghanistan | AFG | 2022-01-02 | v8 | TRUE
https://raw.githubusercontent.com/mrc-ide/global-lmic-reports/master/AFG/projections.csv | 2021-07-10 | hospital_demand | 2341.04 | 2493.27 | 2607.59 | 2597.17 | 2669.54 | 2879.13 | Surged Relax Interventions 50% | Afghanistan | AFG | 2022-01-02 | v8 | TRUE
https://raw.githubusercontent.com/mrc-ide/global-lmic-reports/master/AFG/projections.csv | 2021-07-10 | ICU_demand | 996.37 | 1060.97 | 1100.36 | 1100.65 | 1132.9 | 1211.9 | Surged Relax Interventions 50% | Afghanistan | AFG | 2022-01-02 | v8 | TRUE
https://raw.githubusercontent.com/mrc-ide/global-lmic-reports/master/AFG/projections.csv | 2021-07-10 | hospital_incidence | 214.94 | 230.02 | 239.69 | 239.15 | 244.96 | 267.67 | Surged Relax Interventions 50% | Afghanistan | AFG | 2022-01-02 | v8 | TRUE
https://raw.githubusercontent.com/mrc-ide/global-lmic-reports/master/AFG/projections.csv | 2021-07-10 | ICU_incidence | 66.53 | 71.19 | 74.17 | 74.01 | 75.81 | 82.82 | Surged Relax Interventions 50% | Afghanistan | AFG | 2022-01-02 | v8 | TRUE
https://raw.githubusercontent.com/mrc-ide/global-lmic-reports/master/AFG/projections.csv | 2021-07-10 | prevalence | 177091.68 | 187281.01 | 195858.49 | 194803.29 | 200209.09 | 213293.81 | Surged Relax Interventions 50% | Afghanistan | AFG | 2022-01-02 | v8 | TRUE
https://raw.githubusercontent.com/mrc-ide/global-lmic-reports/master/AFG/projections.csv | 2021-07-10 | cumulative_infections | 2962912.72 | 3044384.09 | 3098618.25 | 3108984.63 | 3159601.1 | 3329711.34 | Surged Relax Interventions 50% | Afghanistan | AFG | 2022-01-02 | v8 | TRUE
https://raw.githubusercontent.com/mrc-ide/global-lmic-reports/master/AFG/projections.csv | 2021-07-10 | cumulative_deaths | 4243.27 | 4376.95 | 4469.84 | 4463.8 | 4542.38 | 4723.91 | Surged Relax Interventions 50% | Afghanistan | AFG | 2022-01-02 | v8 | TRUE
https://raw.githubusercontent.com/mrc-ide/global-lmic-reports/master/AFG/projections.csv | 2021-07-10 | Rt | 0.76 | 0.78 | 0.79 | 0.79 | 0.8 | 0.81 | Surged Relax Interventions 50% | Afghanistan | AFG | 2022-01-02 | v8 | TRUE
https://raw.githubusercontent.com/mrc-ide/global-lmic-reports/master/AFG/projections.csv | 2021-07-10 | Reff | 0.67 | 0.69 | 0.7 | 0.7 | 0.71 | 0.72 | Surged Relax Interventions 50% | Afghanistan | AFG | 2022-01-02 | v8 | TRUE
https://raw.githubusercontent.com/mrc-ide/global-lmic-reports/master/AFG/projections.csv | 2021-07-11 | infections | 19761.32 | 21070.86 | 21593.86 | 21607.99 | 22194.59 | 23475.78 | Additional 50% Reduction | Afghanistan | AFG | 2022-01-02 | v8 | TRUE
https://raw.githubusercontent.com/mrc-ide/global-lmic-reports/master/AFG/projections.csv | 2021-07-11 | deaths | 72.35 | 76.35 | 79.99 | 79.86 | 83.47 | 88.87 | Additional 50% Reduction | Afghanistan | AFG | 2022-01-02 | v8 | TRUE
https://raw.githubusercontent.com/mrc-ide/global-lmic-reports/master/AFG/projections.csv | 2021-07-11 | hospital_demand | 2253.61 | 2373.04 | 2454.48 | 2467.52 | 2574.29 | 2704.15 | Additional 50% Reduction | Afghanistan | AFG | 2022-01-02 | v8 | TRUE
https://raw.githubusercontent.com/mrc-ide/global-lmic-reports/master/AFG/projections.csv | 2021-07-11 | ICU_demand | 349.08 | 353.61 | 357.73 | 357.41 | 361.27 | 367.46 | Additional 50% Reduction | Afghanistan | AFG | 2022-01-02 | v8 | TRUE
https://raw.githubusercontent.com/mrc-ide/global-lmic-reports/master/AFG/projections.csv | 2021-07-11 | hospital_incidence | 209.06 | 220.27 | 230.87 | 229.06 | 237.4 | 252.1 | Additional 50% Reduction | Afghanistan | AFG | 2022-01-02 | v8 | TRUE
https://raw.githubusercontent.com/mrc-ide/global-lmic-reports/master/AFG/projections.csv | 2021-07-11 | ICU_incidence | 64.63 | 68.09 | 71.37 | 70.81 | 73.38 | 77.9 | Additional 50% Reduction | Afghanistan | AFG | 2022-01-02 | v8 | TRUE
https://raw.githubusercontent.com/mrc-ide/global-lmic-reports/master/AFG/projections.csv | 2021-07-11 | prevalence | 167103.71 | 178581.94 | 184640.38 | 184436.51 | 190795.82 | 201779.29 | Additional 50% Reduction | Afghanistan | AFG | 2022-01-02 | v8 | TRUE
https://raw.githubusercontent.com/mrc-ide/global-lmic-reports/master/AFG/projections.csv | 2021-07-11 | cumulative_infections | 2930889.47 | 3074426.66 | 3154306.31 | 3153213.01 | 3234024.61 | 3435256.37 | Additional 50% Reduction | Afghanistan | AFG | 2022-01-02 | v8 | TRUE
https://raw.githubusercontent.com/mrc-ide/global-lmic-reports/master/AFG/projections.csv | 2021-07-11 | cumulative_deaths | 5437.13 | 5727.4 | 5913.83 | 5905.83 | 6079.53 | 6517.58 | Additional 50% Reduction | Afghanistan | AFG | 2022-01-02 | v8 | TRUE
https://raw.githubusercontent.com/mrc-ide/global-lmic-reports/master/AFG/projections.csv | 2021-07-11 | Rt | 0.79 | 0.81 | 0.82 | 0.82 | 0.83 | 0.85 | Additional 50% Reduction | Afghanistan | AFG | 2022-01-02 | v8 | TRUE
https://raw.githubusercontent.com/mrc-ide/global-lmic-reports/master/AFG/projections.csv | 2021-07-11 | Reff | 0.7 | 0.72 | 0.72 | 0.73 | 0.74 | 0.76 | Additional 50% Reduction | Afghanistan | AFG | 2022-01-02 | v8 | TRUE
https://raw.githubusercontent.com/mrc-ide/global-lmic-reports/master/AFG/projections.csv | 2021-07-11 | infections | 19761.32 | 21070.86 | 21593.86 | 21607.99 | 22194.59 | 23475.78 | Maintain Status Quo | Afghanistan | AFG | 2022-01-02 | v8 | TRUE
https://raw.githubusercontent.com/mrc-ide/global-lmic-reports/master/AFG/projections.csv | 2021-07-11 | deaths | 72.35 | 76.35 | 79.99 | 79.86 | 83.47 | 88.87 | Maintain Status Quo | Afghanistan | AFG | 2022-01-02 | v8 | TRUE
https://raw.githubusercontent.com/mrc-ide/global-lmic-reports/master/AFG/projections.csv | 2021-07-11 | hospital_demand | 2253.61 | 2373.04 | 2454.48 | 2467.52 | 2574.29 | 2704.15 | Maintain Status Quo | Afghanistan | AFG | 2022-01-02 | v8 | TRUE
https://raw.githubusercontent.com/mrc-ide/global-lmic-reports/master/AFG/projections.csv | 2021-07-11 | ICU_demand | 349.08 | 353.61 | 357.73 | 357.41 | 361.27 | 367.46 | Maintain Status Quo | Afghanistan | AFG | 2022-01-02 | v8 | TRUE
https://raw.githubusercontent.com/mrc-ide/global-lmic-reports/master/AFG/projections.csv | 2021-07-11 | hospital_incidence | 209.06 | 220.27 | 230.87 | 229.06 | 237.4 | 252.1 | Maintain Status Quo | Afghanistan | AFG | 2022-01-02 | v8 | TRUE
https://raw.githubusercontent.com/mrc-ide/global-lmic-reports/master/AFG/projections.csv | 2021-07-11 | ICU_incidence | 64.63 | 68.09 | 71.37 | 70.81 | 73.38 | 77.9 | Maintain Status Quo | Afghanistan | AFG | 2022-01-02 | v8 | TRUE
https://raw.githubusercontent.com/mrc-ide/global-lmic-reports/master/AFG/projections.csv | 2021-07-11 | prevalence | 167103.71 | 178581.94 | 184640.38 | 184436.51 | 190795.82 | 201779.29 | Maintain Status Quo | Afghanistan | AFG | 2022-01-02 | v8 | TRUE
https://raw.githubusercontent.com/mrc-ide/global-lmic-reports/master/AFG/projections.csv | 2021-07-11 | cumulative_infections | 2930889.47 | 3074426.66 | 3154306.31 | 3153213.01 | 3234024.61 | 3435256.37 | Maintain Status Quo | Afghanistan | AFG | 2022-01-02 | v8 | TRUE
https://raw.githubusercontent.com/mrc-ide/global-lmic-reports/master/AFG/projections.csv | 2021-07-11 | cumulative_deaths | 5437.13 | 5727.4 | 5913.83 | 5905.83 | 6079.53 | 6517.58 | Maintain Status Quo | Afghanistan | AFG | 2022-01-02 | v8 | TRUE
https://raw.githubusercontent.com/mrc-ide/global-lmic-reports/master/AFG/projections.csv | 2021-07-11 | Rt | 0.79 | 0.81 | 0.82 | 0.82 | 0.83 | 0.85 | Maintain Status Quo | Afghanistan | AFG | 2022-01-02 | v8 | TRUE
https://raw.githubusercontent.com/mrc-ide/global-lmic-reports/master/AFG/projections.csv | 2021-07-11 | Reff | 0.7 | 0.72 | 0.72 | 0.73 | 0.74 | 0.76 | Maintain Status Quo | Afghanistan | AFG | 2022-01-02 | v8 | TRUE
https://raw.githubusercontent.com/mrc-ide/global-lmic-reports/master/AFG/projections.csv | 2021-07-11 | infections | 19761.32 | 21070.86 | 21593.86 | 21607.99 | 22194.59 | 23475.78 | Optimistic | Afghanistan | AFG | 2022-01-02 | v8 | TRUE
https://raw.githubusercontent.com/mrc-ide/global-lmic-reports/master/AFG/projections.csv | 2021-07-11 | deaths | 72.35 | 76.35 | 79.99 | 79.86 | 83.47 | 88.87 | Optimistic | Afghanistan | AFG | 2022-01-02 | v8 | TRUE
https://raw.githubusercontent.com/mrc-ide/global-lmic-reports/master/AFG/projections.csv | 2021-07-11 | hospital_demand | 2253.61 | 2373.04 | 2454.48 | 2467.52 | 2574.29 | 2704.15 | Optimistic | Afghanistan | AFG | 2022-01-02 | v8 | TRUE
https://raw.githubusercontent.com/mrc-ide/global-lmic-reports/master/AFG/projections.csv | 2021-07-11 | ICU_demand | 349.08 | 353.61 | 357.73 | 357.41 | 361.27 | 367.46 | Optimistic | Afghanistan | AFG | 2022-01-02 | v8 | TRUE
https://raw.githubusercontent.com/mrc-ide/global-lmic-reports/master/AFG/projections.csv | 2021-07-11 | hospital_incidence | 209.06 | 220.27 | 230.87 | 229.06 | 237.4 | 252.1 | Optimistic | Afghanistan | AFG | 2022-01-02 | v8 | TRUE
https://raw.githubusercontent.com/mrc-ide/global-lmic-reports/master/AFG/projections.csv | 2021-07-11 | ICU_incidence | 64.63 | 68.09 | 71.37 | 70.81 | 73.38 | 77.9 | Optimistic | Afghanistan | AFG | 2022-01-02 | v8 | TRUE
https://raw.githubusercontent.com/mrc-ide/global-lmic-reports/master/AFG/projections.csv | 2021-07-11 | prevalence | 167103.71 | 178581.94 | 184640.38 | 184436.51 | 190795.82 | 201779.29 | Optimistic | Afghanistan | AFG | 2022-01-02 | v8 | TRUE
https://raw.githubusercontent.com/mrc-ide/global-lmic-reports/master/AFG/projections.csv | 2021-07-11 | cumulative_infections | 2930889.47 | 3074426.66 | 3154306.31 | 3153213.01 | 3234024.61 | 3435256.37 | Optimistic | Afghanistan | AFG | 2022-01-02 | v8 | TRUE
https://raw.githubusercontent.com/mrc-ide/global-lmic-reports/master/AFG/projections.csv | 2021-07-11 | cumulative_deaths | 5437.13 | 5727.4 | 5913.83 | 5905.83 | 6079.53 | 6517.58 | Optimistic | Afghanistan | AFG | 2022-01-02 | v8 | TRUE
https://raw.githubusercontent.com/mrc-ide/global-lmic-reports/master/AFG/projections.csv | 2021-07-11 | Rt | 0.79 | 0.81 | 0.82 | 0.82 | 0.83 | 0.85 | Optimistic | Afghanistan | AFG | 2022-01-02 | v8 | TRUE
https://raw.githubusercontent.com/mrc-ide/global-lmic-reports/master/AFG/projections.csv | 2021-07-11 | Reff | 0.7 | 0.72 | 0.72 | 0.73 | 0.74 | 0.76 | Optimistic | Afghanistan | AFG | 2022-01-02 | v8 | TRUE
https://raw.githubusercontent.com/mrc-ide/global-lmic-reports/master/AFG/projections.csv | 2021-07-11 | infections | 19761.32 | 21070.86 | 21593.86 | 21607.99 | 22194.59 | 23475.78 | Pessimistic | Afghanistan | AFG | 2022-01-02 | v8 | TRUE
https://raw.githubusercontent.com/mrc-ide/global-lmic-reports/master/AFG/projections.csv | 2021-07-11 | deaths | 72.35 | 76.35 | 79.99 | 79.86 | 83.47 | 88.87 | Pessimistic | Afghanistan | AFG | 2022-01-02 | v8 | TRUE
https://raw.githubusercontent.com/mrc-ide/global-lmic-reports/master/AFG/projections.csv | 2021-07-11 | hospital_demand | 2253.61 | 2373.04 | 2454.48 | 2467.52 | 2574.29 | 2704.15 | Pessimistic | Afghanistan | AFG | 2022-01-02 | v8 | TRUE
https://raw.githubusercontent.com/mrc-ide/global-lmic-reports/master/AFG/projections.csv | 2021-07-11 | ICU_demand | 349.08 | 353.61 | 357.73 | 357.41 | 361.27 | 367.46 | Pessimistic | Afghanistan | AFG | 2022-01-02 | v8 | TRUE
https://raw.githubusercontent.com/mrc-ide/global-lmic-reports/master/AFG/projections.csv | 2021-07-11 | hospital_incidence | 209.06 | 220.27 | 230.87 | 229.06 | 237.4 | 252.1 | Pessimistic | Afghanistan | AFG | 2022-01-02 | v8 | TRUE
https://raw.githubusercontent.com/mrc-ide/global-lmic-reports/master/AFG/projections.csv | 2021-07-11 | ICU_incidence | 64.63 | 68.09 | 71.37 | 70.81 | 73.38 | 77.9 | Pessimistic | Afghanistan | AFG | 2022-01-02 | v8 | TRUE
https://raw.githubusercontent.com/mrc-ide/global-lmic-reports/master/AFG/projections.csv | 2021-07-11 | prevalence | 167103.71 | 178581.94 | 184640.38 | 184436.51 | 190795.82 | 201779.29 | Pessimistic | Afghanistan | AFG | 2022-01-02 | v8 | TRUE
https://raw.githubusercontent.com/mrc-ide/global-lmic-reports/master/AFG/projections.csv | 2021-07-11 | cumulative_infections | 2930889.47 | 3074426.66 | 3154306.31 | 3153213.01 | 3234024.61 | 3435256.37 | Pessimistic | Afghanistan | AFG | 2022-01-02 | v8 | TRUE
https://raw.githubusercontent.com/mrc-ide/global-lmic-reports/master/AFG/projections.csv | 2021-07-11 | cumulative_deaths | 5437.13 | 5727.4 | 5913.83 | 5905.83 | 6079.53 | 6517.58 | Pessimistic | Afghanistan | AFG | 2022-01-02 | v8 | TRUE
https://raw.githubusercontent.com/mrc-ide/global-lmic-reports/master/AFG/projections.csv | 2021-07-11 | Rt | 0.79 | 0.81 | 0.82 | 0.82 | 0.83 | 0.85 | Pessimistic | Afghanistan | AFG | 2022-01-02 | v8 | TRUE
https://raw.githubusercontent.com/mrc-ide/global-lmic-reports/master/AFG/projections.csv | 2021-07-11 | Reff | 0.7 | 0.72 | 0.72 | 0.73 | 0.74 | 0.76 | Pessimistic | Afghanistan | AFG | 2022-01-02 | v8 | TRUE
https://raw.githubusercontent.com/mrc-ide/global-lmic-reports/master/AFG/projections.csv | 2021-07-11 | infections | 19761.32 | 21070.86 | 21593.86 | 21607.99 | 22194.59 | 23475.78 | Relax Interventions 50% | Afghanistan | AFG | 2022-01-02 | v8 | TRUE
https://raw.githubusercontent.com/mrc-ide/global-lmic-reports/master/AFG/projections.csv | 2021-07-11 | deaths | 72.35 | 76.35 | 79.99 | 79.86 | 83.47 | 88.87 | Relax Interventions 50% | Afghanistan | AFG | 2022-01-02 | v8 | TRUE
https://raw.githubusercontent.com/mrc-ide/global-lmic-reports/master/AFG/projections.csv | 2021-07-11 | hospital_demand | 2253.61 | 2373.04 | 2454.48 | 2467.52 | 2574.29 | 2704.15 | Relax Interventions 50% | Afghanistan | AFG | 2022-01-02 | v8 | TRUE
https://raw.githubusercontent.com/mrc-ide/global-lmic-reports/master/AFG/projections.csv | 2021-07-11 | ICU_demand | 349.08 | 353.61 | 357.73 | 357.41 | 361.27 | 367.46 | Relax Interventions 50% | Afghanistan | AFG | 2022-01-02 | v8 | TRUE
https://raw.githubusercontent.com/mrc-ide/global-lmic-reports/master/AFG/projections.csv | 2021-07-11 | hospital_incidence | 209.06 | 220.27 | 230.87 | 229.06 | 237.4 | 252.1 | Relax Interventions 50% | Afghanistan | AFG | 2022-01-02 | v8 | TRUE
https://raw.githubusercontent.com/mrc-ide/global-lmic-reports/master/AFG/projections.csv | 2021-07-11 | ICU_incidence | 64.63 | 68.09 | 71.37 | 70.81 | 73.38 | 77.9 | Relax Interventions 50% | Afghanistan | AFG | 2022-01-02 | v8 | TRUE
https://raw.githubusercontent.com/mrc-ide/global-lmic-reports/master/AFG/projections.csv | 2021-07-11 | prevalence | 167103.71 | 178581.94 | 184640.38 | 184436.51 | 190795.82 | 201779.29 | Relax Interventions 50% | Afghanistan | AFG | 2022-01-02 | v8 | TRUE
https://raw.githubusercontent.com/mrc-ide/global-lmic-reports/master/AFG/projections.csv | 2021-07-11 | cumulative_infections | 2930889.47 | 3074426.66 | 3154306.31 | 3153213.01 | 3234024.61 | 3435256.37 | Relax Interventions 50% | Afghanistan | AFG | 2022-01-02 | v8 | TRUE
https://raw.githubusercontent.com/mrc-ide/global-lmic-reports/master/AFG/projections.csv | 2021-07-11 | cumulative_deaths | 5437.13 | 5727.4 | 5913.83 | 5905.83 | 6079.53 | 6517.58 | Relax Interventions 50% | Afghanistan | AFG | 2022-01-02 | v8 | TRUE
https://raw.githubusercontent.com/mrc-ide/global-lmic-reports/master/AFG/projections.csv | 2021-07-11 | Rt | 0.79 | 0.81 | 0.82 | 0.82 | 0.83 | 0.85 | Relax Interventions 50% | Afghanistan | AFG | 2022-01-02 | v8 | TRUE
https://raw.githubusercontent.com/mrc-ide/global-lmic-reports/master/AFG/projections.csv | 2021-07-11 | Reff | 0.7 | 0.72 | 0.72 | 0.73 | 0.74 | 0.76 | Relax Interventions 50% | Afghanistan | AFG | 2022-01-02 | v8 | TRUE
https://raw.githubusercontent.com/mrc-ide/global-lmic-reports/master/AFG/projections.csv | 2021-07-11 | infections | 19932.62 | 20916.62 | 21846.51 | 21695.34 | 22470.82 | 23342.33 | Surged Additional 50% Reduction | Afghanistan | AFG | 2022-01-02 | v8 | TRUE
https://raw.githubusercontent.com/mrc-ide/global-lmic-reports/master/AFG/projections.csv | 2021-07-11 | deaths | 53.89 | 57.46 | 59.45 | 59.58 | 61.32 | 65.56 | Surged Additional 50% Reduction | Afghanistan | AFG | 2022-01-02 | v8 | TRUE
https://raw.githubusercontent.com/mrc-ide/global-lmic-reports/master/AFG/projections.csv | 2021-07-11 | hospital_demand | 2300.76 | 2451.82 | 2566.1 | 2553.1 | 2620.76 | 2832.92 | Surged Additional 50% Reduction | Afghanistan | AFG | 2022-01-02 | v8 | TRUE
https://raw.githubusercontent.com/mrc-ide/global-lmic-reports/master/AFG/projections.csv | 2021-07-11 | ICU_demand | 984.55 | 1047.66 | 1090.36 | 1088.22 | 1119.27 | 1199.73 | Surged Additional 50% Reduction | Afghanistan | AFG | 2022-01-02 | v8 | TRUE
https://raw.githubusercontent.com/mrc-ide/global-lmic-reports/master/AFG/projections.csv | 2021-07-11 | hospital_incidence | 206.19 | 220 | 229.71 | 228.9 | 234.61 | 255.18 | Surged Additional 50% Reduction | Afghanistan | AFG | 2022-01-02 | v8 | TRUE
https://raw.githubusercontent.com/mrc-ide/global-lmic-reports/master/AFG/projections.csv | 2021-07-11 | ICU_incidence | 63.75 | 68.02 | 71.02 | 70.76 | 72.51 | 78.87 | Surged Additional 50% Reduction | Afghanistan | AFG | 2022-01-02 | v8 | TRUE
https://raw.githubusercontent.com/mrc-ide/global-lmic-reports/master/AFG/projections.csv | 2021-07-11 | prevalence | 169027.62 | 178497.4 | 186202.68 | 185479.58 | 190790.84 | 202068.05 | Surged Additional 50% Reduction | Afghanistan | AFG | 2022-01-02 | v8 | TRUE
https://raw.githubusercontent.com/mrc-ide/global-lmic-reports/master/AFG/projections.csv | 2021-07-11 | cumulative_infections | 2984901.51 | 3065685.67 | 3119629.31 | 3130679.97 | 3181331.38 | 3351125.57 | Surged Additional 50% Reduction | Afghanistan | AFG | 2022-01-02 | v8 | TRUE
https://raw.githubusercontent.com/mrc-ide/global-lmic-reports/master/AFG/projections.csv | 2021-07-11 | cumulative_deaths | 4300.34 | 4436.53 | 4528.61 | 4523.38 | 4602.03 | 4790.03 | Surged Additional 50% Reduction | Afghanistan | AFG | 2022-01-02 | v8 | TRUE
https://raw.githubusercontent.com/mrc-ide/global-lmic-reports/master/AFG/projections.csv | 2021-07-11 | Rt | 0.79 | 0.81 | 0.82 | 0.82 | 0.83 | 0.85 | Surged Additional 50% Reduction | Afghanistan | AFG | 2022-01-02 | v8 | TRUE
https://raw.githubusercontent.com/mrc-ide/global-lmic-reports/master/AFG/projections.csv | 2021-07-11 | Reff | 0.7 | 0.72 | 0.73 | 0.73 | 0.74 | 0.75 | Surged Additional 50% Reduction | Afghanistan | AFG | 2022-01-02 | v8 | TRUE
https://raw.githubusercontent.com/mrc-ide/global-lmic-reports/master/AFG/projections.csv | 2021-07-11 | infections | 19932.62 | 20916.62 | 21846.51 | 21695.34 | 22470.82 | 23342.33 | Surged Maintain Status Quo | Afghanistan | AFG | 2022-01-02 | v8 | TRUE
https://raw.githubusercontent.com/mrc-ide/global-lmic-reports/master/AFG/projections.csv | 2021-07-11 | deaths | 53.89 | 57.46 | 59.45 | 59.58 | 61.32 | 65.56 | Surged Maintain Status Quo | Afghanistan | AFG | 2022-01-02 | v8 | TRUE
https://raw.githubusercontent.com/mrc-ide/global-lmic-reports/master/AFG/projections.csv | 2021-07-11 | hospital_demand | 2300.76 | 2451.82 | 2566.1 | 2553.1 | 2620.76 | 2832.92 | Surged Maintain Status Quo | Afghanistan | AFG | 2022-01-02 | v8 | TRUE
https://raw.githubusercontent.com/mrc-ide/global-lmic-reports/master/AFG/projections.csv | 2021-07-11 | ICU_demand | 984.55 | 1047.66 | 1090.36 | 1088.22 | 1119.27 | 1199.73 | Surged Maintain Status Quo | Afghanistan | AFG | 2022-01-02 | v8 | TRUE
https://raw.githubusercontent.com/mrc-ide/global-lmic-reports/master/AFG/projections.csv | 2021-07-11 | hospital_incidence | 206.19 | 220 | 229.71 | 228.9 | 234.61 | 255.18 | Surged Maintain Status Quo | Afghanistan | AFG | 2022-01-02 | v8 | TRUE
https://raw.githubusercontent.com/mrc-ide/global-lmic-reports/master/AFG/projections.csv | 2021-07-11 | ICU_incidence | 63.75 | 68.02 | 71.02 | 70.76 | 72.51 | 78.87 | Surged Maintain Status Quo | Afghanistan | AFG | 2022-01-02 | v8 | TRUE
https://raw.githubusercontent.com/mrc-ide/global-lmic-reports/master/AFG/projections.csv | 2021-07-11 | prevalence | 169027.62 | 178497.4 | 186202.68 | 185479.58 | 190790.84 | 202068.05 | Surged Maintain Status Quo | Afghanistan | AFG | 2022-01-02 | v8 | TRUE
https://raw.githubusercontent.com/mrc-ide/global-lmic-reports/master/AFG/projections.csv | 2021-07-11 | cumulative_infections | 2984901.51 | 3065685.67 | 3119629.31 | 3130679.97 | 3181331.38 | 3351125.57 | Surged Maintain Status Quo | Afghanistan | AFG | 2022-01-02 | v8 | TRUE
https://raw.githubusercontent.com/mrc-ide/global-lmic-reports/master/AFG/projections.csv | 2021-07-11 | cumulative_deaths | 4300.34 | 4436.53 | 4528.61 | 4523.38 | 4602.03 | 4790.03 | Surged Maintain Status Quo | Afghanistan | AFG | 2022-01-02 | v8 | TRUE
https://raw.githubusercontent.com/mrc-ide/global-lmic-reports/master/AFG/projections.csv | 2021-07-11 | Rt | 0.79 | 0.81 | 0.82 | 0.82 | 0.83 | 0.85 | Surged Maintain Status Quo | Afghanistan | AFG | 2022-01-02 | v8 | TRUE
https://raw.githubusercontent.com/mrc-ide/global-lmic-reports/master/AFG/projections.csv | 2021-07-11 | Reff | 0.7 | 0.72 | 0.73 | 0.73 | 0.74 | 0.75 | Surged Maintain Status Quo | Afghanistan | AFG | 2022-01-02 | v8 | TRUE
https://raw.githubusercontent.com/mrc-ide/global-lmic-reports/master/AFG/projections.csv | 2021-07-11 | infections | 19932.62 | 20916.62 | 21846.51 | 21695.34 | 22470.82 | 23342.33 | Surged Optimistic | Afghanistan | AFG | 2022-01-02 | v8 | TRUE
https://raw.githubusercontent.com/mrc-ide/global-lmic-reports/master/AFG/projections.csv | 2021-07-11 | deaths | 53.89 | 57.46 | 59.45 | 59.58 | 61.32 | 65.56 | Surged Optimistic | Afghanistan | AFG | 2022-01-02 | v8 | TRUE
https://raw.githubusercontent.com/mrc-ide/global-lmic-reports/master/AFG/projections.csv | 2021-07-11 | hospital_demand | 2300.76 | 2451.82 | 2566.1 | 2553.1 | 2620.76 | 2832.92 | Surged Optimistic | Afghanistan | AFG | 2022-01-02 | v8 | TRUE
https://raw.githubusercontent.com/mrc-ide/global-lmic-reports/master/AFG/projections.csv | 2021-07-11 | ICU_demand | 984.55 | 1047.66 | 1090.36 | 1088.22 | 1119.27 | 1199.73 | Surged Optimistic | Afghanistan | AFG | 2022-01-02 | v8 | TRUE
https://raw.githubusercontent.com/mrc-ide/global-lmic-reports/master/AFG/projections.csv | 2021-07-11 | hospital_incidence | 206.19 | 220 | 229.71 | 228.9 | 234.61 | 255.18 | Surged Optimistic | Afghanistan | AFG | 2022-01-02 | v8 | TRUE
https://raw.githubusercontent.com/mrc-ide/global-lmic-reports/master/AFG/projections.csv | 2021-07-11 | ICU_incidence | 63.75 | 68.02 | 71.02 | 70.76 | 72.51 | 78.87 | Surged Optimistic | Afghanistan | AFG | 2022-01-02 | v8 | TRUE
https://raw.githubusercontent.com/mrc-ide/global-lmic-reports/master/AFG/projections.csv | 2021-07-11 | prevalence | 169027.62 | 178497.4 | 186202.68 | 185479.58 | 190790.84 | 202068.05 | Surged Optimistic | Afghanistan | AFG | 2022-01-02 | v8 | TRUE
https://raw.githubusercontent.com/mrc-ide/global-lmic-reports/master/AFG/projections.csv | 2021-07-11 | cumulative_infections | 2984901.51 | 3065685.67 | 3119629.31 | 3130679.97 | 3181331.38 | 3351125.57 | Surged Optimistic | Afghanistan | AFG | 2022-01-02 | v8 | TRUE
https://raw.githubusercontent.com/mrc-ide/global-lmic-reports/master/AFG/projections.csv | 2021-07-11 | cumulative_deaths | 4300.34 | 4436.53 | 4528.61 | 4523.38 | 4602.03 | 4790.03 | Surged Optimistic | Afghanistan | AFG | 2022-01-02 | v8 | TRUE
https://raw.githubusercontent.com/mrc-ide/global-lmic-reports/master/AFG/projections.csv | 2021-07-11 | Rt | 0.79 | 0.81 | 0.82 | 0.82 | 0.83 | 0.85 | Surged Optimistic | Afghanistan | AFG | 2022-01-02 | v8 | TRUE
https://raw.githubusercontent.com/mrc-ide/global-lmic-reports/master/AFG/projections.csv | 2021-07-11 | Reff | 0.7 | 0.72 | 0.73 | 0.73 | 0.74 | 0.75 | Surged Optimistic | Afghanistan | AFG | 2022-01-02 | v8 | TRUE
https://raw.githubusercontent.com/mrc-ide/global-lmic-reports/master/AFG/projections.csv | 2021-07-11 | infections | 19932.62 | 20916.62 | 21846.51 | 21695.34 | 22470.82 | 23342.33 | Surged Pessimistic | Afghanistan | AFG | 2022-01-02 | v8 | TRUE
https://raw.githubusercontent.com/mrc-ide/global-lmic-reports/master/AFG/projections.csv | 2021-07-11 | deaths | 53.89 | 57.46 | 59.45 | 59.58 | 61.32 | 65.56 | Surged Pessimistic | Afghanistan | AFG | 2022-01-02 | v8 | TRUE
https://raw.githubusercontent.com/mrc-ide/global-lmic-reports/master/AFG/projections.csv | 2021-07-11 | hospital_demand | 2300.76 | 2451.82 | 2566.1 | 2553.1 | 2620.76 | 2832.92 | Surged Pessimistic | Afghanistan | AFG | 2022-01-02 | v8 | TRUE
https://raw.githubusercontent.com/mrc-ide/global-lmic-reports/master/AFG/projections.csv | 2021-07-11 | ICU_demand | 984.55 | 1047.66 | 1090.36 | 1088.22 | 1119.27 | 1199.73 | Surged Pessimistic | Afghanistan | AFG | 2022-01-02 | v8 | TRUE
https://raw.githubusercontent.com/mrc-ide/global-lmic-reports/master/AFG/projections.csv | 2021-07-11 | hospital_incidence | 206.19 | 220 | 229.71 | 228.9 | 234.61 | 255.18 | Surged Pessimistic | Afghanistan | AFG | 2022-01-02 | v8 | TRUE
https://raw.githubusercontent.com/mrc-ide/global-lmic-reports/master/AFG/projections.csv | 2021-07-11 | ICU_incidence | 63.75 | 68.02 | 71.02 | 70.76 | 72.51 | 78.87 | Surged Pessimistic | Afghanistan | AFG | 2022-01-02 | v8 | TRUE
https://raw.githubusercontent.com/mrc-ide/global-lmic-reports/master/AFG/projections.csv | 2021-07-11 | prevalence | 169027.62 | 178497.4 | 186202.68 | 185479.58 | 190790.84 | 202068.05 | Surged Pessimistic | Afghanistan | AFG | 2022-01-02 | v8 | TRUE
https://raw.githubusercontent.com/mrc-ide/global-lmic-reports/master/AFG/projections.csv | 2021-07-11 | cumulative_infections | 2984901.51 | 3065685.67 | 3119629.31 | 3130679.97 | 3181331.38 | 3351125.57 | Surged Pessimistic | Afghanistan | AFG | 2022-01-02 | v8 | TRUE
https://raw.githubusercontent.com/mrc-ide/global-lmic-reports/master/AFG/projections.csv | 2021-07-11 | cumulative_deaths | 4300.34 | 4436.53 | 4528.61 | 4523.38 | 4602.03 | 4790.03 | Surged Pessimistic | Afghanistan | AFG | 2022-01-02 | v8 | TRUE
https://raw.githubusercontent.com/mrc-ide/global-lmic-reports/master/AFG/projections.csv | 2021-07-11 | Rt | 0.79 | 0.81 | 0.82 | 0.82 | 0.83 | 0.85 | Surged Pessimistic | Afghanistan | AFG | 2022-01-02 | v8 | TRUE
https://raw.githubusercontent.com/mrc-ide/global-lmic-reports/master/AFG/projections.csv | 2021-07-11 | Reff | 0.7 | 0.72 | 0.73 | 0.73 | 0.74 | 0.75 | Surged Pessimistic | Afghanistan | AFG | 2022-01-02 | v8 | TRUE
https://raw.githubusercontent.com/mrc-ide/global-lmic-reports/master/AFG/projections.csv | 2021-07-11 | infections | 19932.62 | 20916.62 | 21846.51 | 21695.34 | 22470.82 | 23342.33 | Surged Relax Interventions 50% | Afghanistan | AFG | 2022-01-02 | v8 | TRUE
https://raw.githubusercontent.com/mrc-ide/global-lmic-reports/master/AFG/projections.csv | 2021-07-11 | deaths | 53.89 | 57.46 | 59.45 | 59.58 | 61.32 | 65.56 | Surged Relax Interventions 50% | Afghanistan | AFG | 2022-01-02 | v8 | TRUE
https://raw.githubusercontent.com/mrc-ide/global-lmic-reports/master/AFG/projections.csv | 2021-07-11 | hospital_demand | 2300.76 | 2451.82 | 2566.1 | 2553.1 | 2620.76 | 2832.92 | Surged Relax Interventions 50% | Afghanistan | AFG | 2022-01-02 | v8 | TRUE
https://raw.githubusercontent.com/mrc-ide/global-lmic-reports/master/AFG/projections.csv | 2021-07-11 | ICU_demand | 984.55 | 1047.66 | 1090.36 | 1088.22 | 1119.27 | 1199.73 | Surged Relax Interventions 50% | Afghanistan | AFG | 2022-01-02 | v8 | TRUE
https://raw.githubusercontent.com/mrc-ide/global-lmic-reports/master/AFG/projections.csv | 2021-07-11 | hospital_incidence | 206.19 | 220 | 229.71 | 228.9 | 234.61 | 255.18 | Surged Relax Interventions 50% | Afghanistan | AFG | 2022-01-02 | v8 | TRUE
https://raw.githubusercontent.com/mrc-ide/global-lmic-reports/master/AFG/projections.csv | 2021-07-11 | ICU_incidence | 63.75 | 68.02 | 71.02 | 70.76 | 72.51 | 78.87 | Surged Relax Interventions 50% | Afghanistan | AFG | 2022-01-02 | v8 | TRUE
https://raw.githubusercontent.com/mrc-ide/global-lmic-reports/master/AFG/projections.csv | 2021-07-11 | prevalence | 169027.62 | 178497.4 | 186202.68 | 185479.58 | 190790.84 | 202068.05 | Surged Relax Interventions 50% | Afghanistan | AFG | 2022-01-02 | v8 | TRUE
https://raw.githubusercontent.com/mrc-ide/global-lmic-reports/master/AFG/projections.csv | 2021-07-11 | cumulative_infections | 2984901.51 | 3065685.67 | 3119629.31 | 3130679.97 | 3181331.38 | 3351125.57 | Surged Relax Interventions 50% | Afghanistan | AFG | 2022-01-02 | v8 | TRUE
https://raw.githubusercontent.com/mrc-ide/global-lmic-reports/master/AFG/projections.csv | 2021-07-11 | cumulative_deaths | 4300.34 | 4436.53 | 4528.61 | 4523.38 | 4602.03 | 4790.03 | Surged Relax Interventions 50% | Afghanistan | AFG | 2022-01-02 | v8 | TRUE
https://raw.githubusercontent.com/mrc-ide/global-lmic-reports/master/AFG/projections.csv | 2021-07-11 | Rt | 0.79 | 0.81 | 0.82 | 0.82 | 0.83 | 0.85 | Surged Relax Interventions 50% | Afghanistan | AFG | 2022-01-02 | v8 | TRUE
https://raw.githubusercontent.com/mrc-ide/global-lmic-reports/master/AFG/projections.csv | 2021-07-11 | Reff | 0.7 | 0.72 | 0.73 | 0.73 | 0.74 | 0.75 | Surged Relax Interventions 50% | Afghanistan | AFG | 2022-01-02 | v8 | TRUE
https://raw.githubusercontent.com/mrc-ide/global-lmic-reports/master/AFG/projections.csv | 2021-07-12 | infections | 19789.56 | 20872.7 | 21200.29 | 21389.32 | 21941.71 | 23277.39 | Additional 50% Reduction | Afghanistan | AFG | 2022-01-02 | v8 | TRUE
https://raw.githubusercontent.com/mrc-ide/global-lmic-reports/master/AFG/projections.csv | 2021-07-12 | deaths | 69.36 | 73.31 | 76.88 | 76.55 | 79.92 | 85.19 | Additional 50% Reduction | Afghanistan | AFG | 2022-01-02 | v8 | TRUE
https://raw.githubusercontent.com/mrc-ide/global-lmic-reports/master/AFG/projections.csv | 2021-07-12 | hospital_demand | 2209.24 | 2322.94 | 2404.91 | 2414.81 | 2517.6 | 2646.36 | Additional 50% Reduction | Afghanistan | AFG | 2022-01-02 | v8 | TRUE
https://raw.githubusercontent.com/mrc-ide/global-lmic-reports/master/AFG/projections.csv | 2021-07-12 | ICU_demand | 345.46 | 349.97 | 354.03 | 353.5 | 357.07 | 363.09 | Additional 50% Reduction | Afghanistan | AFG | 2022-01-02 | v8 | TRUE
https://raw.githubusercontent.com/mrc-ide/global-lmic-reports/master/AFG/projections.csv | 2021-07-12 | hospital_incidence | 199.36 | 210.67 | 220.8 | 218.72 | 226.71 | 240.43 | Additional 50% Reduction | Afghanistan | AFG | 2022-01-02 | v8 | TRUE
https://raw.githubusercontent.com/mrc-ide/global-lmic-reports/master/AFG/projections.csv | 2021-07-12 | ICU_incidence | 61.57 | 65.04 | 68.18 | 67.53 | 70 | 74.21 | Additional 50% Reduction | Afghanistan | AFG | 2022-01-02 | v8 | TRUE
https://raw.githubusercontent.com/mrc-ide/global-lmic-reports/master/AFG/projections.csv | 2021-07-12 | prevalence | 159817.31 | 171036.86 | 175967.38 | 176266.04 | 182382.42 | 192605.47 | Additional 50% Reduction | Afghanistan | AFG | 2022-01-02 | v8 | TRUE
https://raw.githubusercontent.com/mrc-ide/global-lmic-reports/master/AFG/projections.csv | 2021-07-12 | cumulative_infections | 2950810.44 | 3095253.91 | 3174615.54 | 3174602.33 | 3256193.11 | 3458233.83 | Additional 50% Reduction | Afghanistan | AFG | 2022-01-02 | v8 | TRUE
https://raw.githubusercontent.com/mrc-ide/global-lmic-reports/master/AFG/projections.csv | 2021-07-12 | cumulative_deaths | 5507.52 | 5803.57 | 5991.18 | 5982.38 | 6158.46 | 6601.29 | Additional 50% Reduction | Afghanistan | AFG | 2022-01-02 | v8 | TRUE
https://raw.githubusercontent.com/mrc-ide/global-lmic-reports/master/AFG/projections.csv | 2021-07-12 | Rt | 0.8 | 0.82 | 0.83 | 0.83 | 0.85 | 0.87 | Additional 50% Reduction | Afghanistan | AFG | 2022-01-02 | v8 | TRUE
https://raw.githubusercontent.com/mrc-ide/global-lmic-reports/master/AFG/projections.csv | 2021-07-12 | Reff | 0.71 | 0.73 | 0.74 | 0.74 | 0.75 | 0.78 | Additional 50% Reduction | Afghanistan | AFG | 2022-01-02 | v8 | TRUE
https://raw.githubusercontent.com/mrc-ide/global-lmic-reports/master/AFG/projections.csv | 2021-07-12 | infections | 19789.56 | 20872.7 | 21200.29 | 21389.32 | 21941.71 | 23277.39 | Maintain Status Quo | Afghanistan | AFG | 2022-01-02 | v8 | TRUE
https://raw.githubusercontent.com/mrc-ide/global-lmic-reports/master/AFG/projections.csv | 2021-07-12 | deaths | 69.36 | 73.31 | 76.88 | 76.55 | 79.92 | 85.19 | Maintain Status Quo | Afghanistan | AFG | 2022-01-02 | v8 | TRUE
https://raw.githubusercontent.com/mrc-ide/global-lmic-reports/master/AFG/projections.csv | 2021-07-12 | hospital_demand | 2209.24 | 2322.94 | 2404.91 | 2414.81 | 2517.6 | 2646.36 | Maintain Status Quo | Afghanistan | AFG | 2022-01-02 | v8 | TRUE
https://raw.githubusercontent.com/mrc-ide/global-lmic-reports/master/AFG/projections.csv | 2021-07-12 | ICU_demand | 345.46 | 349.97 | 354.03 | 353.5 | 357.07 | 363.09 | Maintain Status Quo | Afghanistan | AFG | 2022-01-02 | v8 | TRUE
https://raw.githubusercontent.com/mrc-ide/global-lmic-reports/master/AFG/projections.csv | 2021-07-12 | hospital_incidence | 199.36 | 210.67 | 220.8 | 218.72 | 226.71 | 240.43 | Maintain Status Quo | Afghanistan | AFG | 2022-01-02 | v8 | TRUE
https://raw.githubusercontent.com/mrc-ide/global-lmic-reports/master/AFG/projections.csv | 2021-07-12 | ICU_incidence | 61.57 | 65.04 | 68.18 | 67.53 | 70 | 74.21 | Maintain Status Quo | Afghanistan | AFG | 2022-01-02 | v8 | TRUE
https://raw.githubusercontent.com/mrc-ide/global-lmic-reports/master/AFG/projections.csv | 2021-07-12 | prevalence | 159817.31 | 171036.86 | 175967.38 | 176266.04 | 182382.42 | 192605.47 | Maintain Status Quo | Afghanistan | AFG | 2022-01-02 | v8 | TRUE
https://raw.githubusercontent.com/mrc-ide/global-lmic-reports/master/AFG/projections.csv | 2021-07-12 | cumulative_infections | 2950810.44 | 3095253.91 | 3174615.54 | 3174602.33 | 3256193.11 | 3458233.83 | Maintain Status Quo | Afghanistan | AFG | 2022-01-02 | v8 | TRUE
https://raw.githubusercontent.com/mrc-ide/global-lmic-reports/master/AFG/projections.csv | 2021-07-12 | cumulative_deaths | 5507.52 | 5803.57 | 5991.18 | 5982.38 | 6158.46 | 6601.29 | Maintain Status Quo | Afghanistan | AFG | 2022-01-02 | v8 | TRUE
https://raw.githubusercontent.com/mrc-ide/global-lmic-reports/master/AFG/projections.csv | 2021-07-12 | Rt | 0.8 | 0.82 | 0.83 | 0.83 | 0.85 | 0.87 | Maintain Status Quo | Afghanistan | AFG | 2022-01-02 | v8 | TRUE
https://raw.githubusercontent.com/mrc-ide/global-lmic-reports/master/AFG/projections.csv | 2021-07-12 | Reff | 0.71 | 0.73 | 0.74 | 0.74 | 0.75 | 0.78 | Maintain Status Quo | Afghanistan | AFG | 2022-01-02 | v8 | TRUE
https://raw.githubusercontent.com/mrc-ide/global-lmic-reports/master/AFG/projections.csv | 2021-07-12 | infections | 19789.56 | 20872.7 | 21200.29 | 21389.32 | 21941.71 | 23277.39 | Optimistic | Afghanistan | AFG | 2022-01-02 | v8 | TRUE
https://raw.githubusercontent.com/mrc-ide/global-lmic-reports/master/AFG/projections.csv | 2021-07-12 | deaths | 69.36 | 73.31 | 76.88 | 76.55 | 79.92 | 85.19 | Optimistic | Afghanistan | AFG | 2022-01-02 | v8 | TRUE
https://raw.githubusercontent.com/mrc-ide/global-lmic-reports/master/AFG/projections.csv | 2021-07-12 | hospital_demand | 2209.24 | 2322.94 | 2404.91 | 2414.81 | 2517.6 | 2646.36 | Optimistic | Afghanistan | AFG | 2022-01-02 | v8 | TRUE
https://raw.githubusercontent.com/mrc-ide/global-lmic-reports/master/AFG/projections.csv | 2021-07-12 | ICU_demand | 345.46 | 349.97 | 354.03 | 353.5 | 357.07 | 363.09 | Optimistic | Afghanistan | AFG | 2022-01-02 | v8 | TRUE
https://raw.githubusercontent.com/mrc-ide/global-lmic-reports/master/AFG/projections.csv | 2021-07-12 | hospital_incidence | 199.36 | 210.67 | 220.8 | 218.72 | 226.71 | 240.43 | Optimistic | Afghanistan | AFG | 2022-01-02 | v8 | TRUE
https://raw.githubusercontent.com/mrc-ide/global-lmic-reports/master/AFG/projections.csv | 2021-07-12 | ICU_incidence | 61.57 | 65.04 | 68.18 | 67.53 | 70 | 74.21 | Optimistic | Afghanistan | AFG | 2022-01-02 | v8 | TRUE
https://raw.githubusercontent.com/mrc-ide/global-lmic-reports/master/AFG/projections.csv | 2021-07-12 | prevalence | 159817.31 | 171036.86 | 175967.38 | 176266.04 | 182382.42 | 192605.47 | Optimistic | Afghanistan | AFG | 2022-01-02 | v8 | TRUE
https://raw.githubusercontent.com/mrc-ide/global-lmic-reports/master/AFG/projections.csv | 2021-07-12 | cumulative_infections | 2950810.44 | 3095253.91 | 3174615.54 | 3174602.33 | 3256193.11 | 3458233.83 | Optimistic | Afghanistan | AFG | 2022-01-02 | v8 | TRUE
https://raw.githubusercontent.com/mrc-ide/global-lmic-reports/master/AFG/projections.csv | 2021-07-12 | cumulative_deaths | 5507.52 | 5803.57 | 5991.18 | 5982.38 | 6158.46 | 6601.29 | Optimistic | Afghanistan | AFG | 2022-01-02 | v8 | TRUE
https://raw.githubusercontent.com/mrc-ide/global-lmic-reports/master/AFG/projections.csv | 2021-07-12 | Rt | 0.8 | 0.82 | 0.83 | 0.83 | 0.85 | 0.87 | Optimistic | Afghanistan | AFG | 2022-01-02 | v8 | TRUE
https://raw.githubusercontent.com/mrc-ide/global-lmic-reports/master/AFG/projections.csv | 2021-07-12 | Reff | 0.71 | 0.73 | 0.74 | 0.74 | 0.75 | 0.78 | Optimistic | Afghanistan | AFG | 2022-01-02 | v8 | TRUE
https://raw.githubusercontent.com/mrc-ide/global-lmic-reports/master/AFG/projections.csv | 2021-07-12 | infections | 19789.56 | 20872.7 | 21200.29 | 21389.32 | 21941.71 | 23277.39 | Pessimistic | Afghanistan | AFG | 2022-01-02 | v8 | TRUE
https://raw.githubusercontent.com/mrc-ide/global-lmic-reports/master/AFG/projections.csv | 2021-07-12 | deaths | 69.36 | 73.31 | 76.88 | 76.55 | 79.92 | 85.19 | Pessimistic | Afghanistan | AFG | 2022-01-02 | v8 | TRUE
https://raw.githubusercontent.com/mrc-ide/global-lmic-reports/master/AFG/projections.csv | 2021-07-12 | hospital_demand | 2209.24 | 2322.94 | 2404.91 | 2414.81 | 2517.6 | 2646.36 | Pessimistic | Afghanistan | AFG | 2022-01-02 | v8 | TRUE
https://raw.githubusercontent.com/mrc-ide/global-lmic-reports/master/AFG/projections.csv | 2021-07-12 | ICU_demand | 345.46 | 349.97 | 354.03 | 353.5 | 357.07 | 363.09 | Pessimistic | Afghanistan | AFG | 2022-01-02 | v8 | TRUE
https://raw.githubusercontent.com/mrc-ide/global-lmic-reports/master/AFG/projections.csv | 2021-07-12 | hospital_incidence | 199.36 | 210.67 | 220.8 | 218.72 | 226.71 | 240.43 | Pessimistic | Afghanistan | AFG | 2022-01-02 | v8 | TRUE
https://raw.githubusercontent.com/mrc-ide/global-lmic-reports/master/AFG/projections.csv | 2021-07-12 | ICU_incidence | 61.57 | 65.04 | 68.18 | 67.53 | 70 | 74.21 | Pessimistic | Afghanistan | AFG | 2022-01-02 | v8 | TRUE
https://raw.githubusercontent.com/mrc-ide/global-lmic-reports/master/AFG/projections.csv | 2021-07-12 | prevalence | 159817.31 | 171036.86 | 175967.38 | 176266.04 | 182382.42 | 192605.47 | Pessimistic | Afghanistan | AFG | 2022-01-02 | v8 | TRUE
https://raw.githubusercontent.com/mrc-ide/global-lmic-reports/master/AFG/projections.csv | 2021-07-12 | cumulative_infections | 2950810.44 | 3095253.91 | 3174615.54 | 3174602.33 | 3256193.11 | 3458233.83 | Pessimistic | Afghanistan | AFG | 2022-01-02 | v8 | TRUE
https://raw.githubusercontent.com/mrc-ide/global-lmic-reports/master/AFG/projections.csv | 2021-07-12 | cumulative_deaths | 5507.52 | 5803.57 | 5991.18 | 5982.38 | 6158.46 | 6601.29 | Pessimistic | Afghanistan | AFG | 2022-01-02 | v8 | TRUE
https://raw.githubusercontent.com/mrc-ide/global-lmic-reports/master/AFG/projections.csv | 2021-07-12 | Rt | 0.8 | 0.82 | 0.83 | 0.83 | 0.85 | 0.87 | Pessimistic | Afghanistan | AFG | 2022-01-02 | v8 | TRUE
https://raw.githubusercontent.com/mrc-ide/global-lmic-reports/master/AFG/projections.csv | 2021-07-12 | Reff | 0.71 | 0.73 | 0.74 | 0.74 | 0.75 | 0.78 | Pessimistic | Afghanistan | AFG | 2022-01-02 | v8 | TRUE
https://raw.githubusercontent.com/mrc-ide/global-lmic-reports/master/AFG/projections.csv | 2021-07-12 | infections | 19789.56 | 20872.7 | 21200.29 | 21389.32 | 21941.71 | 23277.39 | Relax Interventions 50% | Afghanistan | AFG | 2022-01-02 | v8 | TRUE
https://raw.githubusercontent.com/mrc-ide/global-lmic-reports/master/AFG/projections.csv | 2021-07-12 | deaths | 69.36 | 73.31 | 76.88 | 76.55 | 79.92 | 85.19 | Relax Interventions 50% | Afghanistan | AFG | 2022-01-02 | v8 | TRUE
https://raw.githubusercontent.com/mrc-ide/global-lmic-reports/master/AFG/projections.csv | 2021-07-12 | hospital_demand | 2209.24 | 2322.94 | 2404.91 | 2414.81 | 2517.6 | 2646.36 | Relax Interventions 50% | Afghanistan | AFG | 2022-01-02 | v8 | TRUE
https://raw.githubusercontent.com/mrc-ide/global-lmic-reports/master/AFG/projections.csv | 2021-07-12 | ICU_demand | 345.46 | 349.97 | 354.03 | 353.5 | 357.07 | 363.09 | Relax Interventions 50% | Afghanistan | AFG | 2022-01-02 | v8 | TRUE
https://raw.githubusercontent.com/mrc-ide/global-lmic-reports/master/AFG/projections.csv | 2021-07-12 | hospital_incidence | 199.36 | 210.67 | 220.8 | 218.72 | 226.71 | 240.43 | Relax Interventions 50% | Afghanistan | AFG | 2022-01-02 | v8 | TRUE
https://raw.githubusercontent.com/mrc-ide/global-lmic-reports/master/AFG/projections.csv | 2021-07-12 | ICU_incidence | 61.57 | 65.04 | 68.18 | 67.53 | 70 | 74.21 | Relax Interventions 50% | Afghanistan | AFG | 2022-01-02 | v8 | TRUE
https://raw.githubusercontent.com/mrc-ide/global-lmic-reports/master/AFG/projections.csv | 2021-07-12 | prevalence | 159817.31 | 171036.86 | 175967.38 | 176266.04 | 182382.42 | 192605.47 | Relax Interventions 50% | Afghanistan | AFG | 2022-01-02 | v8 | TRUE
https://raw.githubusercontent.com/mrc-ide/global-lmic-reports/master/AFG/projections.csv | 2021-07-12 | cumulative_infections | 2950810.44 | 3095253.91 | 3174615.54 | 3174602.33 | 3256193.11 | 3458233.83 | Relax Interventions 50% | Afghanistan | AFG | 2022-01-02 | v8 | TRUE
https://raw.githubusercontent.com/mrc-ide/global-lmic-reports/master/AFG/projections.csv | 2021-07-12 | cumulative_deaths | 5507.52 | 5803.57 | 5991.18 | 5982.38 | 6158.46 | 6601.29 | Relax Interventions 50% | Afghanistan | AFG | 2022-01-02 | v8 | TRUE
https://raw.githubusercontent.com/mrc-ide/global-lmic-reports/master/AFG/projections.csv | 2021-07-12 | Rt | 0.8 | 0.82 | 0.83 | 0.83 | 0.85 | 0.87 | Relax Interventions 50% | Afghanistan | AFG | 2022-01-02 | v8 | TRUE
https://raw.githubusercontent.com/mrc-ide/global-lmic-reports/master/AFG/projections.csv | 2021-07-12 | Reff | 0.71 | 0.73 | 0.74 | 0.74 | 0.75 | 0.78 | Relax Interventions 50% | Afghanistan | AFG | 2022-01-02 | v8 | TRUE
https://raw.githubusercontent.com/mrc-ide/global-lmic-reports/master/AFG/projections.csv | 2021-07-12 | infections | 19812.06 | 20707.12 | 21497.61 | 21431.93 | 22167.46 | 23163.48 | Surged Additional 50% Reduction | Afghanistan | AFG | 2022-01-02 | v8 | TRUE
https://raw.githubusercontent.com/mrc-ide/global-lmic-reports/master/AFG/projections.csv | 2021-07-12 | deaths | 53.34 | 56.82 | 59.03 | 59.02 | 60.76 | 65.08 | Surged Additional 50% Reduction | Afghanistan | AFG | 2022-01-02 | v8 | TRUE
https://raw.githubusercontent.com/mrc-ide/global-lmic-reports/master/AFG/projections.csv | 2021-07-12 | hospital_demand | 2254.8 | 2404.65 | 2516.94 | 2501.98 | 2563.36 | 2777.09 | Surged Additional 50% Reduction | Afghanistan | AFG | 2022-01-02 | v8 | TRUE
https://raw.githubusercontent.com/mrc-ide/global-lmic-reports/master/AFG/projections.csv | 2021-07-12 | ICU_demand | 970.37 | 1033.13 | 1076.17 | 1072.91 | 1102.36 | 1183.8 | Surged Additional 50% Reduction | Afghanistan | AFG | 2022-01-02 | v8 | TRUE
https://raw.githubusercontent.com/mrc-ide/global-lmic-reports/master/AFG/projections.csv | 2021-07-12 | hospital_incidence | 197.42 | 209.97 | 219.69 | 218.65 | 224.12 | 242.67 | Surged Additional 50% Reduction | Afghanistan | AFG | 2022-01-02 | v8 | TRUE
https://raw.githubusercontent.com/mrc-ide/global-lmic-reports/master/AFG/projections.csv | 2021-07-12 | ICU_incidence | 60.97 | 64.84 | 67.83 | 67.52 | 69.2 | 74.92 | Surged Additional 50% Reduction | Afghanistan | AFG | 2022-01-02 | v8 | TRUE
https://raw.githubusercontent.com/mrc-ide/global-lmic-reports/master/AFG/projections.csv | 2021-07-12 | prevalence | 162022.9 | 171589.28 | 178090.65 | 177330.68 | 182766.32 | 192138.02 | Surged Additional 50% Reduction | Afghanistan | AFG | 2022-01-02 | v8 | TRUE
https://raw.githubusercontent.com/mrc-ide/global-lmic-reports/master/AFG/projections.csv | 2021-07-12 | cumulative_infections | 3006596.58 | 3086599.85 | 3141184.87 | 3152111.9 | 3202674.19 | 3372451.68 | Surged Additional 50% Reduction | Afghanistan | AFG | 2022-01-02 | v8 | TRUE
https://raw.githubusercontent.com/mrc-ide/global-lmic-reports/master/AFG/projections.csv | 2021-07-12 | cumulative_deaths | 4357.02 | 4495.53 | 4585.5 | 4582.39 | 4661.01 | 4855.6 | Surged Additional 50% Reduction | Afghanistan | AFG | 2022-01-02 | v8 | TRUE
https://raw.githubusercontent.com/mrc-ide/global-lmic-reports/master/AFG/projections.csv | 2021-07-12 | Rt | 0.8 | 0.82 | 0.83 | 0.83 | 0.85 | 0.87 | Surged Additional 50% Reduction | Afghanistan | AFG | 2022-01-02 | v8 | TRUE
https://raw.githubusercontent.com/mrc-ide/global-lmic-reports/master/AFG/projections.csv | 2021-07-12 | Reff | 0.71 | 0.73 | 0.74 | 0.74 | 0.75 | 0.77 | Surged Additional 50% Reduction | Afghanistan | AFG | 2022-01-02 | v8 | TRUE
https://raw.githubusercontent.com/mrc-ide/global-lmic-reports/master/AFG/projections.csv | 2021-07-12 | infections | 19812.06 | 20707.12 | 21497.61 | 21431.93 | 22167.46 | 23163.48 | Surged Maintain Status Quo | Afghanistan | AFG | 2022-01-02 | v8 | TRUE
https://raw.githubusercontent.com/mrc-ide/global-lmic-reports/master/AFG/projections.csv | 2021-07-12 | deaths | 53.34 | 56.82 | 59.03 | 59.02 | 60.76 | 65.08 | Surged Maintain Status Quo | Afghanistan | AFG | 2022-01-02 | v8 | TRUE
https://raw.githubusercontent.com/mrc-ide/global-lmic-reports/master/AFG/projections.csv | 2021-07-12 | hospital_demand | 2254.8 | 2404.65 | 2516.94 | 2501.98 | 2563.36 | 2777.09 | Surged Maintain Status Quo | Afghanistan | AFG | 2022-01-02 | v8 | TRUE
https://raw.githubusercontent.com/mrc-ide/global-lmic-reports/master/AFG/projections.csv | 2021-07-12 | ICU_demand | 970.37 | 1033.13 | 1076.17 | 1072.91 | 1102.36 | 1183.8 | Surged Maintain Status Quo | Afghanistan | AFG | 2022-01-02 | v8 | TRUE
https://raw.githubusercontent.com/mrc-ide/global-lmic-reports/master/AFG/projections.csv | 2021-07-12 | hospital_incidence | 197.42 | 209.97 | 219.69 | 218.65 | 224.12 | 242.67 | Surged Maintain Status Quo | Afghanistan | AFG | 2022-01-02 | v8 | TRUE
https://raw.githubusercontent.com/mrc-ide/global-lmic-reports/master/AFG/projections.csv | 2021-07-12 | ICU_incidence | 60.97 | 64.84 | 67.83 | 67.52 | 69.2 | 74.92 | Surged Maintain Status Quo | Afghanistan | AFG | 2022-01-02 | v8 | TRUE
https://raw.githubusercontent.com/mrc-ide/global-lmic-reports/master/AFG/projections.csv | 2021-07-12 | prevalence | 162022.9 | 171589.28 | 178090.65 | 177330.68 | 182766.32 | 192138.02 | Surged Maintain Status Quo | Afghanistan | AFG | 2022-01-02 | v8 | TRUE
https://raw.githubusercontent.com/mrc-ide/global-lmic-reports/master/AFG/projections.csv | 2021-07-12 | cumulative_infections | 3006596.58 | 3086599.85 | 3141184.87 | 3152111.9 | 3202674.19 | 3372451.68 | Surged Maintain Status Quo | Afghanistan | AFG | 2022-01-02 | v8 | TRUE
https://raw.githubusercontent.com/mrc-ide/global-lmic-reports/master/AFG/projections.csv | 2021-07-12 | cumulative_deaths | 4357.02 | 4495.53 | 4585.5 | 4582.39 | 4661.01 | 4855.6 | Surged Maintain Status Quo | Afghanistan | AFG | 2022-01-02 | v8 | TRUE
https://raw.githubusercontent.com/mrc-ide/global-lmic-reports/master/AFG/projections.csv | 2021-07-12 | Rt | 0.8 | 0.82 | 0.83 | 0.83 | 0.85 | 0.87 | Surged Maintain Status Quo | Afghanistan | AFG | 2022-01-02 | v8 | TRUE
https://raw.githubusercontent.com/mrc-ide/global-lmic-reports/master/AFG/projections.csv | 2021-07-12 | Reff | 0.71 | 0.73 | 0.74 | 0.74 | 0.75 | 0.77 | Surged Maintain Status Quo | Afghanistan | AFG | 2022-01-02 | v8 | TRUE
https://raw.githubusercontent.com/mrc-ide/global-lmic-reports/master/AFG/projections.csv | 2021-07-12 | infections | 19812.06 | 20707.12 | 21497.61 | 21431.93 | 22167.46 | 23163.48 | Surged Optimistic | Afghanistan | AFG | 2022-01-02 | v8 | TRUE
https://raw.githubusercontent.com/mrc-ide/global-lmic-reports/master/AFG/projections.csv | 2021-07-12 | deaths | 53.34 | 56.82 | 59.03 | 59.02 | 60.76 | 65.08 | Surged Optimistic | Afghanistan | AFG | 2022-01-02 | v8 | TRUE
https://raw.githubusercontent.com/mrc-ide/global-lmic-reports/master/AFG/projections.csv | 2021-07-12 | hospital_demand | 2254.8 | 2404.65 | 2516.94 | 2501.98 | 2563.36 | 2777.09 | Surged Optimistic | Afghanistan | AFG | 2022-01-02 | v8 | TRUE
https://raw.githubusercontent.com/mrc-ide/global-lmic-reports/master/AFG/projections.csv | 2021-07-12 | ICU_demand | 970.37 | 1033.13 | 1076.17 | 1072.91 | 1102.36 | 1183.8 | Surged Optimistic | Afghanistan | AFG | 2022-01-02 | v8 | TRUE
https://raw.githubusercontent.com/mrc-ide/global-lmic-reports/master/AFG/projections.csv | 2021-07-12 | hospital_incidence | 197.42 | 209.97 | 219.69 | 218.65 | 224.12 | 242.67 | Surged Optimistic | Afghanistan | AFG | 2022-01-02 | v8 | TRUE
https://raw.githubusercontent.com/mrc-ide/global-lmic-reports/master/AFG/projections.csv | 2021-07-12 | ICU_incidence | 60.97 | 64.84 | 67.83 | 67.52 | 69.2 | 74.92 | Surged Optimistic | Afghanistan | AFG | 2022-01-02 | v8 | TRUE
https://raw.githubusercontent.com/mrc-ide/global-lmic-reports/master/AFG/projections.csv | 2021-07-12 | prevalence | 162022.9 | 171589.28 | 178090.65 | 177330.68 | 182766.32 | 192138.02 | Surged Optimistic | Afghanistan | AFG | 2022-01-02 | v8 | TRUE
https://raw.githubusercontent.com/mrc-ide/global-lmic-reports/master/AFG/projections.csv | 2021-07-12 | cumulative_infections | 3006596.58 | 3086599.85 | 3141184.87 | 3152111.9 | 3202674.19 | 3372451.68 | Surged Optimistic | Afghanistan | AFG | 2022-01-02 | v8 | TRUE
https://raw.githubusercontent.com/mrc-ide/global-lmic-reports/master/AFG/projections.csv | 2021-07-12 | cumulative_deaths | 4357.02 | 4495.53 | 4585.5 | 4582.39 | 4661.01 | 4855.6 | Surged Optimistic | Afghanistan | AFG | 2022-01-02 | v8 | TRUE
https://raw.githubusercontent.com/mrc-ide/global-lmic-reports/master/AFG/projections.csv | 2021-07-12 | Rt | 0.8 | 0.82 | 0.83 | 0.83 | 0.85 | 0.87 | Surged Optimistic | Afghanistan | AFG | 2022-01-02 | v8 | TRUE
https://raw.githubusercontent.com/mrc-ide/global-lmic-reports/master/AFG/projections.csv | 2021-07-12 | Reff | 0.71 | 0.73 | 0.74 | 0.74 | 0.75 | 0.77 | Surged Optimistic | Afghanistan | AFG | 2022-01-02 | v8 | TRUE
https://raw.githubusercontent.com/mrc-ide/global-lmic-reports/master/AFG/projections.csv | 2021-07-12 | infections | 19812.06 | 20707.12 | 21497.61 | 21431.93 | 22167.46 | 23163.48 | Surged Pessimistic | Afghanistan | AFG | 2022-01-02 | v8 | TRUE
https://raw.githubusercontent.com/mrc-ide/global-lmic-reports/master/AFG/projections.csv | 2021-07-12 | deaths | 53.34 | 56.82 | 59.03 | 59.02 | 60.76 | 65.08 | Surged Pessimistic | Afghanistan | AFG | 2022-01-02 | v8 | TRUE
https://raw.githubusercontent.com/mrc-ide/global-lmic-reports/master/AFG/projections.csv | 2021-07-12 | hospital_demand | 2254.8 | 2404.65 | 2516.94 | 2501.98 | 2563.36 | 2777.09 | Surged Pessimistic | Afghanistan | AFG | 2022-01-02 | v8 | TRUE
https://raw.githubusercontent.com/mrc-ide/global-lmic-reports/master/AFG/projections.csv | 2021-07-12 | ICU_demand | 970.37 | 1033.13 | 1076.17 | 1072.91 | 1102.36 | 1183.8 | Surged Pessimistic | Afghanistan | AFG | 2022-01-02 | v8 | TRUE
https://raw.githubusercontent.com/mrc-ide/global-lmic-reports/master/AFG/projections.csv | 2021-07-12 | hospital_incidence | 197.42 | 209.97 | 219.69 | 218.65 | 224.12 | 242.67 | Surged Pessimistic | Afghanistan | AFG | 2022-01-02 | v8 | TRUE
https://raw.githubusercontent.com/mrc-ide/global-lmic-reports/master/AFG/projections.csv | 2021-07-12 | ICU_incidence | 60.97 | 64.84 | 67.83 | 67.52 | 69.2 | 74.92 | Surged Pessimistic | Afghanistan | AFG | 2022-01-02 | v8 | TRUE
https://raw.githubusercontent.com/mrc-ide/global-lmic-reports/master/AFG/projections.csv | 2021-07-12 | prevalence | 162022.9 | 171589.28 | 178090.65 | 177330.68 | 182766.32 | 192138.02 | Surged Pessimistic | Afghanistan | AFG | 2022-01-02 | v8 | TRUE
https://raw.githubusercontent.com/mrc-ide/global-lmic-reports/master/AFG/projections.csv | 2021-07-12 | cumulative_infections | 3006596.58 | 3086599.85 | 3141184.87 | 3152111.9 | 3202674.19 | 3372451.68 | Surged Pessimistic | Afghanistan | AFG | 2022-01-02 | v8 | TRUE
https://raw.githubusercontent.com/mrc-ide/global-lmic-reports/master/AFG/projections.csv | 2021-07-12 | cumulative_deaths | 4357.02 | 4495.53 | 4585.5 | 4582.39 | 4661.01 | 4855.6 | Surged Pessimistic | Afghanistan | AFG | 2022-01-02 | v8 | TRUE
https://raw.githubusercontent.com/mrc-ide/global-lmic-reports/master/AFG/projections.csv | 2021-07-12 | Rt | 0.8 | 0.82 | 0.83 | 0.83 | 0.85 | 0.87 | Surged Pessimistic | Afghanistan | AFG | 2022-01-02 | v8 | TRUE
https://raw.githubusercontent.com/mrc-ide/global-lmic-reports/master/AFG/projections.csv | 2021-07-12 | Reff | 0.71 | 0.73 | 0.74 | 0.74 | 0.75 | 0.77 | Surged Pessimistic | Afghanistan | AFG | 2022-01-02 | v8 | TRUE
https://raw.githubusercontent.com/mrc-ide/global-lmic-reports/master/AFG/projections.csv | 2021-07-12 | infections | 19812.06 | 20707.12 | 21497.61 | 21431.93 | 22167.46 | 23163.48 | Surged Relax Interventions 50% | Afghanistan | AFG | 2022-01-02 | v8 | TRUE
https://raw.githubusercontent.com/mrc-ide/global-lmic-reports/master/AFG/projections.csv | 2021-07-12 | deaths | 53.34 | 56.82 | 59.03 | 59.02 | 60.76 | 65.08 | Surged Relax Interventions 50% | Afghanistan | AFG | 2022-01-02 | v8 | TRUE
https://raw.githubusercontent.com/mrc-ide/global-lmic-reports/master/AFG/projections.csv | 2021-07-12 | hospital_demand | 2254.8 | 2404.65 | 2516.94 | 2501.98 | 2563.36 | 2777.09 | Surged Relax Interventions 50% | Afghanistan | AFG | 2022-01-02 | v8 | TRUE
https://raw.githubusercontent.com/mrc-ide/global-lmic-reports/master/AFG/projections.csv | 2021-07-12 | ICU_demand | 970.37 | 1033.13 | 1076.17 | 1072.91 | 1102.36 | 1183.8 | Surged Relax Interventions 50% | Afghanistan | AFG | 2022-01-02 | v8 | TRUE
https://raw.githubusercontent.com/mrc-ide/global-lmic-reports/master/AFG/projections.csv | 2021-07-12 | hospital_incidence | 197.42 | 209.97 | 219.69 | 218.65 | 224.12 | 242.67 | Surged Relax Interventions 50% | Afghanistan | AFG | 2022-01-02 | v8 | TRUE
https://raw.githubusercontent.com/mrc-ide/global-lmic-reports/master/AFG/projections.csv | 2021-07-12 | ICU_incidence | 60.97 | 64.84 | 67.83 | 67.52 | 69.2 | 74.92 | Surged Relax Interventions 50% | Afghanistan | AFG | 2022-01-02 | v8 | TRUE
https://raw.githubusercontent.com/mrc-ide/global-lmic-reports/master/AFG/projections.csv | 2021-07-12 | prevalence | 162022.9 | 171589.28 | 178090.65 | 177330.68 | 182766.32 | 192138.02 | Surged Relax Interventions 50% | Afghanistan | AFG | 2022-01-02 | v8 | TRUE
https://raw.githubusercontent.com/mrc-ide/global-lmic-reports/master/AFG/projections.csv | 2021-07-12 | cumulative_infections | 3006596.58 | 3086599.85 | 3141184.87 | 3152111.9 | 3202674.19 | 3372451.68 | Surged Relax Interventions 50% | Afghanistan | AFG | 2022-01-02 | v8 | TRUE
https://raw.githubusercontent.com/mrc-ide/global-lmic-reports/master/AFG/projections.csv | 2021-07-12 | cumulative_deaths | 4357.02 | 4495.53 | 4585.5 | 4582.39 | 4661.01 | 4855.6 | Surged Relax Interventions 50% | Afghanistan | AFG | 2022-01-02 | v8 | TRUE
https://raw.githubusercontent.com/mrc-ide/global-lmic-reports/master/AFG/projections.csv | 2021-07-12 | Rt | 0.8 | 0.82 | 0.83 | 0.83 | 0.85 | 0.87 | Surged Relax Interventions 50% | Afghanistan | AFG | 2022-01-02 | v8 | TRUE
https://raw.githubusercontent.com/mrc-ide/global-lmic-reports/master/AFG/projections.csv | 2021-07-12 | Reff | 0.71 | 0.73 | 0.74 | 0.74 | 0.75 | 0.77 | Surged Relax Interventions 50% | Afghanistan | AFG | 2022-01-02 | v8 | TRUE
https://raw.githubusercontent.com/mrc-ide/global-lmic-reports/master/AFG/projections.csv | 2021-07-13 | infections | 19256.07 | 20198.93 | 20561.31 | 20736.02 | 21226.86 | 22494.26 | Additional 50% Reduction | Afghanistan | AFG | 2022-01-02 | v8 | TRUE
https://raw.githubusercontent.com/mrc-ide/global-lmic-reports/master/AFG/projections.csv | 2021-07-13 | deaths | 66.24 | 70.14 | 73.68 | 73.17 | 76.3 | 81.4 | Additional 50% Reduction | Afghanistan | AFG | 2022-01-02 | v8 | TRUE
https://raw.githubusercontent.com/mrc-ide/global-lmic-reports/master/AFG/projections.csv | 2021-07-13 | hospital_demand | 2159.57 | 2268.36 | 2350.94 | 2356.27 | 2455 | 2582.84 | Additional 50% Reduction | Afghanistan | AFG | 2022-01-02 | v8 | TRUE
https://raw.githubusercontent.com/mrc-ide/global-lmic-reports/master/AFG/projections.csv | 2021-07-13 | ICU_demand | 341.75 | 346.21 | 350.26 | 349.53 | 352.95 | 358.64 | Additional 50% Reduction | Afghanistan | AFG | 2022-01-02 | v8 | TRUE
https://raw.githubusercontent.com/mrc-ide/global-lmic-reports/master/AFG/projections.csv | 2021-07-13 | hospital_incidence | 189.85 | 201.36 | 210.44 | 208.55 | 215.44 | 228.94 | Additional 50% Reduction | Afghanistan | AFG | 2022-01-02 | v8 | TRUE
https://raw.githubusercontent.com/mrc-ide/global-lmic-reports/master/AFG/projections.csv | 2021-07-13 | ICU_incidence | 58.56 | 62.1 | 64.91 | 64.32 | 66.44 | 70.58 | Additional 50% Reduction | Afghanistan | AFG | 2022-01-02 | v8 | TRUE
https://raw.githubusercontent.com/mrc-ide/global-lmic-reports/master/AFG/projections.csv | 2021-07-13 | prevalence | 153447.69 | 164071.04 | 168078.87 | 168828.39 | 174575.31 | 184309.82 | Additional 50% Reduction | Afghanistan | AFG | 2022-01-02 | v8 | TRUE
https://raw.githubusercontent.com/mrc-ide/global-lmic-reports/master/AFG/projections.csv | 2021-07-13 | cumulative_infections | 2970227.33 | 3115436.17 | 3194282.52 | 3195338.35 | 3277585.99 | 3480620.19 | Additional 50% Reduction | Afghanistan | AFG | 2022-01-02 | v8 | TRUE
https://raw.githubusercontent.com/mrc-ide/global-lmic-reports/master/AFG/projections.csv | 2021-07-13 | cumulative_deaths | 5574.77 | 5876.15 | 6062.52 | 6055.55 | 6234.01 | 6681.09 | Additional 50% Reduction | Afghanistan | AFG | 2022-01-02 | v8 | TRUE
https://raw.githubusercontent.com/mrc-ide/global-lmic-reports/master/AFG/projections.csv | 2021-07-13 | Rt | 0.8 | 0.82 | 0.83 | 0.83 | 0.85 | 0.87 | Additional 50% Reduction | Afghanistan | AFG | 2022-01-02 | v8 | TRUE
https://raw.githubusercontent.com/mrc-ide/global-lmic-reports/master/AFG/projections.csv | 2021-07-13 | Reff | 0.71 | 0.73 | 0.73 | 0.74 | 0.75 | 0.77 | Additional 50% Reduction | Afghanistan | AFG | 2022-01-02 | v8 | TRUE
https://raw.githubusercontent.com/mrc-ide/global-lmic-reports/master/AFG/projections.csv | 2021-07-13 | infections | 19256.07 | 20198.93 | 20561.31 | 20736.02 | 21226.86 | 22494.26 | Maintain Status Quo | Afghanistan | AFG | 2022-01-02 | v8 | TRUE
https://raw.githubusercontent.com/mrc-ide/global-lmic-reports/master/AFG/projections.csv | 2021-07-13 | deaths | 66.24 | 70.14 | 73.68 | 73.17 | 76.3 | 81.4 | Maintain Status Quo | Afghanistan | AFG | 2022-01-02 | v8 | TRUE
https://raw.githubusercontent.com/mrc-ide/global-lmic-reports/master/AFG/projections.csv | 2021-07-13 | hospital_demand | 2159.57 | 2268.36 | 2350.94 | 2356.27 | 2455 | 2582.84 | Maintain Status Quo | Afghanistan | AFG | 2022-01-02 | v8 | TRUE
https://raw.githubusercontent.com/mrc-ide/global-lmic-reports/master/AFG/projections.csv | 2021-07-13 | ICU_demand | 341.75 | 346.21 | 350.26 | 349.53 | 352.95 | 358.64 | Maintain Status Quo | Afghanistan | AFG | 2022-01-02 | v8 | TRUE
https://raw.githubusercontent.com/mrc-ide/global-lmic-reports/master/AFG/projections.csv | 2021-07-13 | hospital_incidence | 189.85 | 201.36 | 210.44 | 208.55 | 215.44 | 228.94 | Maintain Status Quo | Afghanistan | AFG | 2022-01-02 | v8 | TRUE
https://raw.githubusercontent.com/mrc-ide/global-lmic-reports/master/AFG/projections.csv | 2021-07-13 | ICU_incidence | 58.56 | 62.1 | 64.91 | 64.32 | 66.44 | 70.58 | Maintain Status Quo | Afghanistan | AFG | 2022-01-02 | v8 | TRUE
https://raw.githubusercontent.com/mrc-ide/global-lmic-reports/master/AFG/projections.csv | 2021-07-13 | prevalence | 153447.69 | 164071.04 | 168078.87 | 168828.39 | 174575.31 | 184309.82 | Maintain Status Quo | Afghanistan | AFG | 2022-01-02 | v8 | TRUE
https://raw.githubusercontent.com/mrc-ide/global-lmic-reports/master/AFG/projections.csv | 2021-07-13 | cumulative_infections | 2970227.33 | 3115436.17 | 3194282.52 | 3195338.35 | 3277585.99 | 3480620.19 | Maintain Status Quo | Afghanistan | AFG | 2022-01-02 | v8 | TRUE
https://raw.githubusercontent.com/mrc-ide/global-lmic-reports/master/AFG/projections.csv | 2021-07-13 | cumulative_deaths | 5574.77 | 5876.15 | 6062.52 | 6055.55 | 6234.01 | 6681.09 | Maintain Status Quo | Afghanistan | AFG | 2022-01-02 | v8 | TRUE
https://raw.githubusercontent.com/mrc-ide/global-lmic-reports/master/AFG/projections.csv | 2021-07-13 | Rt | 0.8 | 0.82 | 0.83 | 0.83 | 0.85 | 0.87 | Maintain Status Quo | Afghanistan | AFG | 2022-01-02 | v8 | TRUE
https://raw.githubusercontent.com/mrc-ide/global-lmic-reports/master/AFG/projections.csv | 2021-07-13 | Reff | 0.71 | 0.73 | 0.73 | 0.74 | 0.75 | 0.77 | Maintain Status Quo | Afghanistan | AFG | 2022-01-02 | v8 | TRUE
https://raw.githubusercontent.com/mrc-ide/global-lmic-reports/master/AFG/projections.csv | 2021-07-13 | infections | 19256.07 | 20198.93 | 20561.31 | 20736.02 | 21226.86 | 22494.26 | Optimistic | Afghanistan | AFG | 2022-01-02 | v8 | TRUE
https://raw.githubusercontent.com/mrc-ide/global-lmic-reports/master/AFG/projections.csv | 2021-07-13 | deaths | 66.24 | 70.14 | 73.68 | 73.17 | 76.3 | 81.4 | Optimistic | Afghanistan | AFG | 2022-01-02 | v8 | TRUE
https://raw.githubusercontent.com/mrc-ide/global-lmic-reports/master/AFG/projections.csv | 2021-07-13 | hospital_demand | 2159.57 | 2268.36 | 2350.94 | 2356.27 | 2455 | 2582.84 | Optimistic | Afghanistan | AFG | 2022-01-02 | v8 | TRUE
https://raw.githubusercontent.com/mrc-ide/global-lmic-reports/master/AFG/projections.csv | 2021-07-13 | ICU_demand | 341.75 | 346.21 | 350.26 | 349.53 | 352.95 | 358.64 | Optimistic | Afghanistan | AFG | 2022-01-02 | v8 | TRUE
https://raw.githubusercontent.com/mrc-ide/global-lmic-reports/master/AFG/projections.csv | 2021-07-13 | hospital_incidence | 189.85 | 201.36 | 210.44 | 208.55 | 215.44 | 228.94 | Optimistic | Afghanistan | AFG | 2022-01-02 | v8 | TRUE
https://raw.githubusercontent.com/mrc-ide/global-lmic-reports/master/AFG/projections.csv | 2021-07-13 | ICU_incidence | 58.56 | 62.1 | 64.91 | 64.32 | 66.44 | 70.58 | Optimistic | Afghanistan | AFG | 2022-01-02 | v8 | TRUE
https://raw.githubusercontent.com/mrc-ide/global-lmic-reports/master/AFG/projections.csv | 2021-07-13 | prevalence | 153447.69 | 164071.04 | 168078.87 | 168828.39 | 174575.31 | 184309.82 | Optimistic | Afghanistan | AFG | 2022-01-02 | v8 | TRUE
https://raw.githubusercontent.com/mrc-ide/global-lmic-reports/master/AFG/projections.csv | 2021-07-13 | cumulative_infections | 2970227.33 | 3115436.17 | 3194282.52 | 3195338.35 | 3277585.99 | 3480620.19 | Optimistic | Afghanistan | AFG | 2022-01-02 | v8 | TRUE
https://raw.githubusercontent.com/mrc-ide/global-lmic-reports/master/AFG/projections.csv | 2021-07-13 | cumulative_deaths | 5574.77 | 5876.15 | 6062.52 | 6055.55 | 6234.01 | 6681.09 | Optimistic | Afghanistan | AFG | 2022-01-02 | v8 | TRUE
https://raw.githubusercontent.com/mrc-ide/global-lmic-reports/master/AFG/projections.csv | 2021-07-13 | Rt | 0.8 | 0.82 | 0.83 | 0.83 | 0.85 | 0.87 | Optimistic | Afghanistan | AFG | 2022-01-02 | v8 | TRUE
https://raw.githubusercontent.com/mrc-ide/global-lmic-reports/master/AFG/projections.csv | 2021-07-13 | Reff | 0.71 | 0.73 | 0.73 | 0.74 | 0.75 | 0.77 | Optimistic | Afghanistan | AFG | 2022-01-02 | v8 | TRUE
https://raw.githubusercontent.com/mrc-ide/global-lmic-reports/master/AFG/projections.csv | 2021-07-13 | infections | 19256.07 | 20198.93 | 20561.31 | 20736.02 | 21226.86 | 22494.26 | Pessimistic | Afghanistan | AFG | 2022-01-02 | v8 | TRUE
https://raw.githubusercontent.com/mrc-ide/global-lmic-reports/master/AFG/projections.csv | 2021-07-13 | deaths | 66.24 | 70.14 | 73.68 | 73.17 | 76.3 | 81.4 | Pessimistic | Afghanistan | AFG | 2022-01-02 | v8 | TRUE
https://raw.githubusercontent.com/mrc-ide/global-lmic-reports/master/AFG/projections.csv | 2021-07-13 | hospital_demand | 2159.57 | 2268.36 | 2350.94 | 2356.27 | 2455 | 2582.84 | Pessimistic | Afghanistan | AFG | 2022-01-02 | v8 | TRUE
https://raw.githubusercontent.com/mrc-ide/global-lmic-reports/master/AFG/projections.csv | 2021-07-13 | ICU_demand | 341.75 | 346.21 | 350.26 | 349.53 | 352.95 | 358.64 | Pessimistic | Afghanistan | AFG | 2022-01-02 | v8 | TRUE
https://raw.githubusercontent.com/mrc-ide/global-lmic-reports/master/AFG/projections.csv | 2021-07-13 | hospital_incidence | 189.85 | 201.36 | 210.44 | 208.55 | 215.44 | 228.94 | Pessimistic | Afghanistan | AFG | 2022-01-02 | v8 | TRUE
https://raw.githubusercontent.com/mrc-ide/global-lmic-reports/master/AFG/projections.csv | 2021-07-13 | ICU_incidence | 58.56 | 62.1 | 64.91 | 64.32 | 66.44 | 70.58 | Pessimistic | Afghanistan | AFG | 2022-01-02 | v8 | TRUE
https://raw.githubusercontent.com/mrc-ide/global-lmic-reports/master/AFG/projections.csv | 2021-07-13 | prevalence | 153447.69 | 164071.04 | 168078.87 | 168828.39 | 174575.31 | 184309.82 | Pessimistic | Afghanistan | AFG | 2022-01-02 | v8 | TRUE
https://raw.githubusercontent.com/mrc-ide/global-lmic-reports/master/AFG/projections.csv | 2021-07-13 | cumulative_infections | 2970227.33 | 3115436.17 | 3194282.52 | 3195338.35 | 3277585.99 | 3480620.19 | Pessimistic | Afghanistan | AFG | 2022-01-02 | v8 | TRUE
https://raw.githubusercontent.com/mrc-ide/global-lmic-reports/master/AFG/projections.csv | 2021-07-13 | cumulative_deaths | 5574.77 | 5876.15 | 6062.52 | 6055.55 | 6234.01 | 6681.09 | Pessimistic | Afghanistan | AFG | 2022-01-02 | v8 | TRUE
https://raw.githubusercontent.com/mrc-ide/global-lmic-reports/master/AFG/projections.csv | 2021-07-13 | Rt | 0.8 | 0.82 | 0.83 | 0.83 | 0.85 | 0.87 | Pessimistic | Afghanistan | AFG | 2022-01-02 | v8 | TRUE
https://raw.githubusercontent.com/mrc-ide/global-lmic-reports/master/AFG/projections.csv | 2021-07-13 | Reff | 0.71 | 0.73 | 0.73 | 0.74 | 0.75 | 0.77 | Pessimistic | Afghanistan | AFG | 2022-01-02 | v8 | TRUE
https://raw.githubusercontent.com/mrc-ide/global-lmic-reports/master/AFG/projections.csv | 2021-07-13 | infections | 19256.07 | 20198.93 | 20561.31 | 20736.02 | 21226.86 | 22494.26 | Relax Interventions 50% | Afghanistan | AFG | 2022-01-02 | v8 | TRUE
https://raw.githubusercontent.com/mrc-ide/global-lmic-reports/master/AFG/projections.csv | 2021-07-13 | deaths | 66.24 | 70.14 | 73.68 | 73.17 | 76.3 | 81.4 | Relax Interventions 50% | Afghanistan | AFG | 2022-01-02 | v8 | TRUE
https://raw.githubusercontent.com/mrc-ide/global-lmic-reports/master/AFG/projections.csv | 2021-07-13 | hospital_demand | 2159.57 | 2268.36 | 2350.94 | 2356.27 | 2455 | 2582.84 | Relax Interventions 50% | Afghanistan | AFG | 2022-01-02 | v8 | TRUE
https://raw.githubusercontent.com/mrc-ide/global-lmic-reports/master/AFG/projections.csv | 2021-07-13 | ICU_demand | 341.75 | 346.21 | 350.26 | 349.53 | 352.95 | 358.64 | Relax Interventions 50% | Afghanistan | AFG | 2022-01-02 | v8 | TRUE
https://raw.githubusercontent.com/mrc-ide/global-lmic-reports/master/AFG/projections.csv | 2021-07-13 | hospital_incidence | 189.85 | 201.36 | 210.44 | 208.55 | 215.44 | 228.94 | Relax Interventions 50% | Afghanistan | AFG | 2022-01-02 | v8 | TRUE
https://raw.githubusercontent.com/mrc-ide/global-lmic-reports/master/AFG/projections.csv | 2021-07-13 | ICU_incidence | 58.56 | 62.1 | 64.91 | 64.32 | 66.44 | 70.58 | Relax Interventions 50% | Afghanistan | AFG | 2022-01-02 | v8 | TRUE
https://raw.githubusercontent.com/mrc-ide/global-lmic-reports/master/AFG/projections.csv | 2021-07-13 | prevalence | 153447.69 | 164071.04 | 168078.87 | 168828.39 | 174575.31 | 184309.82 | Relax Interventions 50% | Afghanistan | AFG | 2022-01-02 | v8 | TRUE
https://raw.githubusercontent.com/mrc-ide/global-lmic-reports/master/AFG/projections.csv | 2021-07-13 | cumulative_infections | 2970227.33 | 3115436.17 | 3194282.52 | 3195338.35 | 3277585.99 | 3480620.19 | Relax Interventions 50% | Afghanistan | AFG | 2022-01-02 | v8 | TRUE
https://raw.githubusercontent.com/mrc-ide/global-lmic-reports/master/AFG/projections.csv | 2021-07-13 | cumulative_deaths | 5574.77 | 5876.15 | 6062.52 | 6055.55 | 6234.01 | 6681.09 | Relax Interventions 50% | Afghanistan | AFG | 2022-01-02 | v8 | TRUE
https://raw.githubusercontent.com/mrc-ide/global-lmic-reports/master/AFG/projections.csv | 2021-07-13 | Rt | 0.8 | 0.82 | 0.83 | 0.83 | 0.85 | 0.87 | Relax Interventions 50% | Afghanistan | AFG | 2022-01-02 | v8 | TRUE
https://raw.githubusercontent.com/mrc-ide/global-lmic-reports/master/AFG/projections.csv | 2021-07-13 | Reff | 0.71 | 0.73 | 0.73 | 0.74 | 0.75 | 0.77 | Relax Interventions 50% | Afghanistan | AFG | 2022-01-02 | v8 | TRUE
https://raw.githubusercontent.com/mrc-ide/global-lmic-reports/master/AFG/projections.csv | 2021-07-13 | infections | 19219.02 | 20056.42 | 20785.95 | 20761.46 | 21448.84 | 22488.67 | Surged Additional 50% Reduction | Afghanistan | AFG | 2022-01-02 | v8 | TRUE
https://raw.githubusercontent.com/mrc-ide/global-lmic-reports/master/AFG/projections.csv | 2021-07-13 | deaths | 52.65 | 56.09 | 58.45 | 58.29 | 59.96 | 64.37 | Surged Additional 50% Reduction | Afghanistan | AFG | 2022-01-02 | v8 | TRUE
https://raw.githubusercontent.com/mrc-ide/global-lmic-reports/master/AFG/projections.csv | 2021-07-13 | hospital_demand | 2203.85 | 2351.21 | 2458.7 | 2444.67 | 2500.55 | 2712.81 | Surged Additional 50% Reduction | Afghanistan | AFG | 2022-01-02 | v8 | TRUE
https://raw.githubusercontent.com/mrc-ide/global-lmic-reports/master/AFG/projections.csv | 2021-07-13 | ICU_demand | 954.05 | 1015.53 | 1059.5 | 1054.98 | 1082.82 | 1164.43 | Surged Additional 50% Reduction | Afghanistan | AFG | 2022-01-02 | v8 | TRUE
https://raw.githubusercontent.com/mrc-ide/global-lmic-reports/master/AFG/projections.csv | 2021-07-13 | hospital_incidence | 188.79 | 200.53 | 209.55 | 208.57 | 213.89 | 230.37 | Surged Additional 50% Reduction | Afghanistan | AFG | 2022-01-02 | v8 | TRUE
https://raw.githubusercontent.com/mrc-ide/global-lmic-reports/master/AFG/projections.csv | 2021-07-13 | ICU_incidence | 58.24 | 61.85 | 64.63 | 64.33 | 65.96 | 71.04 | Surged Additional 50% Reduction | Afghanistan | AFG | 2022-01-02 | v8 | TRUE
https://raw.githubusercontent.com/mrc-ide/global-lmic-reports/master/AFG/projections.csv | 2021-07-13 | prevalence | 155661.36 | 164861.11 | 170267.46 | 169883.36 | 175433.18 | 183348.66 | Surged Additional 50% Reduction | Afghanistan | AFG | 2022-01-02 | v8 | TRUE
https://raw.githubusercontent.com/mrc-ide/global-lmic-reports/master/AFG/projections.csv | 2021-07-13 | cumulative_infections | 3027645.43 | 3106803.26 | 3162372.31 | 3172873.36 | 3223274.04 | 3393127 | Surged Additional 50% Reduction | Afghanistan | AFG | 2022-01-02 | v8 | TRUE
https://raw.githubusercontent.com/mrc-ide/global-lmic-reports/master/AFG/projections.csv | 2021-07-13 | cumulative_deaths | 4413.14 | 4552.65 | 4641.62 | 4640.68 | 4719.17 | 4920.43 | Surged Additional 50% Reduction | Afghanistan | AFG | 2022-01-02 | v8 | TRUE
https://raw.githubusercontent.com/mrc-ide/global-lmic-reports/master/AFG/projections.csv | 2021-07-13 | Rt | 0.8 | 0.82 | 0.83 | 0.83 | 0.85 | 0.86 | Surged Additional 50% Reduction | Afghanistan | AFG | 2022-01-02 | v8 | TRUE
https://raw.githubusercontent.com/mrc-ide/global-lmic-reports/master/AFG/projections.csv | 2021-07-13 | Reff | 0.7 | 0.73 | 0.74 | 0.74 | 0.75 | 0.77 | Surged Additional 50% Reduction | Afghanistan | AFG | 2022-01-02 | v8 | TRUE
https://raw.githubusercontent.com/mrc-ide/global-lmic-reports/master/AFG/projections.csv | 2021-07-13 | infections | 19219.02 | 20056.42 | 20785.95 | 20761.46 | 21448.84 | 22488.67 | Surged Maintain Status Quo | Afghanistan | AFG | 2022-01-02 | v8 | TRUE
https://raw.githubusercontent.com/mrc-ide/global-lmic-reports/master/AFG/projections.csv | 2021-07-13 | deaths | 52.65 | 56.09 | 58.45 | 58.29 | 59.96 | 64.37 | Surged Maintain Status Quo | Afghanistan | AFG | 2022-01-02 | v8 | TRUE
https://raw.githubusercontent.com/mrc-ide/global-lmic-reports/master/AFG/projections.csv | 2021-07-13 | hospital_demand | 2203.85 | 2351.21 | 2458.7 | 2444.67 | 2500.55 | 2712.81 | Surged Maintain Status Quo | Afghanistan | AFG | 2022-01-02 | v8 | TRUE
https://raw.githubusercontent.com/mrc-ide/global-lmic-reports/master/AFG/projections.csv | 2021-07-13 | ICU_demand | 954.05 | 1015.53 | 1059.5 | 1054.98 | 1082.82 | 1164.43 | Surged Maintain Status Quo | Afghanistan | AFG | 2022-01-02 | v8 | TRUE
https://raw.githubusercontent.com/mrc-ide/global-lmic-reports/master/AFG/projections.csv | 2021-07-13 | hospital_incidence | 188.79 | 200.53 | 209.55 | 208.57 | 213.89 | 230.37 | Surged Maintain Status Quo | Afghanistan | AFG | 2022-01-02 | v8 | TRUE
https://raw.githubusercontent.com/mrc-ide/global-lmic-reports/master/AFG/projections.csv | 2021-07-13 | ICU_incidence | 58.24 | 61.85 | 64.63 | 64.33 | 65.96 | 71.04 | Surged Maintain Status Quo | Afghanistan | AFG | 2022-01-02 | v8 | TRUE
https://raw.githubusercontent.com/mrc-ide/global-lmic-reports/master/AFG/projections.csv | 2021-07-13 | prevalence | 155661.36 | 164861.11 | 170267.46 | 169883.36 | 175433.18 | 183348.66 | Surged Maintain Status Quo | Afghanistan | AFG | 2022-01-02 | v8 | TRUE
https://raw.githubusercontent.com/mrc-ide/global-lmic-reports/master/AFG/projections.csv | 2021-07-13 | cumulative_infections | 3027645.43 | 3106803.26 | 3162372.31 | 3172873.36 | 3223274.04 | 3393127 | Surged Maintain Status Quo | Afghanistan | AFG | 2022-01-02 | v8 | TRUE
https://raw.githubusercontent.com/mrc-ide/global-lmic-reports/master/AFG/projections.csv | 2021-07-13 | cumulative_deaths | 4413.14 | 4552.65 | 4641.62 | 4640.68 | 4719.17 | 4920.43 | Surged Maintain Status Quo | Afghanistan | AFG | 2022-01-02 | v8 | TRUE
https://raw.githubusercontent.com/mrc-ide/global-lmic-reports/master/AFG/projections.csv | 2021-07-13 | Rt | 0.8 | 0.82 | 0.83 | 0.83 | 0.85 | 0.86 | Surged Maintain Status Quo | Afghanistan | AFG | 2022-01-02 | v8 | TRUE
https://raw.githubusercontent.com/mrc-ide/global-lmic-reports/master/AFG/projections.csv | 2021-07-13 | Reff | 0.7 | 0.73 | 0.74 | 0.74 | 0.75 | 0.77 | Surged Maintain Status Quo | Afghanistan | AFG | 2022-01-02 | v8 | TRUE
https://raw.githubusercontent.com/mrc-ide/global-lmic-reports/master/AFG/projections.csv | 2021-07-13 | infections | 19219.02 | 20056.42 | 20785.95 | 20761.46 | 21448.84 | 22488.67 | Surged Optimistic | Afghanistan | AFG | 2022-01-02 | v8 | TRUE
https://raw.githubusercontent.com/mrc-ide/global-lmic-reports/master/AFG/projections.csv | 2021-07-13 | deaths | 52.65 | 56.09 | 58.45 | 58.29 | 59.96 | 64.37 | Surged Optimistic | Afghanistan | AFG | 2022-01-02 | v8 | TRUE
https://raw.githubusercontent.com/mrc-ide/global-lmic-reports/master/AFG/projections.csv | 2021-07-13 | hospital_demand | 2203.85 | 2351.21 | 2458.7 | 2444.67 | 2500.55 | 2712.81 | Surged Optimistic | Afghanistan | AFG | 2022-01-02 | v8 | TRUE
https://raw.githubusercontent.com/mrc-ide/global-lmic-reports/master/AFG/projections.csv | 2021-07-13 | ICU_demand | 954.05 | 1015.53 | 1059.5 | 1054.98 | 1082.82 | 1164.43 | Surged Optimistic | Afghanistan | AFG | 2022-01-02 | v8 | TRUE
https://raw.githubusercontent.com/mrc-ide/global-lmic-reports/master/AFG/projections.csv | 2021-07-13 | hospital_incidence | 188.79 | 200.53 | 209.55 | 208.57 | 213.89 | 230.37 | Surged Optimistic | Afghanistan | AFG | 2022-01-02 | v8 | TRUE
https://raw.githubusercontent.com/mrc-ide/global-lmic-reports/master/AFG/projections.csv | 2021-07-13 | ICU_incidence | 58.24 | 61.85 | 64.63 | 64.33 | 65.96 | 71.04 | Surged Optimistic | Afghanistan | AFG | 2022-01-02 | v8 | TRUE
https://raw.githubusercontent.com/mrc-ide/global-lmic-reports/master/AFG/projections.csv | 2021-07-13 | prevalence | 155661.36 | 164861.11 | 170267.46 | 169883.36 | 175433.18 | 183348.66 | Surged Optimistic | Afghanistan | AFG | 2022-01-02 | v8 | TRUE
https://raw.githubusercontent.com/mrc-ide/global-lmic-reports/master/AFG/projections.csv | 2021-07-13 | cumulative_infections | 3027645.43 | 3106803.26 | 3162372.31 | 3172873.36 | 3223274.04 | 3393127 | Surged Optimistic | Afghanistan | AFG | 2022-01-02 | v8 | TRUE
https://raw.githubusercontent.com/mrc-ide/global-lmic-reports/master/AFG/projections.csv | 2021-07-13 | cumulative_deaths | 4413.14 | 4552.65 | 4641.62 | 4640.68 | 4719.17 | 4920.43 | Surged Optimistic | Afghanistan | AFG | 2022-01-02 | v8 | TRUE
https://raw.githubusercontent.com/mrc-ide/global-lmic-reports/master/AFG/projections.csv | 2021-07-13 | Rt | 0.8 | 0.82 | 0.83 | 0.83 | 0.85 | 0.86 | Surged Optimistic | Afghanistan | AFG | 2022-01-02 | v8 | TRUE
https://raw.githubusercontent.com/mrc-ide/global-lmic-reports/master/AFG/projections.csv | 2021-07-13 | Reff | 0.7 | 0.73 | 0.74 | 0.74 | 0.75 | 0.77 | Surged Optimistic | Afghanistan | AFG | 2022-01-02 | v8 | TRUE
https://raw.githubusercontent.com/mrc-ide/global-lmic-reports/master/AFG/projections.csv | 2021-07-13 | infections | 19219.02 | 20056.42 | 20785.95 | 20761.46 | 21448.84 | 22488.67 | Surged Pessimistic | Afghanistan | AFG | 2022-01-02 | v8 | TRUE
https://raw.githubusercontent.com/mrc-ide/global-lmic-reports/master/AFG/projections.csv | 2021-07-13 | deaths | 52.65 | 56.09 | 58.45 | 58.29 | 59.96 | 64.37 | Surged Pessimistic | Afghanistan | AFG | 2022-01-02 | v8 | TRUE
https://raw.githubusercontent.com/mrc-ide/global-lmic-reports/master/AFG/projections.csv | 2021-07-13 | hospital_demand | 2203.85 | 2351.21 | 2458.7 | 2444.67 | 2500.55 | 2712.81 | Surged Pessimistic | Afghanistan | AFG | 2022-01-02 | v8 | TRUE
https://raw.githubusercontent.com/mrc-ide/global-lmic-reports/master/AFG/projections.csv | 2021-07-13 | ICU_demand | 954.05 | 1015.53 | 1059.5 | 1054.98 | 1082.82 | 1164.43 | Surged Pessimistic | Afghanistan | AFG | 2022-01-02 | v8 | TRUE
https://raw.githubusercontent.com/mrc-ide/global-lmic-reports/master/AFG/projections.csv | 2021-07-13 | hospital_incidence | 188.79 | 200.53 | 209.55 | 208.57 | 213.89 | 230.37 | Surged Pessimistic | Afghanistan | AFG | 2022-01-02 | v8 | TRUE
https://raw.githubusercontent.com/mrc-ide/global-lmic-reports/master/AFG/projections.csv | 2021-07-13 | ICU_incidence | 58.24 | 61.85 | 64.63 | 64.33 | 65.96 | 71.04 | Surged Pessimistic | Afghanistan | AFG | 2022-01-02 | v8 | TRUE
https://raw.githubusercontent.com/mrc-ide/global-lmic-reports/master/AFG/projections.csv | 2021-07-13 | prevalence | 155661.36 | 164861.11 | 170267.46 | 169883.36 | 175433.18 | 183348.66 | Surged Pessimistic | Afghanistan | AFG | 2022-01-02 | v8 | TRUE
https://raw.githubusercontent.com/mrc-ide/global-lmic-reports/master/AFG/projections.csv | 2021-07-13 | cumulative_infections | 3027645.43 | 3106803.26 | 3162372.31 | 3172873.36 | 3223274.04 | 3393127 | Surged Pessimistic | Afghanistan | AFG | 2022-01-02 | v8 | TRUE
https://raw.githubusercontent.com/mrc-ide/global-lmic-reports/master/AFG/projections.csv | 2021-07-13 | cumulative_deaths | 4413.14 | 4552.65 | 4641.62 | 4640.68 | 4719.17 | 4920.43 | Surged Pessimistic | Afghanistan | AFG | 2022-01-02 | v8 | TRUE
https://raw.githubusercontent.com/mrc-ide/global-lmic-reports/master/AFG/projections.csv | 2021-07-13 | Rt | 0.8 | 0.82 | 0.83 | 0.83 | 0.85 | 0.86 | Surged Pessimistic | Afghanistan | AFG | 2022-01-02 | v8 | TRUE
https://raw.githubusercontent.com/mrc-ide/global-lmic-reports/master/AFG/projections.csv | 2021-07-13 | Reff | 0.7 | 0.73 | 0.74 | 0.74 | 0.75 | 0.77 | Surged Pessimistic | Afghanistan | AFG | 2022-01-02 | v8 | TRUE
https://raw.githubusercontent.com/mrc-ide/global-lmic-reports/master/AFG/projections.csv | 2021-07-13 | infections | 19219.02 | 20056.42 | 20785.95 | 20761.46 | 21448.84 | 22488.67 | Surged Relax Interventions 50% | Afghanistan | AFG | 2022-01-02 | v8 | TRUE
https://raw.githubusercontent.com/mrc-ide/global-lmic-reports/master/AFG/projections.csv | 2021-07-13 | deaths | 52.65 | 56.09 | 58.45 | 58.29 | 59.96 | 64.37 | Surged Relax Interventions 50% | Afghanistan | AFG | 2022-01-02 | v8 | TRUE
https://raw.githubusercontent.com/mrc-ide/global-lmic-reports/master/AFG/projections.csv | 2021-07-13 | hospital_demand | 2203.85 | 2351.21 | 2458.7 | 2444.67 | 2500.55 | 2712.81 | Surged Relax Interventions 50% | Afghanistan | AFG | 2022-01-02 | v8 | TRUE
https://raw.githubusercontent.com/mrc-ide/global-lmic-reports/master/AFG/projections.csv | 2021-07-13 | ICU_demand | 954.05 | 1015.53 | 1059.5 | 1054.98 | 1082.82 | 1164.43 | Surged Relax Interventions 50% | Afghanistan | AFG | 2022-01-02 | v8 | TRUE
https://raw.githubusercontent.com/mrc-ide/global-lmic-reports/master/AFG/projections.csv | 2021-07-13 | hospital_incidence | 188.79 | 200.53 | 209.55 | 208.57 | 213.89 | 230.37 | Surged Relax Interventions 50% | Afghanistan | AFG | 2022-01-02 | v8 | TRUE
https://raw.githubusercontent.com/mrc-ide/global-lmic-reports/master/AFG/projections.csv | 2021-07-13 | ICU_incidence | 58.24 | 61.85 | 64.63 | 64.33 | 65.96 | 71.04 | Surged Relax Interventions 50% | Afghanistan | AFG | 2022-01-02 | v8 | TRUE
https://raw.githubusercontent.com/mrc-ide/global-lmic-reports/master/AFG/projections.csv | 2021-07-13 | prevalence | 155661.36 | 164861.11 | 170267.46 | 169883.36 | 175433.18 | 183348.66 | Surged Relax Interventions 50% | Afghanistan | AFG | 2022-01-02 | v8 | TRUE
https://raw.githubusercontent.com/mrc-ide/global-lmic-reports/master/AFG/projections.csv | 2021-07-13 | cumulative_infections | 3027645.43 | 3106803.26 | 3162372.31 | 3172873.36 | 3223274.04 | 3393127 | Surged Relax Interventions 50% | Afghanistan | AFG | 2022-01-02 | v8 | TRUE
https://raw.githubusercontent.com/mrc-ide/global-lmic-reports/master/AFG/projections.csv | 2021-07-13 | cumulative_deaths | 4413.14 | 4552.65 | 4641.62 | 4640.68 | 4719.17 | 4920.43 | Surged Relax Interventions 50% | Afghanistan | AFG | 2022-01-02 | v8 | TRUE
https://raw.githubusercontent.com/mrc-ide/global-lmic-reports/master/AFG/projections.csv | 2021-07-13 | Rt | 0.8 | 0.82 | 0.83 | 0.83 | 0.85 | 0.86 | Surged Relax Interventions 50% | Afghanistan | AFG | 2022-01-02 | v8 | TRUE
https://raw.githubusercontent.com/mrc-ide/global-lmic-reports/master/AFG/projections.csv | 2021-07-13 | Reff | 0.7 | 0.73 | 0.74 | 0.74 | 0.75 | 0.77 | Surged Relax Interventions 50% | Afghanistan | AFG | 2022-01-02 | v8 | TRUE
https://raw.githubusercontent.com/mrc-ide/global-lmic-reports/master/AFG/projections.csv | 2021-07-14 | infections | 18300.03 | 19187.76 | 19589.29 | 19724.41 | 20173.5 | 21364.23 | Additional 50% Reduction | Afghanistan | AFG | 2022-01-02 | v8 | TRUE
https://raw.githubusercontent.com/mrc-ide/global-lmic-reports/master/AFG/projections.csv | 2021-07-14 | deaths | 63.08 | 66.98 | 70.43 | 69.77 | 72.73 | 77.59 | Additional 50% Reduction | Afghanistan | AFG | 2022-01-02 | v8 | TRUE
https://raw.githubusercontent.com/mrc-ide/global-lmic-reports/master/AFG/projections.csv | 2021-07-14 | hospital_demand | 2103.47 | 2208.83 | 2292.08 | 2292.91 | 2386.94 | 2513.53 | Additional 50% Reduction | Afghanistan | AFG | 2022-01-02 | v8 | TRUE
https://raw.githubusercontent.com/mrc-ide/global-lmic-reports/master/AFG/projections.csv | 2021-07-14 | ICU_demand | 338 | 342.48 | 346.35 | 345.58 | 348.69 | 354.21 | Additional 50% Reduction | Afghanistan | AFG | 2022-01-02 | v8 | TRUE
https://raw.githubusercontent.com/mrc-ide/global-lmic-reports/master/AFG/projections.csv | 2021-07-14 | hospital_incidence | 180.74 | 192.11 | 200 | 198.73 | 204.97 | 217.86 | Additional 50% Reduction | Afghanistan | AFG | 2022-01-02 | v8 | TRUE
https://raw.githubusercontent.com/mrc-ide/global-lmic-reports/master/AFG/projections.csv | 2021-07-14 | ICU_incidence | 55.69 | 59.2 | 61.61 | 61.22 | 63.13 | 67.09 | Additional 50% Reduction | Afghanistan | AFG | 2022-01-02 | v8 | TRUE
https://raw.githubusercontent.com/mrc-ide/global-lmic-reports/master/AFG/projections.csv | 2021-07-14 | prevalence | 147589.24 | 157192.89 | 161035.58 | 161670.64 | 167021.81 | 176328.35 | Additional 50% Reduction | Afghanistan | AFG | 2022-01-02 | v8 | TRUE
https://raw.githubusercontent.com/mrc-ide/global-lmic-reports/master/AFG/projections.csv | 2021-07-14 | cumulative_infections | 2988714.25 | 3134614.42 | 3212967.97 | 3215062.76 | 3298041.5 | 3501848.33 | Additional 50% Reduction | Afghanistan | AFG | 2022-01-02 | v8 | TRUE
https://raw.githubusercontent.com/mrc-ide/global-lmic-reports/master/AFG/projections.csv | 2021-07-14 | cumulative_deaths | 5638.58 | 5945.08 | 6130.78 | 6125.32 | 6306.14 | 6756.98 | Additional 50% Reduction | Afghanistan | AFG | 2022-01-02 | v8 | TRUE
https://raw.githubusercontent.com/mrc-ide/global-lmic-reports/master/AFG/projections.csv | 2021-07-14 | Rt | 0.8 | 0.82 | 0.83 | 0.83 | 0.84 | 0.87 | Additional 50% Reduction | Afghanistan | AFG | 2022-01-02 | v8 | TRUE
https://raw.githubusercontent.com/mrc-ide/global-lmic-reports/master/AFG/projections.csv | 2021-07-14 | Reff | 0.7 | 0.72 | 0.73 | 0.73 | 0.75 | 0.77 | Additional 50% Reduction | Afghanistan | AFG | 2022-01-02 | v8 | TRUE
https://raw.githubusercontent.com/mrc-ide/global-lmic-reports/master/AFG/projections.csv | 2021-07-14 | infections | 18300.03 | 19187.76 | 19589.29 | 19724.41 | 20173.5 | 21364.23 | Maintain Status Quo | Afghanistan | AFG | 2022-01-02 | v8 | TRUE
https://raw.githubusercontent.com/mrc-ide/global-lmic-reports/master/AFG/projections.csv | 2021-07-14 | deaths | 63.08 | 66.98 | 70.43 | 69.77 | 72.73 | 77.59 | Maintain Status Quo | Afghanistan | AFG | 2022-01-02 | v8 | TRUE
https://raw.githubusercontent.com/mrc-ide/global-lmic-reports/master/AFG/projections.csv | 2021-07-14 | hospital_demand | 2103.47 | 2208.83 | 2292.08 | 2292.91 | 2386.94 | 2513.53 | Maintain Status Quo | Afghanistan | AFG | 2022-01-02 | v8 | TRUE
https://raw.githubusercontent.com/mrc-ide/global-lmic-reports/master/AFG/projections.csv | 2021-07-14 | ICU_demand | 338 | 342.48 | 346.35 | 345.58 | 348.69 | 354.21 | Maintain Status Quo | Afghanistan | AFG | 2022-01-02 | v8 | TRUE
https://raw.githubusercontent.com/mrc-ide/global-lmic-reports/master/AFG/projections.csv | 2021-07-14 | hospital_incidence | 180.74 | 192.11 | 200 | 198.73 | 204.97 | 217.86 | Maintain Status Quo | Afghanistan | AFG | 2022-01-02 | v8 | TRUE
https://raw.githubusercontent.com/mrc-ide/global-lmic-reports/master/AFG/projections.csv | 2021-07-14 | ICU_incidence | 55.69 | 59.2 | 61.61 | 61.22 | 63.13 | 67.09 | Maintain Status Quo | Afghanistan | AFG | 2022-01-02 | v8 | TRUE
https://raw.githubusercontent.com/mrc-ide/global-lmic-reports/master/AFG/projections.csv | 2021-07-14 | prevalence | 147589.24 | 157192.89 | 161035.58 | 161670.64 | 167021.81 | 176328.35 | Maintain Status Quo | Afghanistan | AFG | 2022-01-02 | v8 | TRUE
https://raw.githubusercontent.com/mrc-ide/global-lmic-reports/master/AFG/projections.csv | 2021-07-14 | cumulative_infections | 2988714.25 | 3134614.42 | 3212967.97 | 3215062.76 | 3298041.5 | 3501848.33 | Maintain Status Quo | Afghanistan | AFG | 2022-01-02 | v8 | TRUE
https://raw.githubusercontent.com/mrc-ide/global-lmic-reports/master/AFG/projections.csv | 2021-07-14 | cumulative_deaths | 5638.58 | 5945.08 | 6130.78 | 6125.32 | 6306.14 | 6756.98 | Maintain Status Quo | Afghanistan | AFG | 2022-01-02 | v8 | TRUE
https://raw.githubusercontent.com/mrc-ide/global-lmic-reports/master/AFG/projections.csv | 2021-07-14 | Rt | 0.8 | 0.82 | 0.83 | 0.83 | 0.84 | 0.87 | Maintain Status Quo | Afghanistan | AFG | 2022-01-02 | v8 | TRUE
https://raw.githubusercontent.com/mrc-ide/global-lmic-reports/master/AFG/projections.csv | 2021-07-14 | Reff | 0.7 | 0.72 | 0.73 | 0.73 | 0.75 | 0.77 | Maintain Status Quo | Afghanistan | AFG | 2022-01-02 | v8 | TRUE
https://raw.githubusercontent.com/mrc-ide/global-lmic-reports/master/AFG/projections.csv | 2021-07-14 | infections | 18300.03 | 19187.76 | 19589.29 | 19724.41 | 20173.5 | 21364.23 | Optimistic | Afghanistan | AFG | 2022-01-02 | v8 | TRUE
https://raw.githubusercontent.com/mrc-ide/global-lmic-reports/master/AFG/projections.csv | 2021-07-14 | deaths | 63.08 | 66.98 | 70.43 | 69.77 | 72.73 | 77.59 | Optimistic | Afghanistan | AFG | 2022-01-02 | v8 | TRUE
https://raw.githubusercontent.com/mrc-ide/global-lmic-reports/master/AFG/projections.csv | 2021-07-14 | hospital_demand | 2103.47 | 2208.83 | 2292.08 | 2292.91 | 2386.94 | 2513.53 | Optimistic | Afghanistan | AFG | 2022-01-02 | v8 | TRUE
https://raw.githubusercontent.com/mrc-ide/global-lmic-reports/master/AFG/projections.csv | 2021-07-14 | ICU_demand | 338 | 342.48 | 346.35 | 345.58 | 348.69 | 354.21 | Optimistic | Afghanistan | AFG | 2022-01-02 | v8 | TRUE
https://raw.githubusercontent.com/mrc-ide/global-lmic-reports/master/AFG/projections.csv | 2021-07-14 | hospital_incidence | 180.74 | 192.11 | 200 | 198.73 | 204.97 | 217.86 | Optimistic | Afghanistan | AFG | 2022-01-02 | v8 | TRUE
https://raw.githubusercontent.com/mrc-ide/global-lmic-reports/master/AFG/projections.csv | 2021-07-14 | ICU_incidence | 55.69 | 59.2 | 61.61 | 61.22 | 63.13 | 67.09 | Optimistic | Afghanistan | AFG | 2022-01-02 | v8 | TRUE
https://raw.githubusercontent.com/mrc-ide/global-lmic-reports/master/AFG/projections.csv | 2021-07-14 | prevalence | 147589.24 | 157192.89 | 161035.58 | 161670.64 | 167021.81 | 176328.35 | Optimistic | Afghanistan | AFG | 2022-01-02 | v8 | TRUE
https://raw.githubusercontent.com/mrc-ide/global-lmic-reports/master/AFG/projections.csv | 2021-07-14 | cumulative_infections | 2988714.25 | 3134614.42 | 3212967.97 | 3215062.76 | 3298041.5 | 3501848.33 | Optimistic | Afghanistan | AFG | 2022-01-02 | v8 | TRUE
https://raw.githubusercontent.com/mrc-ide/global-lmic-reports/master/AFG/projections.csv | 2021-07-14 | cumulative_deaths | 5638.58 | 5945.08 | 6130.78 | 6125.32 | 6306.14 | 6756.98 | Optimistic | Afghanistan | AFG | 2022-01-02 | v8 | TRUE
https://raw.githubusercontent.com/mrc-ide/global-lmic-reports/master/AFG/projections.csv | 2021-07-14 | Rt | 0.8 | 0.82 | 0.83 | 0.83 | 0.84 | 0.87 | Optimistic | Afghanistan | AFG | 2022-01-02 | v8 | TRUE
https://raw.githubusercontent.com/mrc-ide/global-lmic-reports/master/AFG/projections.csv | 2021-07-14 | Reff | 0.7 | 0.72 | 0.73 | 0.73 | 0.75 | 0.77 | Optimistic | Afghanistan | AFG | 2022-01-02 | v8 | TRUE
https://raw.githubusercontent.com/mrc-ide/global-lmic-reports/master/AFG/projections.csv | 2021-07-14 | infections | 18300.03 | 19187.76 | 19589.29 | 19724.41 | 20173.5 | 21364.23 | Pessimistic | Afghanistan | AFG | 2022-01-02 | v8 | TRUE
https://raw.githubusercontent.com/mrc-ide/global-lmic-reports/master/AFG/projections.csv | 2021-07-14 | deaths | 63.08 | 66.98 | 70.43 | 69.77 | 72.73 | 77.59 | Pessimistic | Afghanistan | AFG | 2022-01-02 | v8 | TRUE
https://raw.githubusercontent.com/mrc-ide/global-lmic-reports/master/AFG/projections.csv | 2021-07-14 | hospital_demand | 2103.47 | 2208.83 | 2292.08 | 2292.91 | 2386.94 | 2513.53 | Pessimistic | Afghanistan | AFG | 2022-01-02 | v8 | TRUE
https://raw.githubusercontent.com/mrc-ide/global-lmic-reports/master/AFG/projections.csv | 2021-07-14 | ICU_demand | 338 | 342.48 | 346.35 | 345.58 | 348.69 | 354.21 | Pessimistic | Afghanistan | AFG | 2022-01-02 | v8 | TRUE
https://raw.githubusercontent.com/mrc-ide/global-lmic-reports/master/AFG/projections.csv | 2021-07-14 | hospital_incidence | 180.74 | 192.11 | 200 | 198.73 | 204.97 | 217.86 | Pessimistic | Afghanistan | AFG | 2022-01-02 | v8 | TRUE
https://raw.githubusercontent.com/mrc-ide/global-lmic-reports/master/AFG/projections.csv | 2021-07-14 | ICU_incidence | 55.69 | 59.2 | 61.61 | 61.22 | 63.13 | 67.09 | Pessimistic | Afghanistan | AFG | 2022-01-02 | v8 | TRUE
https://raw.githubusercontent.com/mrc-ide/global-lmic-reports/master/AFG/projections.csv | 2021-07-14 | prevalence | 147589.24 | 157192.89 | 161035.58 | 161670.64 | 167021.81 | 176328.35 | Pessimistic | Afghanistan | AFG | 2022-01-02 | v8 | TRUE
https://raw.githubusercontent.com/mrc-ide/global-lmic-reports/master/AFG/projections.csv | 2021-07-14 | cumulative_infections | 2988714.25 | 3134614.42 | 3212967.97 | 3215062.76 | 3298041.5 | 3501848.33 | Pessimistic | Afghanistan | AFG | 2022-01-02 | v8 | TRUE
https://raw.githubusercontent.com/mrc-ide/global-lmic-reports/master/AFG/projections.csv | 2021-07-14 | cumulative_deaths | 5638.58 | 5945.08 | 6130.78 | 6125.32 | 6306.14 | 6756.98 | Pessimistic | Afghanistan | AFG | 2022-01-02 | v8 | TRUE
https://raw.githubusercontent.com/mrc-ide/global-lmic-reports/master/AFG/projections.csv | 2021-07-14 | Rt | 0.8 | 0.82 | 0.83 | 0.83 | 0.84 | 0.87 | Pessimistic | Afghanistan | AFG | 2022-01-02 | v8 | TRUE
https://raw.githubusercontent.com/mrc-ide/global-lmic-reports/master/AFG/projections.csv | 2021-07-14 | Reff | 0.7 | 0.72 | 0.73 | 0.73 | 0.75 | 0.77 | Pessimistic | Afghanistan | AFG | 2022-01-02 | v8 | TRUE
https://raw.githubusercontent.com/mrc-ide/global-lmic-reports/master/AFG/projections.csv | 2021-07-14 | infections | 18300.03 | 19187.76 | 19589.29 | 19724.41 | 20173.5 | 21364.23 | Relax Interventions 50% | Afghanistan | AFG | 2022-01-02 | v8 | TRUE
https://raw.githubusercontent.com/mrc-ide/global-lmic-reports/master/AFG/projections.csv | 2021-07-14 | deaths | 63.08 | 66.98 | 70.43 | 69.77 | 72.73 | 77.59 | Relax Interventions 50% | Afghanistan | AFG | 2022-01-02 | v8 | TRUE
https://raw.githubusercontent.com/mrc-ide/global-lmic-reports/master/AFG/projections.csv | 2021-07-14 | hospital_demand | 2103.47 | 2208.83 | 2292.08 | 2292.91 | 2386.94 | 2513.53 | Relax Interventions 50% | Afghanistan | AFG | 2022-01-02 | v8 | TRUE
https://raw.githubusercontent.com/mrc-ide/global-lmic-reports/master/AFG/projections.csv | 2021-07-14 | ICU_demand | 338 | 342.48 | 346.35 | 345.58 | 348.69 | 354.21 | Relax Interventions 50% | Afghanistan | AFG | 2022-01-02 | v8 | TRUE
https://raw.githubusercontent.com/mrc-ide/global-lmic-reports/master/AFG/projections.csv | 2021-07-14 | hospital_incidence | 180.74 | 192.11 | 200 | 198.73 | 204.97 | 217.86 | Relax Interventions 50% | Afghanistan | AFG | 2022-01-02 | v8 | TRUE
https://raw.githubusercontent.com/mrc-ide/global-lmic-reports/master/AFG/projections.csv | 2021-07-14 | ICU_incidence | 55.69 | 59.2 | 61.61 | 61.22 | 63.13 | 67.09 | Relax Interventions 50% | Afghanistan | AFG | 2022-01-02 | v8 | TRUE
https://raw.githubusercontent.com/mrc-ide/global-lmic-reports/master/AFG/projections.csv | 2021-07-14 | prevalence | 147589.24 | 157192.89 | 161035.58 | 161670.64 | 167021.81 | 176328.35 | Relax Interventions 50% | Afghanistan | AFG | 2022-01-02 | v8 | TRUE
https://raw.githubusercontent.com/mrc-ide/global-lmic-reports/master/AFG/projections.csv | 2021-07-14 | cumulative_infections | 2988714.25 | 3134614.42 | 3212967.97 | 3215062.76 | 3298041.5 | 3501848.33 | Relax Interventions 50% | Afghanistan | AFG | 2022-01-02 | v8 | TRUE
https://raw.githubusercontent.com/mrc-ide/global-lmic-reports/master/AFG/projections.csv | 2021-07-14 | cumulative_deaths | 5638.58 | 5945.08 | 6130.78 | 6125.32 | 6306.14 | 6756.98 | Relax Interventions 50% | Afghanistan | AFG | 2022-01-02 | v8 | TRUE
https://raw.githubusercontent.com/mrc-ide/global-lmic-reports/master/AFG/projections.csv | 2021-07-14 | Rt | 0.8 | 0.82 | 0.83 | 0.83 | 0.84 | 0.87 | Relax Interventions 50% | Afghanistan | AFG | 2022-01-02 | v8 | TRUE
https://raw.githubusercontent.com/mrc-ide/global-lmic-reports/master/AFG/projections.csv | 2021-07-14 | Reff | 0.7 | 0.72 | 0.73 | 0.73 | 0.75 | 0.77 | Relax Interventions 50% | Afghanistan | AFG | 2022-01-02 | v8 | TRUE
https://raw.githubusercontent.com/mrc-ide/global-lmic-reports/master/AFG/projections.csv | 2021-07-14 | infections | 18291.62 | 19098.24 | 19775.82 | 19760.96 | 20436.35 | 21338.46 | Surged Additional 50% Reduction | Afghanistan | AFG | 2022-01-02 | v8 | TRUE
https://raw.githubusercontent.com/mrc-ide/global-lmic-reports/master/AFG/projections.csv | 2021-07-14 | deaths | 51.83 | 55.19 | 57.63 | 57.4 | 58.98 | 63.46 | Surged Additional 50% Reduction | Afghanistan | AFG | 2022-01-02 | v8 | TRUE
https://raw.githubusercontent.com/mrc-ide/global-lmic-reports/master/AFG/projections.csv | 2021-07-14 | hospital_demand | 2148.73 | 2290.88 | 2393.71 | 2382.18 | 2434.6 | 2641.42 | Surged Additional 50% Reduction | Afghanistan | AFG | 2022-01-02 | v8 | TRUE
https://raw.githubusercontent.com/mrc-ide/global-lmic-reports/master/AFG/projections.csv | 2021-07-14 | ICU_demand | 935.83 | 996.83 | 1041.21 | 1034.73 | 1060.97 | 1142.02 | Surged Additional 50% Reduction | Afghanistan | AFG | 2022-01-02 | v8 | TRUE
https://raw.githubusercontent.com/mrc-ide/global-lmic-reports/master/AFG/projections.csv | 2021-07-14 | hospital_incidence | 180.45 | 191.23 | 199.93 | 198.82 | 204.23 | 218.49 | Surged Additional 50% Reduction | Afghanistan | AFG | 2022-01-02 | v8 | TRUE
https://raw.githubusercontent.com/mrc-ide/global-lmic-reports/master/AFG/projections.csv | 2021-07-14 | ICU_incidence | 55.6 | 58.92 | 61.59 | 61.25 | 62.91 | 67.3 | Surged Additional 50% Reduction | Afghanistan | AFG | 2022-01-02 | v8 | TRUE
https://raw.githubusercontent.com/mrc-ide/global-lmic-reports/master/AFG/projections.csv | 2021-07-14 | prevalence | 149315.04 | 157858.4 | 163037.37 | 162716.34 | 167894.78 | 175571.38 | Surged Additional 50% Reduction | Afghanistan | AFG | 2022-01-02 | v8 | TRUE
https://raw.githubusercontent.com/mrc-ide/global-lmic-reports/master/AFG/projections.csv | 2021-07-14 | cumulative_infections | 3047738.48 | 3126030.43 | 3182601.68 | 3192634.31 | 3242846.07 | 3412687.93 | Surged Additional 50% Reduction | Afghanistan | AFG | 2022-01-02 | v8 | TRUE
https://raw.githubusercontent.com/mrc-ide/global-lmic-reports/master/AFG/projections.csv | 2021-07-14 | cumulative_deaths | 4468.55 | 4608.64 | 4696.83 | 4698.09 | 4776.35 | 4984.3 | Surged Additional 50% Reduction | Afghanistan | AFG | 2022-01-02 | v8 | TRUE
https://raw.githubusercontent.com/mrc-ide/global-lmic-reports/master/AFG/projections.csv | 2021-07-14 | Rt | 0.8 | 0.82 | 0.83 | 0.83 | 0.84 | 0.86 | Surged Additional 50% Reduction | Afghanistan | AFG | 2022-01-02 | v8 | TRUE
https://raw.githubusercontent.com/mrc-ide/global-lmic-reports/master/AFG/projections.csv | 2021-07-14 | Reff | 0.7 | 0.72 | 0.73 | 0.73 | 0.75 | 0.76 | Surged Additional 50% Reduction | Afghanistan | AFG | 2022-01-02 | v8 | TRUE
https://raw.githubusercontent.com/mrc-ide/global-lmic-reports/master/AFG/projections.csv | 2021-07-14 | infections | 18291.62 | 19098.24 | 19775.82 | 19760.96 | 20436.35 | 21338.46 | Surged Maintain Status Quo | Afghanistan | AFG | 2022-01-02 | v8 | TRUE
https://raw.githubusercontent.com/mrc-ide/global-lmic-reports/master/AFG/projections.csv | 2021-07-14 | deaths | 51.83 | 55.19 | 57.63 | 57.4 | 58.98 | 63.46 | Surged Maintain Status Quo | Afghanistan | AFG | 2022-01-02 | v8 | TRUE
https://raw.githubusercontent.com/mrc-ide/global-lmic-reports/master/AFG/projections.csv | 2021-07-14 | hospital_demand | 2148.73 | 2290.88 | 2393.71 | 2382.18 | 2434.6 | 2641.42 | Surged Maintain Status Quo | Afghanistan | AFG | 2022-01-02 | v8 | TRUE
https://raw.githubusercontent.com/mrc-ide/global-lmic-reports/master/AFG/projections.csv | 2021-07-14 | ICU_demand | 935.83 | 996.83 | 1041.21 | 1034.73 | 1060.97 | 1142.02 | Surged Maintain Status Quo | Afghanistan | AFG | 2022-01-02 | v8 | TRUE
https://raw.githubusercontent.com/mrc-ide/global-lmic-reports/master/AFG/projections.csv | 2021-07-14 | hospital_incidence | 180.45 | 191.23 | 199.93 | 198.82 | 204.23 | 218.49 | Surged Maintain Status Quo | Afghanistan | AFG | 2022-01-02 | v8 | TRUE
https://raw.githubusercontent.com/mrc-ide/global-lmic-reports/master/AFG/projections.csv | 2021-07-14 | ICU_incidence | 55.6 | 58.92 | 61.59 | 61.25 | 62.91 | 67.3 | Surged Maintain Status Quo | Afghanistan | AFG | 2022-01-02 | v8 | TRUE
https://raw.githubusercontent.com/mrc-ide/global-lmic-reports/master/AFG/projections.csv | 2021-07-14 | prevalence | 149315.04 | 157858.4 | 163037.37 | 162716.34 | 167894.78 | 175571.38 | Surged Maintain Status Quo | Afghanistan | AFG | 2022-01-02 | v8 | TRUE
https://raw.githubusercontent.com/mrc-ide/global-lmic-reports/master/AFG/projections.csv | 2021-07-14 | cumulative_infections | 3047738.48 | 3126030.43 | 3182601.68 | 3192634.31 | 3242846.07 | 3412687.93 | Surged Maintain Status Quo | Afghanistan | AFG | 2022-01-02 | v8 | TRUE
https://raw.githubusercontent.com/mrc-ide/global-lmic-reports/master/AFG/projections.csv | 2021-07-14 | cumulative_deaths | 4468.55 | 4608.64 | 4696.83 | 4698.09 | 4776.35 | 4984.3 | Surged Maintain Status Quo | Afghanistan | AFG | 2022-01-02 | v8 | TRUE
https://raw.githubusercontent.com/mrc-ide/global-lmic-reports/master/AFG/projections.csv | 2021-07-14 | Rt | 0.8 | 0.82 | 0.83 | 0.83 | 0.84 | 0.86 | Surged Maintain Status Quo | Afghanistan | AFG | 2022-01-02 | v8 | TRUE
https://raw.githubusercontent.com/mrc-ide/global-lmic-reports/master/AFG/projections.csv | 2021-07-14 | Reff | 0.7 | 0.72 | 0.73 | 0.73 | 0.75 | 0.76 | Surged Maintain Status Quo | Afghanistan | AFG | 2022-01-02 | v8 | TRUE
https://raw.githubusercontent.com/mrc-ide/global-lmic-reports/master/AFG/projections.csv | 2021-07-14 | infections | 18291.62 | 19098.24 | 19775.82 | 19760.96 | 20436.35 | 21338.46 | Surged Optimistic | Afghanistan | AFG | 2022-01-02 | v8 | TRUE
https://raw.githubusercontent.com/mrc-ide/global-lmic-reports/master/AFG/projections.csv | 2021-07-14 | deaths | 51.83 | 55.19 | 57.63 | 57.4 | 58.98 | 63.46 | Surged Optimistic | Afghanistan | AFG | 2022-01-02 | v8 | TRUE
https://raw.githubusercontent.com/mrc-ide/global-lmic-reports/master/AFG/projections.csv | 2021-07-14 | hospital_demand | 2148.73 | 2290.88 | 2393.71 | 2382.18 | 2434.6 | 2641.42 | Surged Optimistic | Afghanistan | AFG | 2022-01-02 | v8 | TRUE
https://raw.githubusercontent.com/mrc-ide/global-lmic-reports/master/AFG/projections.csv | 2021-07-14 | ICU_demand | 935.83 | 996.83 | 1041.21 | 1034.73 | 1060.97 | 1142.02 | Surged Optimistic | Afghanistan | AFG | 2022-01-02 | v8 | TRUE
https://raw.githubusercontent.com/mrc-ide/global-lmic-reports/master/AFG/projections.csv | 2021-07-14 | hospital_incidence | 180.45 | 191.23 | 199.93 | 198.82 | 204.23 | 218.49 | Surged Optimistic | Afghanistan | AFG | 2022-01-02 | v8 | TRUE
https://raw.githubusercontent.com/mrc-ide/global-lmic-reports/master/AFG/projections.csv | 2021-07-14 | ICU_incidence | 55.6 | 58.92 | 61.59 | 61.25 | 62.91 | 67.3 | Surged Optimistic | Afghanistan | AFG | 2022-01-02 | v8 | TRUE
https://raw.githubusercontent.com/mrc-ide/global-lmic-reports/master/AFG/projections.csv | 2021-07-14 | prevalence | 149315.04 | 157858.4 | 163037.37 | 162716.34 | 167894.78 | 175571.38 | Surged Optimistic | Afghanistan | AFG | 2022-01-02 | v8 | TRUE
https://raw.githubusercontent.com/mrc-ide/global-lmic-reports/master/AFG/projections.csv | 2021-07-14 | cumulative_infections | 3047738.48 | 3126030.43 | 3182601.68 | 3192634.31 | 3242846.07 | 3412687.93 | Surged Optimistic | Afghanistan | AFG | 2022-01-02 | v8 | TRUE
https://raw.githubusercontent.com/mrc-ide/global-lmic-reports/master/AFG/projections.csv | 2021-07-14 | cumulative_deaths | 4468.55 | 4608.64 | 4696.83 | 4698.09 | 4776.35 | 4984.3 | Surged Optimistic | Afghanistan | AFG | 2022-01-02 | v8 | TRUE
https://raw.githubusercontent.com/mrc-ide/global-lmic-reports/master/AFG/projections.csv | 2021-07-14 | Rt | 0.8 | 0.82 | 0.83 | 0.83 | 0.84 | 0.86 | Surged Optimistic | Afghanistan | AFG | 2022-01-02 | v8 | TRUE
https://raw.githubusercontent.com/mrc-ide/global-lmic-reports/master/AFG/projections.csv | 2021-07-14 | Reff | 0.7 | 0.72 | 0.73 | 0.73 | 0.75 | 0.76 | Surged Optimistic | Afghanistan | AFG | 2022-01-02 | v8 | TRUE
https://raw.githubusercontent.com/mrc-ide/global-lmic-reports/master/AFG/projections.csv | 2021-07-14 | infections | 18291.62 | 19098.24 | 19775.82 | 19760.96 | 20436.35 | 21338.46 | Surged Pessimistic | Afghanistan | AFG | 2022-01-02 | v8 | TRUE
https://raw.githubusercontent.com/mrc-ide/global-lmic-reports/master/AFG/projections.csv | 2021-07-14 | deaths | 51.83 | 55.19 | 57.63 | 57.4 | 58.98 | 63.46 | Surged Pessimistic | Afghanistan | AFG | 2022-01-02 | v8 | TRUE
https://raw.githubusercontent.com/mrc-ide/global-lmic-reports/master/AFG/projections.csv | 2021-07-14 | hospital_demand | 2148.73 | 2290.88 | 2393.71 | 2382.18 | 2434.6 | 2641.42 | Surged Pessimistic | Afghanistan | AFG | 2022-01-02 | v8 | TRUE
https://raw.githubusercontent.com/mrc-ide/global-lmic-reports/master/AFG/projections.csv | 2021-07-14 | ICU_demand | 935.83 | 996.83 | 1041.21 | 1034.73 | 1060.97 | 1142.02 | Surged Pessimistic | Afghanistan | AFG | 2022-01-02 | v8 | TRUE
https://raw.githubusercontent.com/mrc-ide/global-lmic-reports/master/AFG/projections.csv | 2021-07-14 | hospital_incidence | 180.45 | 191.23 | 199.93 | 198.82 | 204.23 | 218.49 | Surged Pessimistic | Afghanistan | AFG | 2022-01-02 | v8 | TRUE
https://raw.githubusercontent.com/mrc-ide/global-lmic-reports/master/AFG/projections.csv | 2021-07-14 | ICU_incidence | 55.6 | 58.92 | 61.59 | 61.25 | 62.91 | 67.3 | Surged Pessimistic | Afghanistan | AFG | 2022-01-02 | v8 | TRUE
https://raw.githubusercontent.com/mrc-ide/global-lmic-reports/master/AFG/projections.csv | 2021-07-14 | prevalence | 149315.04 | 157858.4 | 163037.37 | 162716.34 | 167894.78 | 175571.38 | Surged Pessimistic | Afghanistan | AFG | 2022-01-02 | v8 | TRUE
https://raw.githubusercontent.com/mrc-ide/global-lmic-reports/master/AFG/projections.csv | 2021-07-14 | cumulative_infections | 3047738.48 | 3126030.43 | 3182601.68 | 3192634.31 | 3242846.07 | 3412687.93 | Surged Pessimistic | Afghanistan | AFG | 2022-01-02 | v8 | TRUE
https://raw.githubusercontent.com/mrc-ide/global-lmic-reports/master/AFG/projections.csv | 2021-07-14 | cumulative_deaths | 4468.55 | 4608.64 | 4696.83 | 4698.09 | 4776.35 | 4984.3 | Surged Pessimistic | Afghanistan | AFG | 2022-01-02 | v8 | TRUE
https://raw.githubusercontent.com/mrc-ide/global-lmic-reports/master/AFG/projections.csv | 2021-07-14 | Rt | 0.8 | 0.82 | 0.83 | 0.83 | 0.84 | 0.86 | Surged Pessimistic | Afghanistan | AFG | 2022-01-02 | v8 | TRUE
https://raw.githubusercontent.com/mrc-ide/global-lmic-reports/master/AFG/projections.csv | 2021-07-14 | Reff | 0.7 | 0.72 | 0.73 | 0.73 | 0.75 | 0.76 | Surged Pessimistic | Afghanistan | AFG | 2022-01-02 | v8 | TRUE
https://raw.githubusercontent.com/mrc-ide/global-lmic-reports/master/AFG/projections.csv | 2021-07-14 | infections | 18291.62 | 19098.24 | 19775.82 | 19760.96 | 20436.35 | 21338.46 | Surged Relax Interventions 50% | Afghanistan | AFG | 2022-01-02 | v8 | TRUE
https://raw.githubusercontent.com/mrc-ide/global-lmic-reports/master/AFG/projections.csv | 2021-07-14 | deaths | 51.83 | 55.19 | 57.63 | 57.4 | 58.98 | 63.46 | Surged Relax Interventions 50% | Afghanistan | AFG | 2022-01-02 | v8 | TRUE
https://raw.githubusercontent.com/mrc-ide/global-lmic-reports/master/AFG/projections.csv | 2021-07-14 | hospital_demand | 2148.73 | 2290.88 | 2393.71 | 2382.18 | 2434.6 | 2641.42 | Surged Relax Interventions 50% | Afghanistan | AFG | 2022-01-02 | v8 | TRUE
https://raw.githubusercontent.com/mrc-ide/global-lmic-reports/master/AFG/projections.csv | 2021-07-14 | ICU_demand | 935.83 | 996.83 | 1041.21 | 1034.73 | 1060.97 | 1142.02 | Surged Relax Interventions 50% | Afghanistan | AFG | 2022-01-02 | v8 | TRUE
https://raw.githubusercontent.com/mrc-ide/global-lmic-reports/master/AFG/projections.csv | 2021-07-14 | hospital_incidence | 180.45 | 191.23 | 199.93 | 198.82 | 204.23 | 218.49 | Surged Relax Interventions 50% | Afghanistan | AFG | 2022-01-02 | v8 | TRUE
https://raw.githubusercontent.com/mrc-ide/global-lmic-reports/master/AFG/projections.csv | 2021-07-14 | ICU_incidence | 55.6 | 58.92 | 61.59 | 61.25 | 62.91 | 67.3 | Surged Relax Interventions 50% | Afghanistan | AFG | 2022-01-02 | v8 | TRUE
https://raw.githubusercontent.com/mrc-ide/global-lmic-reports/master/AFG/projections.csv | 2021-07-14 | prevalence | 149315.04 | 157858.4 | 163037.37 | 162716.34 | 167894.78 | 175571.38 | Surged Relax Interventions 50% | Afghanistan | AFG | 2022-01-02 | v8 | TRUE
https://raw.githubusercontent.com/mrc-ide/global-lmic-reports/master/AFG/projections.csv | 2021-07-14 | cumulative_infections | 3047738.48 | 3126030.43 | 3182601.68 | 3192634.31 | 3242846.07 | 3412687.93 | Surged Relax Interventions 50% | Afghanistan | AFG | 2022-01-02 | v8 | TRUE
https://raw.githubusercontent.com/mrc-ide/global-lmic-reports/master/AFG/projections.csv | 2021-07-14 | cumulative_deaths | 4468.55 | 4608.64 | 4696.83 | 4698.09 | 4776.35 | 4984.3 | Surged Relax Interventions 50% | Afghanistan | AFG | 2022-01-02 | v8 | TRUE
https://raw.githubusercontent.com/mrc-ide/global-lmic-reports/master/AFG/projections.csv | 2021-07-14 | Rt | 0.8 | 0.82 | 0.83 | 0.83 | 0.84 | 0.86 | Surged Relax Interventions 50% | Afghanistan | AFG | 2022-01-02 | v8 | TRUE
https://raw.githubusercontent.com/mrc-ide/global-lmic-reports/master/AFG/projections.csv | 2021-07-14 | Reff | 0.7 | 0.72 | 0.73 | 0.73 | 0.75 | 0.76 | Surged Relax Interventions 50% | Afghanistan | AFG | 2022-01-02 | v8 | TRUE
https://raw.githubusercontent.com/mrc-ide/global-lmic-reports/master/AFG/projections.csv | 2021-07-15 | infections | 17377.48 | 18206.45 | 18649.15 | 18740.27 | 19165.31 | 20359.18 | Additional 50% Reduction | Afghanistan | AFG | 2022-01-02 | v8 | TRUE
https://raw.githubusercontent.com/mrc-ide/global-lmic-reports/master/AFG/projections.csv | 2021-07-15 | deaths | 59.9 | 63.83 | 67.01 | 66.41 | 69.03 | 73.82 | Additional 50% Reduction | Afghanistan | AFG | 2022-01-02 | v8 | TRUE
https://raw.githubusercontent.com/mrc-ide/global-lmic-reports/master/AFG/projections.csv | 2021-07-15 | hospital_demand | 2043.47 | 2143.26 | 2229.36 | 2225.81 | 2314.64 | 2439.69 | Additional 50% Reduction | Afghanistan | AFG | 2022-01-02 | v8 | TRUE
https://raw.githubusercontent.com/mrc-ide/global-lmic-reports/master/AFG/projections.csv | 2021-07-15 | ICU_demand | 334.36 | 338.84 | 342.37 | 341.71 | 344.58 | 349.86 | Additional 50% Reduction | Afghanistan | AFG | 2022-01-02 | v8 | TRUE
https://raw.githubusercontent.com/mrc-ide/global-lmic-reports/master/AFG/projections.csv | 2021-07-15 | hospital_incidence | 172.15 | 183.22 | 190.05 | 189.36 | 195.5 | 207.31 | Additional 50% Reduction | Afghanistan | AFG | 2022-01-02 | v8 | TRUE
https://raw.githubusercontent.com/mrc-ide/global-lmic-reports/master/AFG/projections.csv | 2021-07-15 | ICU_incidence | 52.98 | 56.38 | 58.48 | 58.27 | 60.15 | 63.77 | Additional 50% Reduction | Afghanistan | AFG | 2022-01-02 | v8 | TRUE
https://raw.githubusercontent.com/mrc-ide/global-lmic-reports/master/AFG/projections.csv | 2021-07-15 | prevalence | 142535.74 | 150980.41 | 154417.65 | 154726.17 | 159859.27 | 168588.07 | Additional 50% Reduction | Afghanistan | AFG | 2022-01-02 | v8 | TRUE
https://raw.githubusercontent.com/mrc-ide/global-lmic-reports/master/AFG/projections.csv | 2021-07-15 | cumulative_infections | 3006278.35 | 3152819.47 | 3231528.07 | 3233803.03 | 3317631.81 | 3521952.89 | Additional 50% Reduction | Afghanistan | AFG | 2022-01-02 | v8 | TRUE
https://raw.githubusercontent.com/mrc-ide/global-lmic-reports/master/AFG/projections.csv | 2021-07-15 | cumulative_deaths | 5699.42 | 6010.75 | 6197.39 | 6191.73 | 6374.9 | 6829.02 | Additional 50% Reduction | Afghanistan | AFG | 2022-01-02 | v8 | TRUE
https://raw.githubusercontent.com/mrc-ide/global-lmic-reports/master/AFG/projections.csv | 2021-07-15 | Rt | 0.78 | 0.8 | 0.8 | 0.81 | 0.82 | 0.84 | Additional 50% Reduction | Afghanistan | AFG | 2022-01-02 | v8 | TRUE
https://raw.githubusercontent.com/mrc-ide/global-lmic-reports/master/AFG/projections.csv | 2021-07-15 | Reff | 0.69 | 0.7 | 0.71 | 0.71 | 0.72 | 0.74 | Additional 50% Reduction | Afghanistan | AFG | 2022-01-02 | v8 | TRUE
https://raw.githubusercontent.com/mrc-ide/global-lmic-reports/master/AFG/projections.csv | 2021-07-15 | infections | 17377.48 | 18206.45 | 18649.15 | 18740.27 | 19165.31 | 20359.18 | Maintain Status Quo | Afghanistan | AFG | 2022-01-02 | v8 | TRUE
https://raw.githubusercontent.com/mrc-ide/global-lmic-reports/master/AFG/projections.csv | 2021-07-15 | deaths | 59.9 | 63.83 | 67.01 | 66.41 | 69.03 | 73.82 | Maintain Status Quo | Afghanistan | AFG | 2022-01-02 | v8 | TRUE
https://raw.githubusercontent.com/mrc-ide/global-lmic-reports/master/AFG/projections.csv | 2021-07-15 | hospital_demand | 2043.47 | 2143.26 | 2229.36 | 2225.81 | 2314.64 | 2439.69 | Maintain Status Quo | Afghanistan | AFG | 2022-01-02 | v8 | TRUE
https://raw.githubusercontent.com/mrc-ide/global-lmic-reports/master/AFG/projections.csv | 2021-07-15 | ICU_demand | 334.36 | 338.84 | 342.37 | 341.71 | 344.58 | 349.86 | Maintain Status Quo | Afghanistan | AFG | 2022-01-02 | v8 | TRUE
https://raw.githubusercontent.com/mrc-ide/global-lmic-reports/master/AFG/projections.csv | 2021-07-15 | hospital_incidence | 172.15 | 183.22 | 190.05 | 189.36 | 195.5 | 207.31 | Maintain Status Quo | Afghanistan | AFG | 2022-01-02 | v8 | TRUE
https://raw.githubusercontent.com/mrc-ide/global-lmic-reports/master/AFG/projections.csv | 2021-07-15 | ICU_incidence | 52.98 | 56.38 | 58.48 | 58.27 | 60.15 | 63.77 | Maintain Status Quo | Afghanistan | AFG | 2022-01-02 | v8 | TRUE
https://raw.githubusercontent.com/mrc-ide/global-lmic-reports/master/AFG/projections.csv | 2021-07-15 | prevalence | 142535.74 | 150980.41 | 154417.65 | 154726.17 | 159859.27 | 168588.07 | Maintain Status Quo | Afghanistan | AFG | 2022-01-02 | v8 | TRUE
https://raw.githubusercontent.com/mrc-ide/global-lmic-reports/master/AFG/projections.csv | 2021-07-15 | cumulative_infections | 3006278.35 | 3152819.47 | 3231528.07 | 3233803.03 | 3317631.81 | 3521952.89 | Maintain Status Quo | Afghanistan | AFG | 2022-01-02 | v8 | TRUE
https://raw.githubusercontent.com/mrc-ide/global-lmic-reports/master/AFG/projections.csv | 2021-07-15 | cumulative_deaths | 5699.42 | 6010.75 | 6197.39 | 6191.73 | 6374.9 | 6829.02 | Maintain Status Quo | Afghanistan | AFG | 2022-01-02 | v8 | TRUE
https://raw.githubusercontent.com/mrc-ide/global-lmic-reports/master/AFG/projections.csv | 2021-07-15 | Rt | 0.78 | 0.8 | 0.8 | 0.81 | 0.82 | 0.84 | Maintain Status Quo | Afghanistan | AFG | 2022-01-02 | v8 | TRUE
https://raw.githubusercontent.com/mrc-ide/global-lmic-reports/master/AFG/projections.csv | 2021-07-15 | Reff | 0.69 | 0.7 | 0.71 | 0.71 | 0.72 | 0.74 | Maintain Status Quo | Afghanistan | AFG | 2022-01-02 | v8 | TRUE
https://raw.githubusercontent.com/mrc-ide/global-lmic-reports/master/AFG/projections.csv | 2021-07-15 | infections | 17377.48 | 18206.45 | 18649.15 | 18740.27 | 19165.31 | 20359.18 | Optimistic | Afghanistan | AFG | 2022-01-02 | v8 | TRUE
https://raw.githubusercontent.com/mrc-ide/global-lmic-reports/master/AFG/projections.csv | 2021-07-15 | deaths | 59.9 | 63.83 | 67.01 | 66.41 | 69.03 | 73.82 | Optimistic | Afghanistan | AFG | 2022-01-02 | v8 | TRUE
https://raw.githubusercontent.com/mrc-ide/global-lmic-reports/master/AFG/projections.csv | 2021-07-15 | hospital_demand | 2043.47 | 2143.26 | 2229.36 | 2225.81 | 2314.64 | 2439.69 | Optimistic | Afghanistan | AFG | 2022-01-02 | v8 | TRUE
https://raw.githubusercontent.com/mrc-ide/global-lmic-reports/master/AFG/projections.csv | 2021-07-15 | ICU_demand | 334.36 | 338.84 | 342.37 | 341.71 | 344.58 | 349.86 | Optimistic | Afghanistan | AFG | 2022-01-02 | v8 | TRUE
https://raw.githubusercontent.com/mrc-ide/global-lmic-reports/master/AFG/projections.csv | 2021-07-15 | hospital_incidence | 172.15 | 183.22 | 190.05 | 189.36 | 195.5 | 207.31 | Optimistic | Afghanistan | AFG | 2022-01-02 | v8 | TRUE
https://raw.githubusercontent.com/mrc-ide/global-lmic-reports/master/AFG/projections.csv | 2021-07-15 | ICU_incidence | 52.98 | 56.38 | 58.48 | 58.27 | 60.15 | 63.77 | Optimistic | Afghanistan | AFG | 2022-01-02 | v8 | TRUE
https://raw.githubusercontent.com/mrc-ide/global-lmic-reports/master/AFG/projections.csv | 2021-07-15 | prevalence | 142535.74 | 150980.41 | 154417.65 | 154726.17 | 159859.27 | 168588.07 | Optimistic | Afghanistan | AFG | 2022-01-02 | v8 | TRUE
https://raw.githubusercontent.com/mrc-ide/global-lmic-reports/master/AFG/projections.csv | 2021-07-15 | cumulative_infections | 3006278.35 | 3152819.47 | 3231528.07 | 3233803.03 | 3317631.81 | 3521952.89 | Optimistic | Afghanistan | AFG | 2022-01-02 | v8 | TRUE
https://raw.githubusercontent.com/mrc-ide/global-lmic-reports/master/AFG/projections.csv | 2021-07-15 | cumulative_deaths | 5699.42 | 6010.75 | 6197.39 | 6191.73 | 6374.9 | 6829.02 | Optimistic | Afghanistan | AFG | 2022-01-02 | v8 | TRUE
https://raw.githubusercontent.com/mrc-ide/global-lmic-reports/master/AFG/projections.csv | 2021-07-15 | Rt | 0.78 | 0.8 | 0.8 | 0.81 | 0.82 | 0.84 | Optimistic | Afghanistan | AFG | 2022-01-02 | v8 | TRUE
https://raw.githubusercontent.com/mrc-ide/global-lmic-reports/master/AFG/projections.csv | 2021-07-15 | Reff | 0.69 | 0.7 | 0.71 | 0.71 | 0.72 | 0.74 | Optimistic | Afghanistan | AFG | 2022-01-02 | v8 | TRUE
https://raw.githubusercontent.com/mrc-ide/global-lmic-reports/master/AFG/projections.csv | 2021-07-15 | infections | 17377.48 | 18206.45 | 18649.15 | 18740.27 | 19165.31 | 20359.18 | Pessimistic | Afghanistan | AFG | 2022-01-02 | v8 | TRUE
https://raw.githubusercontent.com/mrc-ide/global-lmic-reports/master/AFG/projections.csv | 2021-07-15 | deaths | 59.9 | 63.83 | 67.01 | 66.41 | 69.03 | 73.82 | Pessimistic | Afghanistan | AFG | 2022-01-02 | v8 | TRUE
https://raw.githubusercontent.com/mrc-ide/global-lmic-reports/master/AFG/projections.csv | 2021-07-15 | hospital_demand | 2043.47 | 2143.26 | 2229.36 | 2225.81 | 2314.64 | 2439.69 | Pessimistic | Afghanistan | AFG | 2022-01-02 | v8 | TRUE
https://raw.githubusercontent.com/mrc-ide/global-lmic-reports/master/AFG/projections.csv | 2021-07-15 | ICU_demand | 334.36 | 338.84 | 342.37 | 341.71 | 344.58 | 349.86 | Pessimistic | Afghanistan | AFG | 2022-01-02 | v8 | TRUE
https://raw.githubusercontent.com/mrc-ide/global-lmic-reports/master/AFG/projections.csv | 2021-07-15 | hospital_incidence | 172.15 | 183.22 | 190.05 | 189.36 | 195.5 | 207.31 | Pessimistic | Afghanistan | AFG | 2022-01-02 | v8 | TRUE
https://raw.githubusercontent.com/mrc-ide/global-lmic-reports/master/AFG/projections.csv | 2021-07-15 | ICU_incidence | 52.98 | 56.38 | 58.48 | 58.27 | 60.15 | 63.77 | Pessimistic | Afghanistan | AFG | 2022-01-02 | v8 | TRUE
https://raw.githubusercontent.com/mrc-ide/global-lmic-reports/master/AFG/projections.csv | 2021-07-15 | prevalence | 142535.74 | 150980.41 | 154417.65 | 154726.17 | 159859.27 | 168588.07 | Pessimistic | Afghanistan | AFG | 2022-01-02 | v8 | TRUE
https://raw.githubusercontent.com/mrc-ide/global-lmic-reports/master/AFG/projections.csv | 2021-07-15 | cumulative_infections | 3006278.35 | 3152819.47 | 3231528.07 | 3233803.03 | 3317631.81 | 3521952.89 | Pessimistic | Afghanistan | AFG | 2022-01-02 | v8 | TRUE
https://raw.githubusercontent.com/mrc-ide/global-lmic-reports/master/AFG/projections.csv | 2021-07-15 | cumulative_deaths | 5699.42 | 6010.75 | 6197.39 | 6191.73 | 6374.9 | 6829.02 | Pessimistic | Afghanistan | AFG | 2022-01-02 | v8 | TRUE
https://raw.githubusercontent.com/mrc-ide/global-lmic-reports/master/AFG/projections.csv | 2021-07-15 | Rt | 0.78 | 0.8 | 0.8 | 0.81 | 0.82 | 0.84 | Pessimistic | Afghanistan | AFG | 2022-01-02 | v8 | TRUE
https://raw.githubusercontent.com/mrc-ide/global-lmic-reports/master/AFG/projections.csv | 2021-07-15 | Reff | 0.69 | 0.7 | 0.71 | 0.71 | 0.72 | 0.74 | Pessimistic | Afghanistan | AFG | 2022-01-02 | v8 | TRUE
https://raw.githubusercontent.com/mrc-ide/global-lmic-reports/master/AFG/projections.csv | 2021-07-15 | infections | 17377.48 | 18206.45 | 18649.15 | 18740.27 | 19165.31 | 20359.18 | Relax Interventions 50% | Afghanistan | AFG | 2022-01-02 | v8 | TRUE
https://raw.githubusercontent.com/mrc-ide/global-lmic-reports/master/AFG/projections.csv | 2021-07-15 | deaths | 59.9 | 63.83 | 67.01 | 66.41 | 69.03 | 73.82 | Relax Interventions 50% | Afghanistan | AFG | 2022-01-02 | v8 | TRUE
https://raw.githubusercontent.com/mrc-ide/global-lmic-reports/master/AFG/projections.csv | 2021-07-15 | hospital_demand | 2043.47 | 2143.26 | 2229.36 | 2225.81 | 2314.64 | 2439.69 | Relax Interventions 50% | Afghanistan | AFG | 2022-01-02 | v8 | TRUE
https://raw.githubusercontent.com/mrc-ide/global-lmic-reports/master/AFG/projections.csv | 2021-07-15 | ICU_demand | 334.36 | 338.84 | 342.37 | 341.71 | 344.58 | 349.86 | Relax Interventions 50% | Afghanistan | AFG | 2022-01-02 | v8 | TRUE
https://raw.githubusercontent.com/mrc-ide/global-lmic-reports/master/AFG/projections.csv | 2021-07-15 | hospital_incidence | 172.15 | 183.22 | 190.05 | 189.36 | 195.5 | 207.31 | Relax Interventions 50% | Afghanistan | AFG | 2022-01-02 | v8 | TRUE
https://raw.githubusercontent.com/mrc-ide/global-lmic-reports/master/AFG/projections.csv | 2021-07-15 | ICU_incidence | 52.98 | 56.38 | 58.48 | 58.27 | 60.15 | 63.77 | Relax Interventions 50% | Afghanistan | AFG | 2022-01-02 | v8 | TRUE
https://raw.githubusercontent.com/mrc-ide/global-lmic-reports/master/AFG/projections.csv | 2021-07-15 | prevalence | 142535.74 | 150980.41 | 154417.65 | 154726.17 | 159859.27 | 168588.07 | Relax Interventions 50% | Afghanistan | AFG | 2022-01-02 | v8 | TRUE
https://raw.githubusercontent.com/mrc-ide/global-lmic-reports/master/AFG/projections.csv | 2021-07-15 | cumulative_infections | 3006278.35 | 3152819.47 | 3231528.07 | 3233803.03 | 3317631.81 | 3521952.89 | Relax Interventions 50% | Afghanistan | AFG | 2022-01-02 | v8 | TRUE
https://raw.githubusercontent.com/mrc-ide/global-lmic-reports/master/AFG/projections.csv | 2021-07-15 | cumulative_deaths | 5699.42 | 6010.75 | 6197.39 | 6191.73 | 6374.9 | 6829.02 | Relax Interventions 50% | Afghanistan | AFG | 2022-01-02 | v8 | TRUE
https://raw.githubusercontent.com/mrc-ide/global-lmic-reports/master/AFG/projections.csv | 2021-07-15 | Rt | 0.78 | 0.8 | 0.8 | 0.81 | 0.82 | 0.84 | Relax Interventions 50% | Afghanistan | AFG | 2022-01-02 | v8 | TRUE
https://raw.githubusercontent.com/mrc-ide/global-lmic-reports/master/AFG/projections.csv | 2021-07-15 | Reff | 0.69 | 0.7 | 0.71 | 0.71 | 0.72 | 0.74 | Relax Interventions 50% | Afghanistan | AFG | 2022-01-02 | v8 | TRUE
https://raw.githubusercontent.com/mrc-ide/global-lmic-reports/master/AFG/projections.csv | 2021-07-15 | infections | 17383.92 | 18121.44 | 18804.95 | 18781.25 | 19447.23 | 20283.63 | Surged Additional 50% Reduction | Afghanistan | AFG | 2022-01-02 | v8 | TRUE
https://raw.githubusercontent.com/mrc-ide/global-lmic-reports/master/AFG/projections.csv | 2021-07-15 | deaths | 50.89 | 54.21 | 56.7 | 56.37 | 57.85 | 62.35 | Surged Additional 50% Reduction | Afghanistan | AFG | 2022-01-02 | v8 | TRUE
https://raw.githubusercontent.com/mrc-ide/global-lmic-reports/master/AFG/projections.csv | 2021-07-15 | hospital_demand | 2090.31 | 2226.53 | 2325.24 | 2315.57 | 2366.4 | 2564.3 | Surged Additional 50% Reduction | Afghanistan | AFG | 2022-01-02 | v8 | TRUE
https://raw.githubusercontent.com/mrc-ide/global-lmic-reports/master/AFG/projections.csv | 2021-07-15 | ICU_demand | 916 | 975.32 | 1020.05 | 1012.5 | 1036.51 | 1116.99 | Surged Additional 50% Reduction | Afghanistan | AFG | 2022-01-02 | v8 | TRUE
https://raw.githubusercontent.com/mrc-ide/global-lmic-reports/master/AFG/projections.csv | 2021-07-15 | hospital_incidence | 172.49 | 182.28 | 190.41 | 189.51 | 194.91 | 207.14 | Surged Additional 50% Reduction | Afghanistan | AFG | 2022-01-02 | v8 | TRUE
https://raw.githubusercontent.com/mrc-ide/global-lmic-reports/master/AFG/projections.csv | 2021-07-15 | ICU_incidence | 53.09 | 56.1 | 58.58 | 58.32 | 59.98 | 63.73 | Surged Additional 50% Reduction | Afghanistan | AFG | 2022-01-02 | v8 | TRUE
https://raw.githubusercontent.com/mrc-ide/global-lmic-reports/master/AFG/projections.csv | 2021-07-15 | prevalence | 143271.93 | 150880.02 | 156227.37 | 155759.67 | 160868.26 | 168076.19 | Surged Additional 50% Reduction | Afghanistan | AFG | 2022-01-02 | v8 | TRUE
https://raw.githubusercontent.com/mrc-ide/global-lmic-reports/master/AFG/projections.csv | 2021-07-15 | cumulative_infections | 3066900.84 | 3144295.08 | 3201894.46 | 3211415.56 | 3262035.65 | 3431169.54 | Surged Additional 50% Reduction | Afghanistan | AFG | 2022-01-02 | v8 | TRUE
https://raw.githubusercontent.com/mrc-ide/global-lmic-reports/master/AFG/projections.csv | 2021-07-15 | cumulative_deaths | 4523.11 | 4662.88 | 4751.01 | 4754.46 | 4832.41 | 5047.04 | Surged Additional 50% Reduction | Afghanistan | AFG | 2022-01-02 | v8 | TRUE
https://raw.githubusercontent.com/mrc-ide/global-lmic-reports/master/AFG/projections.csv | 2021-07-15 | Rt | 0.78 | 0.8 | 0.81 | 0.81 | 0.82 | 0.83 | Surged Additional 50% Reduction | Afghanistan | AFG | 2022-01-02 | v8 | TRUE
https://raw.githubusercontent.com/mrc-ide/global-lmic-reports/master/AFG/projections.csv | 2021-07-15 | Reff | 0.69 | 0.7 | 0.71 | 0.71 | 0.73 | 0.74 | Surged Additional 50% Reduction | Afghanistan | AFG | 2022-01-02 | v8 | TRUE
https://raw.githubusercontent.com/mrc-ide/global-lmic-reports/master/AFG/projections.csv | 2021-07-15 | infections | 17383.92 | 18121.44 | 18804.95 | 18781.25 | 19447.23 | 20283.63 | Surged Maintain Status Quo | Afghanistan | AFG | 2022-01-02 | v8 | TRUE
https://raw.githubusercontent.com/mrc-ide/global-lmic-reports/master/AFG/projections.csv | 2021-07-15 | deaths | 50.89 | 54.21 | 56.7 | 56.37 | 57.85 | 62.35 | Surged Maintain Status Quo | Afghanistan | AFG | 2022-01-02 | v8 | TRUE
https://raw.githubusercontent.com/mrc-ide/global-lmic-reports/master/AFG/projections.csv | 2021-07-15 | hospital_demand | 2090.31 | 2226.53 | 2325.24 | 2315.57 | 2366.4 | 2564.3 | Surged Maintain Status Quo | Afghanistan | AFG | 2022-01-02 | v8 | TRUE
https://raw.githubusercontent.com/mrc-ide/global-lmic-reports/master/AFG/projections.csv | 2021-07-15 | ICU_demand | 916 | 975.32 | 1020.05 | 1012.5 | 1036.51 | 1116.99 | Surged Maintain Status Quo | Afghanistan | AFG | 2022-01-02 | v8 | TRUE
https://raw.githubusercontent.com/mrc-ide/global-lmic-reports/master/AFG/projections.csv | 2021-07-15 | hospital_incidence | 172.49 | 182.28 | 190.41 | 189.51 | 194.91 | 207.14 | Surged Maintain Status Quo | Afghanistan | AFG | 2022-01-02 | v8 | TRUE
https://raw.githubusercontent.com/mrc-ide/global-lmic-reports/master/AFG/projections.csv | 2021-07-15 | ICU_incidence | 53.09 | 56.1 | 58.58 | 58.32 | 59.98 | 63.73 | Surged Maintain Status Quo | Afghanistan | AFG | 2022-01-02 | v8 | TRUE
https://raw.githubusercontent.com/mrc-ide/global-lmic-reports/master/AFG/projections.csv | 2021-07-15 | prevalence | 143271.93 | 150880.02 | 156227.37 | 155759.67 | 160868.26 | 168076.19 | Surged Maintain Status Quo | Afghanistan | AFG | 2022-01-02 | v8 | TRUE
https://raw.githubusercontent.com/mrc-ide/global-lmic-reports/master/AFG/projections.csv | 2021-07-15 | cumulative_infections | 3066900.84 | 3144295.08 | 3201894.46 | 3211415.56 | 3262035.65 | 3431169.54 | Surged Maintain Status Quo | Afghanistan | AFG | 2022-01-02 | v8 | TRUE
https://raw.githubusercontent.com/mrc-ide/global-lmic-reports/master/AFG/projections.csv | 2021-07-15 | cumulative_deaths | 4523.11 | 4662.88 | 4751.01 | 4754.46 | 4832.41 | 5047.04 | Surged Maintain Status Quo | Afghanistan | AFG | 2022-01-02 | v8 | TRUE
https://raw.githubusercontent.com/mrc-ide/global-lmic-reports/master/AFG/projections.csv | 2021-07-15 | Rt | 0.78 | 0.8 | 0.81 | 0.81 | 0.82 | 0.83 | Surged Maintain Status Quo | Afghanistan | AFG | 2022-01-02 | v8 | TRUE
https://raw.githubusercontent.com/mrc-ide/global-lmic-reports/master/AFG/projections.csv | 2021-07-15 | Reff | 0.69 | 0.7 | 0.71 | 0.71 | 0.73 | 0.74 | Surged Maintain Status Quo | Afghanistan | AFG | 2022-01-02 | v8 | TRUE
https://raw.githubusercontent.com/mrc-ide/global-lmic-reports/master/AFG/projections.csv | 2021-07-15 | infections | 17383.92 | 18121.44 | 18804.95 | 18781.25 | 19447.23 | 20283.63 | Surged Optimistic | Afghanistan | AFG | 2022-01-02 | v8 | TRUE
https://raw.githubusercontent.com/mrc-ide/global-lmic-reports/master/AFG/projections.csv | 2021-07-15 | deaths | 50.89 | 54.21 | 56.7 | 56.37 | 57.85 | 62.35 | Surged Optimistic | Afghanistan | AFG | 2022-01-02 | v8 | TRUE
https://raw.githubusercontent.com/mrc-ide/global-lmic-reports/master/AFG/projections.csv | 2021-07-15 | hospital_demand | 2090.31 | 2226.53 | 2325.24 | 2315.57 | 2366.4 | 2564.3 | Surged Optimistic | Afghanistan | AFG | 2022-01-02 | v8 | TRUE
https://raw.githubusercontent.com/mrc-ide/global-lmic-reports/master/AFG/projections.csv | 2021-07-15 | ICU_demand | 916 | 975.32 | 1020.05 | 1012.5 | 1036.51 | 1116.99 | Surged Optimistic | Afghanistan | AFG | 2022-01-02 | v8 | TRUE
https://raw.githubusercontent.com/mrc-ide/global-lmic-reports/master/AFG/projections.csv | 2021-07-15 | hospital_incidence | 172.49 | 182.28 | 190.41 | 189.51 | 194.91 | 207.14 | Surged Optimistic | Afghanistan | AFG | 2022-01-02 | v8 | TRUE
https://raw.githubusercontent.com/mrc-ide/global-lmic-reports/master/AFG/projections.csv | 2021-07-15 | ICU_incidence | 53.09 | 56.1 | 58.58 | 58.32 | 59.98 | 63.73 | Surged Optimistic | Afghanistan | AFG | 2022-01-02 | v8 | TRUE
https://raw.githubusercontent.com/mrc-ide/global-lmic-reports/master/AFG/projections.csv | 2021-07-15 | prevalence | 143271.93 | 150880.02 | 156227.37 | 155759.67 | 160868.26 | 168076.19 | Surged Optimistic | Afghanistan | AFG | 2022-01-02 | v8 | TRUE
https://raw.githubusercontent.com/mrc-ide/global-lmic-reports/master/AFG/projections.csv | 2021-07-15 | cumulative_infections | 3066900.84 | 3144295.08 | 3201894.46 | 3211415.56 | 3262035.65 | 3431169.54 | Surged Optimistic | Afghanistan | AFG | 2022-01-02 | v8 | TRUE
https://raw.githubusercontent.com/mrc-ide/global-lmic-reports/master/AFG/projections.csv | 2021-07-15 | cumulative_deaths | 4523.11 | 4662.88 | 4751.01 | 4754.46 | 4832.41 | 5047.04 | Surged Optimistic | Afghanistan | AFG | 2022-01-02 | v8 | TRUE
https://raw.githubusercontent.com/mrc-ide/global-lmic-reports/master/AFG/projections.csv | 2021-07-15 | Rt | 0.78 | 0.8 | 0.81 | 0.81 | 0.82 | 0.83 | Surged Optimistic | Afghanistan | AFG | 2022-01-02 | v8 | TRUE
https://raw.githubusercontent.com/mrc-ide/global-lmic-reports/master/AFG/projections.csv | 2021-07-15 | Reff | 0.69 | 0.7 | 0.71 | 0.71 | 0.73 | 0.74 | Surged Optimistic | Afghanistan | AFG | 2022-01-02 | v8 | TRUE
https://raw.githubusercontent.com/mrc-ide/global-lmic-reports/master/AFG/projections.csv | 2021-07-15 | infections | 17383.92 | 18121.44 | 18804.95 | 18781.25 | 19447.23 | 20283.63 | Surged Pessimistic | Afghanistan | AFG | 2022-01-02 | v8 | TRUE
https://raw.githubusercontent.com/mrc-ide/global-lmic-reports/master/AFG/projections.csv | 2021-07-15 | deaths | 50.89 | 54.21 | 56.7 | 56.37 | 57.85 | 62.35 | Surged Pessimistic | Afghanistan | AFG | 2022-01-02 | v8 | TRUE
https://raw.githubusercontent.com/mrc-ide/global-lmic-reports/master/AFG/projections.csv | 2021-07-15 | hospital_demand | 2090.31 | 2226.53 | 2325.24 | 2315.57 | 2366.4 | 2564.3 | Surged Pessimistic | Afghanistan | AFG | 2022-01-02 | v8 | TRUE
https://raw.githubusercontent.com/mrc-ide/global-lmic-reports/master/AFG/projections.csv | 2021-07-15 | ICU_demand | 916 | 975.32 | 1020.05 | 1012.5 | 1036.51 | 1116.99 | Surged Pessimistic | Afghanistan | AFG | 2022-01-02 | v8 | TRUE
https://raw.githubusercontent.com/mrc-ide/global-lmic-reports/master/AFG/projections.csv | 2021-07-15 | hospital_incidence | 172.49 | 182.28 | 190.41 | 189.51 | 194.91 | 207.14 | Surged Pessimistic | Afghanistan | AFG | 2022-01-02 | v8 | TRUE
https://raw.githubusercontent.com/mrc-ide/global-lmic-reports/master/AFG/projections.csv | 2021-07-15 | ICU_incidence | 53.09 | 56.1 | 58.58 | 58.32 | 59.98 | 63.73 | Surged Pessimistic | Afghanistan | AFG | 2022-01-02 | v8 | TRUE
https://raw.githubusercontent.com/mrc-ide/global-lmic-reports/master/AFG/projections.csv | 2021-07-15 | prevalence | 143271.93 | 150880.02 | 156227.37 | 155759.67 | 160868.26 | 168076.19 | Surged Pessimistic | Afghanistan | AFG | 2022-01-02 | v8 | TRUE
https://raw.githubusercontent.com/mrc-ide/global-lmic-reports/master/AFG/projections.csv | 2021-07-15 | cumulative_infections | 3066900.84 | 3144295.08 | 3201894.46 | 3211415.56 | 3262035.65 | 3431169.54 | Surged Pessimistic | Afghanistan | AFG | 2022-01-02 | v8 | TRUE
https://raw.githubusercontent.com/mrc-ide/global-lmic-reports/master/AFG/projections.csv | 2021-07-15 | cumulative_deaths | 4523.11 | 4662.88 | 4751.01 | 4754.46 | 4832.41 | 5047.04 | Surged Pessimistic | Afghanistan | AFG | 2022-01-02 | v8 | TRUE
https://raw.githubusercontent.com/mrc-ide/global-lmic-reports/master/AFG/projections.csv | 2021-07-15 | Rt | 0.78 | 0.8 | 0.81 | 0.81 | 0.82 | 0.83 | Surged Pessimistic | Afghanistan | AFG | 2022-01-02 | v8 | TRUE
https://raw.githubusercontent.com/mrc-ide/global-lmic-reports/master/AFG/projections.csv | 2021-07-15 | Reff | 0.69 | 0.7 | 0.71 | 0.71 | 0.73 | 0.74 | Surged Pessimistic | Afghanistan | AFG | 2022-01-02 | v8 | TRUE
https://raw.githubusercontent.com/mrc-ide/global-lmic-reports/master/AFG/projections.csv | 2021-07-15 | infections | 17383.92 | 18121.44 | 18804.95 | 18781.25 | 19447.23 | 20283.63 | Surged Relax Interventions 50% | Afghanistan | AFG | 2022-01-02 | v8 | TRUE
https://raw.githubusercontent.com/mrc-ide/global-lmic-reports/master/AFG/projections.csv | 2021-07-15 | deaths | 50.89 | 54.21 | 56.7 | 56.37 | 57.85 | 62.35 | Surged Relax Interventions 50% | Afghanistan | AFG | 2022-01-02 | v8 | TRUE
https://raw.githubusercontent.com/mrc-ide/global-lmic-reports/master/AFG/projections.csv | 2021-07-15 | hospital_demand | 2090.31 | 2226.53 | 2325.24 | 2315.57 | 2366.4 | 2564.3 | Surged Relax Interventions 50% | Afghanistan | AFG | 2022-01-02 | v8 | TRUE
https://raw.githubusercontent.com/mrc-ide/global-lmic-reports/master/AFG/projections.csv | 2021-07-15 | ICU_demand | 916 | 975.32 | 1020.05 | 1012.5 | 1036.51 | 1116.99 | Surged Relax Interventions 50% | Afghanistan | AFG | 2022-01-02 | v8 | TRUE
https://raw.githubusercontent.com/mrc-ide/global-lmic-reports/master/AFG/projections.csv | 2021-07-15 | hospital_incidence | 172.49 | 182.28 | 190.41 | 189.51 | 194.91 | 207.14 | Surged Relax Interventions 50% | Afghanistan | AFG | 2022-01-02 | v8 | TRUE
https://raw.githubusercontent.com/mrc-ide/global-lmic-reports/master/AFG/projections.csv | 2021-07-15 | ICU_incidence | 53.09 | 56.1 | 58.58 | 58.32 | 59.98 | 63.73 | Surged Relax Interventions 50% | Afghanistan | AFG | 2022-01-02 | v8 | TRUE
https://raw.githubusercontent.com/mrc-ide/global-lmic-reports/master/AFG/projections.csv | 2021-07-15 | prevalence | 143271.93 | 150880.02 | 156227.37 | 155759.67 | 160868.26 | 168076.19 | Surged Relax Interventions 50% | Afghanistan | AFG | 2022-01-02 | v8 | TRUE
https://raw.githubusercontent.com/mrc-ide/global-lmic-reports/master/AFG/projections.csv | 2021-07-15 | cumulative_infections | 3066900.84 | 3144295.08 | 3201894.46 | 3211415.56 | 3262035.65 | 3431169.54 | Surged Relax Interventions 50% | Afghanistan | AFG | 2022-01-02 | v8 | TRUE
https://raw.githubusercontent.com/mrc-ide/global-lmic-reports/master/AFG/projections.csv | 2021-07-15 | cumulative_deaths | 4523.11 | 4662.88 | 4751.01 | 4754.46 | 4832.41 | 5047.04 | Surged Relax Interventions 50% | Afghanistan | AFG | 2022-01-02 | v8 | TRUE
https://raw.githubusercontent.com/mrc-ide/global-lmic-reports/master/AFG/projections.csv | 2021-07-15 | Rt | 0.78 | 0.8 | 0.81 | 0.81 | 0.82 | 0.83 | Surged Relax Interventions 50% | Afghanistan | AFG | 2022-01-02 | v8 | TRUE
https://raw.githubusercontent.com/mrc-ide/global-lmic-reports/master/AFG/projections.csv | 2021-07-15 | Reff | 0.69 | 0.7 | 0.71 | 0.71 | 0.73 | 0.74 | Surged Relax Interventions 50% | Afghanistan | AFG | 2022-01-02 | v8 | TRUE
https://raw.githubusercontent.com/mrc-ide/global-lmic-reports/master/AFG/projections.csv | 2021-07-16 | infections | 16091.93 | 16941.42 | 17422.62 | 17418.14 | 17797.87 | 18884.74 | Additional 50% Reduction | Afghanistan | AFG | 2022-01-02 | v8 | TRUE
https://raw.githubusercontent.com/mrc-ide/global-lmic-reports/master/AFG/projections.csv | 2021-07-16 | deaths | 56.82 | 60.73 | 63.64 | 63.13 | 65.6 | 70.14 | Additional 50% Reduction | Afghanistan | AFG | 2022-01-02 | v8 | TRUE
https://raw.githubusercontent.com/mrc-ide/global-lmic-reports/master/AFG/projections.csv | 2021-07-16 | hospital_demand | 1981.03 | 2080.55 | 2163.83 | 2156.02 | 2239.27 | 2362.57 | Additional 50% Reduction | Afghanistan | AFG | 2022-01-02 | v8 | TRUE
https://raw.githubusercontent.com/mrc-ide/global-lmic-reports/master/AFG/projections.csv | 2021-07-16 | ICU_demand | 330.87 | 335.3 | 338.5 | 337.95 | 340.54 | 345.65 | Additional 50% Reduction | Afghanistan | AFG | 2022-01-02 | v8 | TRUE
https://raw.githubusercontent.com/mrc-ide/global-lmic-reports/master/AFG/projections.csv | 2021-07-16 | hospital_incidence | 164.11 | 174.89 | 180.63 | 180.48 | 186.61 | 197.33 | Additional 50% Reduction | Afghanistan | AFG | 2022-01-02 | v8 | TRUE
https://raw.githubusercontent.com/mrc-ide/global-lmic-reports/master/AFG/projections.csv | 2021-07-16 | ICU_incidence | 50.45 | 53.76 | 55.52 | 55.48 | 57.35 | 60.63 | Additional 50% Reduction | Afghanistan | AFG | 2022-01-02 | v8 | TRUE
https://raw.githubusercontent.com/mrc-ide/global-lmic-reports/master/AFG/projections.csv | 2021-07-16 | prevalence | 136381.36 | 144109.35 | 146707.23 | 147582.13 | 152208.83 | 160567.42 | Additional 50% Reduction | Afghanistan | AFG | 2022-01-02 | v8 | TRUE
https://raw.githubusercontent.com/mrc-ide/global-lmic-reports/master/AFG/projections.csv | 2021-07-16 | cumulative_infections | 3022519.53 | 3169715.15 | 3249251.53 | 3251221.16 | 3335873.44 | 3540381.8 | Additional 50% Reduction | Afghanistan | AFG | 2022-01-02 | v8 | TRUE
https://raw.githubusercontent.com/mrc-ide/global-lmic-reports/master/AFG/projections.csv | 2021-07-16 | cumulative_deaths | 5757.35 | 6073.23 | 6263 | 6254.86 | 6440.34 | 6897.33 | Additional 50% Reduction | Afghanistan | AFG | 2022-01-02 | v8 | TRUE
https://raw.githubusercontent.com/mrc-ide/global-lmic-reports/master/AFG/projections.csv | 2021-07-16 | Rt | 0.78 | 0.81 | 0.83 | 0.83 | 0.85 | 0.89 | Additional 50% Reduction | Afghanistan | AFG | 2022-01-02 | v8 | TRUE
https://raw.githubusercontent.com/mrc-ide/global-lmic-reports/master/AFG/projections.csv | 2021-07-16 | Reff | 0.68 | 0.72 | 0.73 | 0.74 | 0.75 | 0.79 | Additional 50% Reduction | Afghanistan | AFG | 2022-01-02 | v8 | TRUE
https://raw.githubusercontent.com/mrc-ide/global-lmic-reports/master/AFG/projections.csv | 2021-07-16 | infections | 16091.93 | 16941.42 | 17422.62 | 17418.14 | 17797.87 | 18884.74 | Maintain Status Quo | Afghanistan | AFG | 2022-01-02 | v8 | TRUE
https://raw.githubusercontent.com/mrc-ide/global-lmic-reports/master/AFG/projections.csv | 2021-07-16 | deaths | 56.82 | 60.73 | 63.64 | 63.13 | 65.6 | 70.14 | Maintain Status Quo | Afghanistan | AFG | 2022-01-02 | v8 | TRUE
https://raw.githubusercontent.com/mrc-ide/global-lmic-reports/master/AFG/projections.csv | 2021-07-16 | hospital_demand | 1981.03 | 2080.55 | 2163.83 | 2156.02 | 2239.27 | 2362.57 | Maintain Status Quo | Afghanistan | AFG | 2022-01-02 | v8 | TRUE
https://raw.githubusercontent.com/mrc-ide/global-lmic-reports/master/AFG/projections.csv | 2021-07-16 | ICU_demand | 330.87 | 335.3 | 338.5 | 337.95 | 340.54 | 345.65 | Maintain Status Quo | Afghanistan | AFG | 2022-01-02 | v8 | TRUE
https://raw.githubusercontent.com/mrc-ide/global-lmic-reports/master/AFG/projections.csv | 2021-07-16 | hospital_incidence | 164.11 | 174.89 | 180.63 | 180.48 | 186.61 | 197.33 | Maintain Status Quo | Afghanistan | AFG | 2022-01-02 | v8 | TRUE
https://raw.githubusercontent.com/mrc-ide/global-lmic-reports/master/AFG/projections.csv | 2021-07-16 | ICU_incidence | 50.45 | 53.76 | 55.52 | 55.48 | 57.35 | 60.63 | Maintain Status Quo | Afghanistan | AFG | 2022-01-02 | v8 | TRUE
https://raw.githubusercontent.com/mrc-ide/global-lmic-reports/master/AFG/projections.csv | 2021-07-16 | prevalence | 136381.36 | 144109.35 | 146707.23 | 147582.13 | 152208.83 | 160567.42 | Maintain Status Quo | Afghanistan | AFG | 2022-01-02 | v8 | TRUE
https://raw.githubusercontent.com/mrc-ide/global-lmic-reports/master/AFG/projections.csv | 2021-07-16 | cumulative_infections | 3022519.53 | 3169715.15 | 3249251.53 | 3251221.16 | 3335873.44 | 3540381.8 | Maintain Status Quo | Afghanistan | AFG | 2022-01-02 | v8 | TRUE
https://raw.githubusercontent.com/mrc-ide/global-lmic-reports/master/AFG/projections.csv | 2021-07-16 | cumulative_deaths | 5757.35 | 6073.23 | 6263 | 6254.86 | 6440.34 | 6897.33 | Maintain Status Quo | Afghanistan | AFG | 2022-01-02 | v8 | TRUE
https://raw.githubusercontent.com/mrc-ide/global-lmic-reports/master/AFG/projections.csv | 2021-07-16 | Rt | 0.78 | 0.81 | 0.83 | 0.83 | 0.85 | 0.89 | Maintain Status Quo | Afghanistan | AFG | 2022-01-02 | v8 | TRUE
https://raw.githubusercontent.com/mrc-ide/global-lmic-reports/master/AFG/projections.csv | 2021-07-16 | Reff | 0.68 | 0.72 | 0.73 | 0.74 | 0.75 | 0.79 | Maintain Status Quo | Afghanistan | AFG | 2022-01-02 | v8 | TRUE
https://raw.githubusercontent.com/mrc-ide/global-lmic-reports/master/AFG/projections.csv | 2021-07-16 | infections | 16091.93 | 16941.42 | 17422.62 | 17418.14 | 17797.87 | 18884.74 | Optimistic | Afghanistan | AFG | 2022-01-02 | v8 | TRUE
https://raw.githubusercontent.com/mrc-ide/global-lmic-reports/master/AFG/projections.csv | 2021-07-16 | deaths | 56.82 | 60.73 | 63.64 | 63.13 | 65.6 | 70.14 | Optimistic | Afghanistan | AFG | 2022-01-02 | v8 | TRUE
https://raw.githubusercontent.com/mrc-ide/global-lmic-reports/master/AFG/projections.csv | 2021-07-16 | hospital_demand | 1981.03 | 2080.55 | 2163.83 | 2156.02 | 2239.27 | 2362.57 | Optimistic | Afghanistan | AFG | 2022-01-02 | v8 | TRUE
https://raw.githubusercontent.com/mrc-ide/global-lmic-reports/master/AFG/projections.csv | 2021-07-16 | ICU_demand | 330.87 | 335.3 | 338.5 | 337.95 | 340.54 | 345.65 | Optimistic | Afghanistan | AFG | 2022-01-02 | v8 | TRUE
https://raw.githubusercontent.com/mrc-ide/global-lmic-reports/master/AFG/projections.csv | 2021-07-16 | hospital_incidence | 164.11 | 174.89 | 180.63 | 180.48 | 186.61 | 197.33 | Optimistic | Afghanistan | AFG | 2022-01-02 | v8 | TRUE
https://raw.githubusercontent.com/mrc-ide/global-lmic-reports/master/AFG/projections.csv | 2021-07-16 | ICU_incidence | 50.45 | 53.76 | 55.52 | 55.48 | 57.35 | 60.63 | Optimistic | Afghanistan | AFG | 2022-01-02 | v8 | TRUE
https://raw.githubusercontent.com/mrc-ide/global-lmic-reports/master/AFG/projections.csv | 2021-07-16 | prevalence | 136381.36 | 144109.35 | 146707.23 | 147582.13 | 152208.83 | 160567.42 | Optimistic | Afghanistan | AFG | 2022-01-02 | v8 | TRUE
https://raw.githubusercontent.com/mrc-ide/global-lmic-reports/master/AFG/projections.csv | 2021-07-16 | cumulative_infections | 3022519.53 | 3169715.15 | 3249251.53 | 3251221.16 | 3335873.44 | 3540381.8 | Optimistic | Afghanistan | AFG | 2022-01-02 | v8 | TRUE
https://raw.githubusercontent.com/mrc-ide/global-lmic-reports/master/AFG/projections.csv | 2021-07-16 | cumulative_deaths | 5757.35 | 6073.23 | 6263 | 6254.86 | 6440.34 | 6897.33 | Optimistic | Afghanistan | AFG | 2022-01-02 | v8 | TRUE
https://raw.githubusercontent.com/mrc-ide/global-lmic-reports/master/AFG/projections.csv | 2021-07-16 | Rt | 0.78 | 0.81 | 0.83 | 0.83 | 0.85 | 0.89 | Optimistic | Afghanistan | AFG | 2022-01-02 | v8 | TRUE
https://raw.githubusercontent.com/mrc-ide/global-lmic-reports/master/AFG/projections.csv | 2021-07-16 | Reff | 0.68 | 0.72 | 0.73 | 0.74 | 0.75 | 0.79 | Optimistic | Afghanistan | AFG | 2022-01-02 | v8 | TRUE
https://raw.githubusercontent.com/mrc-ide/global-lmic-reports/master/AFG/projections.csv | 2021-07-16 | infections | 16091.93 | 16941.42 | 17422.62 | 17418.14 | 17797.87 | 18884.74 | Pessimistic | Afghanistan | AFG | 2022-01-02 | v8 | TRUE
https://raw.githubusercontent.com/mrc-ide/global-lmic-reports/master/AFG/projections.csv | 2021-07-16 | deaths | 56.82 | 60.73 | 63.64 | 63.13 | 65.6 | 70.14 | Pessimistic | Afghanistan | AFG | 2022-01-02 | v8 | TRUE
https://raw.githubusercontent.com/mrc-ide/global-lmic-reports/master/AFG/projections.csv | 2021-07-16 | hospital_demand | 1981.03 | 2080.55 | 2163.83 | 2156.02 | 2239.27 | 2362.57 | Pessimistic | Afghanistan | AFG | 2022-01-02 | v8 | TRUE
https://raw.githubusercontent.com/mrc-ide/global-lmic-reports/master/AFG/projections.csv | 2021-07-16 | ICU_demand | 330.87 | 335.3 | 338.5 | 337.95 | 340.54 | 345.65 | Pessimistic | Afghanistan | AFG | 2022-01-02 | v8 | TRUE
https://raw.githubusercontent.com/mrc-ide/global-lmic-reports/master/AFG/projections.csv | 2021-07-16 | hospital_incidence | 164.11 | 174.89 | 180.63 | 180.48 | 186.61 | 197.33 | Pessimistic | Afghanistan | AFG | 2022-01-02 | v8 | TRUE
https://raw.githubusercontent.com/mrc-ide/global-lmic-reports/master/AFG/projections.csv | 2021-07-16 | ICU_incidence | 50.45 | 53.76 | 55.52 | 55.48 | 57.35 | 60.63 | Pessimistic | Afghanistan | AFG | 2022-01-02 | v8 | TRUE
https://raw.githubusercontent.com/mrc-ide/global-lmic-reports/master/AFG/projections.csv | 2021-07-16 | prevalence | 136381.36 | 144109.35 | 146707.23 | 147582.13 | 152208.83 | 160567.42 | Pessimistic | Afghanistan | AFG | 2022-01-02 | v8 | TRUE
https://raw.githubusercontent.com/mrc-ide/global-lmic-reports/master/AFG/projections.csv | 2021-07-16 | cumulative_infections | 3022519.53 | 3169715.15 | 3249251.53 | 3251221.16 | 3335873.44 | 3540381.8 | Pessimistic | Afghanistan | AFG | 2022-01-02 | v8 | TRUE
https://raw.githubusercontent.com/mrc-ide/global-lmic-reports/master/AFG/projections.csv | 2021-07-16 | cumulative_deaths | 5757.35 | 6073.23 | 6263 | 6254.86 | 6440.34 | 6897.33 | Pessimistic | Afghanistan | AFG | 2022-01-02 | v8 | TRUE
https://raw.githubusercontent.com/mrc-ide/global-lmic-reports/master/AFG/projections.csv | 2021-07-16 | Rt | 0.78 | 0.81 | 0.83 | 0.83 | 0.85 | 0.89 | Pessimistic | Afghanistan | AFG | 2022-01-02 | v8 | TRUE
https://raw.githubusercontent.com/mrc-ide/global-lmic-reports/master/AFG/projections.csv | 2021-07-16 | Reff | 0.68 | 0.72 | 0.73 | 0.74 | 0.75 | 0.79 | Pessimistic | Afghanistan | AFG | 2022-01-02 | v8 | TRUE
https://raw.githubusercontent.com/mrc-ide/global-lmic-reports/master/AFG/projections.csv | 2021-07-16 | infections | 16091.93 | 16941.42 | 17422.62 | 17418.14 | 17797.87 | 18884.74 | Relax Interventions 50% | Afghanistan | AFG | 2022-01-02 | v8 | TRUE
https://raw.githubusercontent.com/mrc-ide/global-lmic-reports/master/AFG/projections.csv | 2021-07-16 | deaths | 56.82 | 60.73 | 63.64 | 63.13 | 65.6 | 70.14 | Relax Interventions 50% | Afghanistan | AFG | 2022-01-02 | v8 | TRUE
https://raw.githubusercontent.com/mrc-ide/global-lmic-reports/master/AFG/projections.csv | 2021-07-16 | hospital_demand | 1981.03 | 2080.55 | 2163.83 | 2156.02 | 2239.27 | 2362.57 | Relax Interventions 50% | Afghanistan | AFG | 2022-01-02 | v8 | TRUE
https://raw.githubusercontent.com/mrc-ide/global-lmic-reports/master/AFG/projections.csv | 2021-07-16 | ICU_demand | 330.87 | 335.3 | 338.5 | 337.95 | 340.54 | 345.65 | Relax Interventions 50% | Afghanistan | AFG | 2022-01-02 | v8 | TRUE
https://raw.githubusercontent.com/mrc-ide/global-lmic-reports/master/AFG/projections.csv | 2021-07-16 | hospital_incidence | 164.11 | 174.89 | 180.63 | 180.48 | 186.61 | 197.33 | Relax Interventions 50% | Afghanistan | AFG | 2022-01-02 | v8 | TRUE
https://raw.githubusercontent.com/mrc-ide/global-lmic-reports/master/AFG/projections.csv | 2021-07-16 | ICU_incidence | 50.45 | 53.76 | 55.52 | 55.48 | 57.35 | 60.63 | Relax Interventions 50% | Afghanistan | AFG | 2022-01-02 | v8 | TRUE
https://raw.githubusercontent.com/mrc-ide/global-lmic-reports/master/AFG/projections.csv | 2021-07-16 | prevalence | 136381.36 | 144109.35 | 146707.23 | 147582.13 | 152208.83 | 160567.42 | Relax Interventions 50% | Afghanistan | AFG | 2022-01-02 | v8 | TRUE
https://raw.githubusercontent.com/mrc-ide/global-lmic-reports/master/AFG/projections.csv | 2021-07-16 | cumulative_infections | 3022519.53 | 3169715.15 | 3249251.53 | 3251221.16 | 3335873.44 | 3540381.8 | Relax Interventions 50% | Afghanistan | AFG | 2022-01-02 | v8 | TRUE
https://raw.githubusercontent.com/mrc-ide/global-lmic-reports/master/AFG/projections.csv | 2021-07-16 | cumulative_deaths | 5757.35 | 6073.23 | 6263 | 6254.86 | 6440.34 | 6897.33 | Relax Interventions 50% | Afghanistan | AFG | 2022-01-02 | v8 | TRUE
https://raw.githubusercontent.com/mrc-ide/global-lmic-reports/master/AFG/projections.csv | 2021-07-16 | Rt | 0.78 | 0.81 | 0.83 | 0.83 | 0.85 | 0.89 | Relax Interventions 50% | Afghanistan | AFG | 2022-01-02 | v8 | TRUE
https://raw.githubusercontent.com/mrc-ide/global-lmic-reports/master/AFG/projections.csv | 2021-07-16 | Reff | 0.68 | 0.72 | 0.73 | 0.74 | 0.75 | 0.79 | Relax Interventions 50% | Afghanistan | AFG | 2022-01-02 | v8 | TRUE
https://raw.githubusercontent.com/mrc-ide/global-lmic-reports/master/AFG/projections.csv | 2021-07-16 | infections | 16165.31 | 16736.92 | 17580.14 | 17495.33 | 18043.66 | 18906.12 | Surged Additional 50% Reduction | Afghanistan | AFG | 2022-01-02 | v8 | TRUE
https://raw.githubusercontent.com/mrc-ide/global-lmic-reports/master/AFG/projections.csv | 2021-07-16 | deaths | 49.85 | 53.07 | 55.58 | 55.21 | 56.52 | 61.06 | Surged Additional 50% Reduction | Afghanistan | AFG | 2022-01-02 | v8 | TRUE
https://raw.githubusercontent.com/mrc-ide/global-lmic-reports/master/AFG/projections.csv | 2021-07-16 | hospital_demand | 2029.49 | 2159.15 | 2254.66 | 2245.89 | 2296.94 | 2482.82 | Surged Additional 50% Reduction | Afghanistan | AFG | 2022-01-02 | v8 | TRUE
https://raw.githubusercontent.com/mrc-ide/global-lmic-reports/master/AFG/projections.csv | 2021-07-16 | ICU_demand | 894.85 | 952.07 | 996.44 | 988.64 | 1011.71 | 1089.76 | Surged Additional 50% Reduction | Afghanistan | AFG | 2022-01-02 | v8 | TRUE
https://raw.githubusercontent.com/mrc-ide/global-lmic-reports/master/AFG/projections.csv | 2021-07-16 | hospital_incidence | 164.91 | 174.44 | 181.18 | 180.68 | 186.04 | 196.37 | Surged Additional 50% Reduction | Afghanistan | AFG | 2022-01-02 | v8 | TRUE
https://raw.githubusercontent.com/mrc-ide/global-lmic-reports/master/AFG/projections.csv | 2021-07-16 | ICU_incidence | 50.7 | 53.62 | 55.69 | 55.54 | 57.19 | 60.35 | Surged Additional 50% Reduction | Afghanistan | AFG | 2022-01-02 | v8 | TRUE
https://raw.githubusercontent.com/mrc-ide/global-lmic-reports/master/AFG/projections.csv | 2021-07-16 | prevalence | 137163.03 | 143830.13 | 149308.9 | 148634.55 | 153584.71 | 160487.56 | Surged Additional 50% Reduction | Afghanistan | AFG | 2022-01-02 | v8 | TRUE
https://raw.githubusercontent.com/mrc-ide/global-lmic-reports/master/AFG/projections.csv | 2021-07-16 | cumulative_infections | 3084863.91 | 3161365.44 | 3220029.01 | 3228910.89 | 3280152.51 | 3448164.64 | Surged Additional 50% Reduction | Afghanistan | AFG | 2022-01-02 | v8 | TRUE
https://raw.githubusercontent.com/mrc-ide/global-lmic-reports/master/AFG/projections.csv | 2021-07-16 | cumulative_deaths | 4576.68 | 4716.66 | 4804.03 | 4809.67 | 4887.24 | 5108.48 | Surged Additional 50% Reduction | Afghanistan | AFG | 2022-01-02 | v8 | TRUE
https://raw.githubusercontent.com/mrc-ide/global-lmic-reports/master/AFG/projections.csv | 2021-07-16 | Rt | 0.79 | 0.82 | 0.83 | 0.83 | 0.85 | 0.88 | Surged Additional 50% Reduction | Afghanistan | AFG | 2022-01-02 | v8 | TRUE
https://raw.githubusercontent.com/mrc-ide/global-lmic-reports/master/AFG/projections.csv | 2021-07-16 | Reff | 0.69 | 0.72 | 0.74 | 0.74 | 0.75 | 0.78 | Surged Additional 50% Reduction | Afghanistan | AFG | 2022-01-02 | v8 | TRUE
https://raw.githubusercontent.com/mrc-ide/global-lmic-reports/master/AFG/projections.csv | 2021-07-16 | infections | 16165.31 | 16736.92 | 17580.14 | 17495.33 | 18043.66 | 18906.12 | Surged Maintain Status Quo | Afghanistan | AFG | 2022-01-02 | v8 | TRUE
https://raw.githubusercontent.com/mrc-ide/global-lmic-reports/master/AFG/projections.csv | 2021-07-16 | deaths | 49.85 | 53.07 | 55.58 | 55.21 | 56.52 | 61.06 | Surged Maintain Status Quo | Afghanistan | AFG | 2022-01-02 | v8 | TRUE
https://raw.githubusercontent.com/mrc-ide/global-lmic-reports/master/AFG/projections.csv | 2021-07-16 | hospital_demand | 2029.49 | 2159.15 | 2254.66 | 2245.89 | 2296.94 | 2482.82 | Surged Maintain Status Quo | Afghanistan | AFG | 2022-01-02 | v8 | TRUE
https://raw.githubusercontent.com/mrc-ide/global-lmic-reports/master/AFG/projections.csv | 2021-07-16 | ICU_demand | 894.85 | 952.07 | 996.44 | 988.64 | 1011.71 | 1089.76 | Surged Maintain Status Quo | Afghanistan | AFG | 2022-01-02 | v8 | TRUE
https://raw.githubusercontent.com/mrc-ide/global-lmic-reports/master/AFG/projections.csv | 2021-07-16 | hospital_incidence | 164.91 | 174.44 | 181.18 | 180.68 | 186.04 | 196.37 | Surged Maintain Status Quo | Afghanistan | AFG | 2022-01-02 | v8 | TRUE
https://raw.githubusercontent.com/mrc-ide/global-lmic-reports/master/AFG/projections.csv | 2021-07-16 | ICU_incidence | 50.7 | 53.62 | 55.69 | 55.54 | 57.19 | 60.35 | Surged Maintain Status Quo | Afghanistan | AFG | 2022-01-02 | v8 | TRUE
https://raw.githubusercontent.com/mrc-ide/global-lmic-reports/master/AFG/projections.csv | 2021-07-16 | prevalence | 137163.03 | 143830.13 | 149308.9 | 148634.55 | 153584.71 | 160487.56 | Surged Maintain Status Quo | Afghanistan | AFG | 2022-01-02 | v8 | TRUE
https://raw.githubusercontent.com/mrc-ide/global-lmic-reports/master/AFG/projections.csv | 2021-07-16 | cumulative_infections | 3084863.91 | 3161365.44 | 3220029.01 | 3228910.89 | 3280152.51 | 3448164.64 | Surged Maintain Status Quo | Afghanistan | AFG | 2022-01-02 | v8 | TRUE
https://raw.githubusercontent.com/mrc-ide/global-lmic-reports/master/AFG/projections.csv | 2021-07-16 | cumulative_deaths | 4576.68 | 4716.66 | 4804.03 | 4809.67 | 4887.24 | 5108.48 | Surged Maintain Status Quo | Afghanistan | AFG | 2022-01-02 | v8 | TRUE
https://raw.githubusercontent.com/mrc-ide/global-lmic-reports/master/AFG/projections.csv | 2021-07-16 | Rt | 0.79 | 0.82 | 0.83 | 0.83 | 0.85 | 0.88 | Surged Maintain Status Quo | Afghanistan | AFG | 2022-01-02 | v8 | TRUE
https://raw.githubusercontent.com/mrc-ide/global-lmic-reports/master/AFG/projections.csv | 2021-07-16 | Reff | 0.69 | 0.72 | 0.74 | 0.74 | 0.75 | 0.78 | Surged Maintain Status Quo | Afghanistan | AFG | 2022-01-02 | v8 | TRUE
https://raw.githubusercontent.com/mrc-ide/global-lmic-reports/master/AFG/projections.csv | 2021-07-16 | infections | 16165.31 | 16736.92 | 17580.14 | 17495.33 | 18043.66 | 18906.12 | Surged Optimistic | Afghanistan | AFG | 2022-01-02 | v8 | TRUE
https://raw.githubusercontent.com/mrc-ide/global-lmic-reports/master/AFG/projections.csv | 2021-07-16 | deaths | 49.85 | 53.07 | 55.58 | 55.21 | 56.52 | 61.06 | Surged Optimistic | Afghanistan | AFG | 2022-01-02 | v8 | TRUE
https://raw.githubusercontent.com/mrc-ide/global-lmic-reports/master/AFG/projections.csv | 2021-07-16 | hospital_demand | 2029.49 | 2159.15 | 2254.66 | 2245.89 | 2296.94 | 2482.82 | Surged Optimistic | Afghanistan | AFG | 2022-01-02 | v8 | TRUE
https://raw.githubusercontent.com/mrc-ide/global-lmic-reports/master/AFG/projections.csv | 2021-07-16 | ICU_demand | 894.85 | 952.07 | 996.44 | 988.64 | 1011.71 | 1089.76 | Surged Optimistic | Afghanistan | AFG | 2022-01-02 | v8 | TRUE
https://raw.githubusercontent.com/mrc-ide/global-lmic-reports/master/AFG/projections.csv | 2021-07-16 | hospital_incidence | 164.91 | 174.44 | 181.18 | 180.68 | 186.04 | 196.37 | Surged Optimistic | Afghanistan | AFG | 2022-01-02 | v8 | TRUE
https://raw.githubusercontent.com/mrc-ide/global-lmic-reports/master/AFG/projections.csv | 2021-07-16 | ICU_incidence | 50.7 | 53.62 | 55.69 | 55.54 | 57.19 | 60.35 | Surged Optimistic | Afghanistan | AFG | 2022-01-02 | v8 | TRUE
https://raw.githubusercontent.com/mrc-ide/global-lmic-reports/master/AFG/projections.csv | 2021-07-16 | prevalence | 137163.03 | 143830.13 | 149308.9 | 148634.55 | 153584.71 | 160487.56 | Surged Optimistic | Afghanistan | AFG | 2022-01-02 | v8 | TRUE
https://raw.githubusercontent.com/mrc-ide/global-lmic-reports/master/AFG/projections.csv | 2021-07-16 | cumulative_infections | 3084863.91 | 3161365.44 | 3220029.01 | 3228910.89 | 3280152.51 | 3448164.64 | Surged Optimistic | Afghanistan | AFG | 2022-01-02 | v8 | TRUE
https://raw.githubusercontent.com/mrc-ide/global-lmic-reports/master/AFG/projections.csv | 2021-07-16 | cumulative_deaths | 4576.68 | 4716.66 | 4804.03 | 4809.67 | 4887.24 | 5108.48 | Surged Optimistic | Afghanistan | AFG | 2022-01-02 | v8 | TRUE
https://raw.githubusercontent.com/mrc-ide/global-lmic-reports/master/AFG/projections.csv | 2021-07-16 | Rt | 0.79 | 0.82 | 0.83 | 0.83 | 0.85 | 0.88 | Surged Optimistic | Afghanistan | AFG | 2022-01-02 | v8 | TRUE
https://raw.githubusercontent.com/mrc-ide/global-lmic-reports/master/AFG/projections.csv | 2021-07-16 | Reff | 0.69 | 0.72 | 0.74 | 0.74 | 0.75 | 0.78 | Surged Optimistic | Afghanistan | AFG | 2022-01-02 | v8 | TRUE
https://raw.githubusercontent.com/mrc-ide/global-lmic-reports/master/AFG/projections.csv | 2021-07-16 | infections | 16165.31 | 16736.92 | 17580.14 | 17495.33 | 18043.66 | 18906.12 | Surged Pessimistic | Afghanistan | AFG | 2022-01-02 | v8 | TRUE
https://raw.githubusercontent.com/mrc-ide/global-lmic-reports/master/AFG/projections.csv | 2021-07-16 | deaths | 49.85 | 53.07 | 55.58 | 55.21 | 56.52 | 61.06 | Surged Pessimistic | Afghanistan | AFG | 2022-01-02 | v8 | TRUE
https://raw.githubusercontent.com/mrc-ide/global-lmic-reports/master/AFG/projections.csv | 2021-07-16 | hospital_demand | 2029.49 | 2159.15 | 2254.66 | 2245.89 | 2296.94 | 2482.82 | Surged Pessimistic | Afghanistan | AFG | 2022-01-02 | v8 | TRUE
https://raw.githubusercontent.com/mrc-ide/global-lmic-reports/master/AFG/projections.csv | 2021-07-16 | ICU_demand | 894.85 | 952.07 | 996.44 | 988.64 | 1011.71 | 1089.76 | Surged Pessimistic | Afghanistan | AFG | 2022-01-02 | v8 | TRUE
https://raw.githubusercontent.com/mrc-ide/global-lmic-reports/master/AFG/projections.csv | 2021-07-16 | hospital_incidence | 164.91 | 174.44 | 181.18 | 180.68 | 186.04 | 196.37 | Surged Pessimistic | Afghanistan | AFG | 2022-01-02 | v8 | TRUE
https://raw.githubusercontent.com/mrc-ide/global-lmic-reports/master/AFG/projections.csv | 2021-07-16 | ICU_incidence | 50.7 | 53.62 | 55.69 | 55.54 | 57.19 | 60.35 | Surged Pessimistic | Afghanistan | AFG | 2022-01-02 | v8 | TRUE
https://raw.githubusercontent.com/mrc-ide/global-lmic-reports/master/AFG/projections.csv | 2021-07-16 | prevalence | 137163.03 | 143830.13 | 149308.9 | 148634.55 | 153584.71 | 160487.56 | Surged Pessimistic | Afghanistan | AFG | 2022-01-02 | v8 | TRUE
https://raw.githubusercontent.com/mrc-ide/global-lmic-reports/master/AFG/projections.csv | 2021-07-16 | cumulative_infections | 3084863.91 | 3161365.44 | 3220029.01 | 3228910.89 | 3280152.51 | 3448164.64 | Surged Pessimistic | Afghanistan | AFG | 2022-01-02 | v8 | TRUE
https://raw.githubusercontent.com/mrc-ide/global-lmic-reports/master/AFG/projections.csv | 2021-07-16 | cumulative_deaths | 4576.68 | 4716.66 | 4804.03 | 4809.67 | 4887.24 | 5108.48 | Surged Pessimistic | Afghanistan | AFG | 2022-01-02 | v8 | TRUE
https://raw.githubusercontent.com/mrc-ide/global-lmic-reports/master/AFG/projections.csv | 2021-07-16 | Rt | 0.79 | 0.82 | 0.83 | 0.83 | 0.85 | 0.88 | Surged Pessimistic | Afghanistan | AFG | 2022-01-02 | v8 | TRUE
https://raw.githubusercontent.com/mrc-ide/global-lmic-reports/master/AFG/projections.csv | 2021-07-16 | Reff | 0.69 | 0.72 | 0.74 | 0.74 | 0.75 | 0.78 | Surged Pessimistic | Afghanistan | AFG | 2022-01-02 | v8 | TRUE
https://raw.githubusercontent.com/mrc-ide/global-lmic-reports/master/AFG/projections.csv | 2021-07-16 | infections | 16165.31 | 16736.92 | 17580.14 | 17495.33 | 18043.66 | 18906.12 | Surged Relax Interventions 50% | Afghanistan | AFG | 2022-01-02 | v8 | TRUE
https://raw.githubusercontent.com/mrc-ide/global-lmic-reports/master/AFG/projections.csv | 2021-07-16 | deaths | 49.85 | 53.07 | 55.58 | 55.21 | 56.52 | 61.06 | Surged Relax Interventions 50% | Afghanistan | AFG | 2022-01-02 | v8 | TRUE
https://raw.githubusercontent.com/mrc-ide/global-lmic-reports/master/AFG/projections.csv | 2021-07-16 | hospital_demand | 2029.49 | 2159.15 | 2254.66 | 2245.89 | 2296.94 | 2482.82 | Surged Relax Interventions 50% | Afghanistan | AFG | 2022-01-02 | v8 | TRUE
https://raw.githubusercontent.com/mrc-ide/global-lmic-reports/master/AFG/projections.csv | 2021-07-16 | ICU_demand | 894.85 | 952.07 | 996.44 | 988.64 | 1011.71 | 1089.76 | Surged Relax Interventions 50% | Afghanistan | AFG | 2022-01-02 | v8 | TRUE
https://raw.githubusercontent.com/mrc-ide/global-lmic-reports/master/AFG/projections.csv | 2021-07-16 | hospital_incidence | 164.91 | 174.44 | 181.18 | 180.68 | 186.04 | 196.37 | Surged Relax Interventions 50% | Afghanistan | AFG | 2022-01-02 | v8 | TRUE
https://raw.githubusercontent.com/mrc-ide/global-lmic-reports/master/AFG/projections.csv | 2021-07-16 | ICU_incidence | 50.7 | 53.62 | 55.69 | 55.54 | 57.19 | 60.35 | Surged Relax Interventions 50% | Afghanistan | AFG | 2022-01-02 | v8 | TRUE
https://raw.githubusercontent.com/mrc-ide/global-lmic-reports/master/AFG/projections.csv | 2021-07-16 | prevalence | 137163.03 | 143830.13 | 149308.9 | 148634.55 | 153584.71 | 160487.56 | Surged Relax Interventions 50% | Afghanistan | AFG | 2022-01-02 | v8 | TRUE
https://raw.githubusercontent.com/mrc-ide/global-lmic-reports/master/AFG/projections.csv | 2021-07-16 | cumulative_infections | 3084863.91 | 3161365.44 | 3220029.01 | 3228910.89 | 3280152.51 | 3448164.64 | Surged Relax Interventions 50% | Afghanistan | AFG | 2022-01-02 | v8 | TRUE
https://raw.githubusercontent.com/mrc-ide/global-lmic-reports/master/AFG/projections.csv | 2021-07-16 | cumulative_deaths | 4576.68 | 4716.66 | 4804.03 | 4809.67 | 4887.24 | 5108.48 | Surged Relax Interventions 50% | Afghanistan | AFG | 2022-01-02 | v8 | TRUE
https://raw.githubusercontent.com/mrc-ide/global-lmic-reports/master/AFG/projections.csv | 2021-07-16 | Rt | 0.79 | 0.82 | 0.83 | 0.83 | 0.85 | 0.88 | Surged Relax Interventions 50% | Afghanistan | AFG | 2022-01-02 | v8 | TRUE
https://raw.githubusercontent.com/mrc-ide/global-lmic-reports/master/AFG/projections.csv | 2021-07-16 | Reff | 0.69 | 0.72 | 0.74 | 0.74 | 0.75 | 0.78 | Surged Relax Interventions 50% | Afghanistan | AFG | 2022-01-02 | v8 | TRUE
https://raw.githubusercontent.com/mrc-ide/global-lmic-reports/master/AFG/projections.csv | 2021-07-17 | infections | 15907.83 | 16422.79 | 17020.06 | 17163.84 | 17885.04 | 18830.18 | Additional 50% Reduction | Afghanistan | AFG | 2022-01-02 | v8 | TRUE
https://raw.githubusercontent.com/mrc-ide/global-lmic-reports/master/AFG/projections.csv | 2021-07-17 | deaths | 53.88 | 57.74 | 60.35 | 59.96 | 62.28 | 66.59 | Additional 50% Reduction | Afghanistan | AFG | 2022-01-02 | v8 | TRUE
https://raw.githubusercontent.com/mrc-ide/global-lmic-reports/master/AFG/projections.csv | 2021-07-17 | hospital_demand | 1916.2 | 2015.42 | 2096.4 | 2084.47 | 2161.97 | 2283.28 | Additional 50% Reduction | Afghanistan | AFG | 2022-01-02 | v8 | TRUE
https://raw.githubusercontent.com/mrc-ide/global-lmic-reports/master/AFG/projections.csv | 2021-07-17 | ICU_demand | 327.54 | 331.89 | 334.65 | 334.32 | 336.87 | 341.59 | Additional 50% Reduction | Afghanistan | AFG | 2022-01-02 | v8 | TRUE
https://raw.githubusercontent.com/mrc-ide/global-lmic-reports/master/AFG/projections.csv | 2021-07-17 | hospital_incidence | 156.52 | 167.03 | 171.69 | 172.04 | 177.82 | 187.86 | Additional 50% Reduction | Afghanistan | AFG | 2022-01-02 | v8 | TRUE
https://raw.githubusercontent.com/mrc-ide/global-lmic-reports/master/AFG/projections.csv | 2021-07-17 | ICU_incidence | 48.07 | 51.29 | 52.72 | 52.82 | 54.59 | 57.66 | Additional 50% Reduction | Afghanistan | AFG | 2022-01-02 | v8 | TRUE
https://raw.githubusercontent.com/mrc-ide/global-lmic-reports/master/AFG/projections.csv | 2021-07-17 | prevalence | 130736.17 | 137654.69 | 140326.97 | 141258.65 | 144366.11 | 153505 | Additional 50% Reduction | Afghanistan | AFG | 2022-01-02 | v8 | TRUE
https://raw.githubusercontent.com/mrc-ide/global-lmic-reports/master/AFG/projections.csv | 2021-07-17 | cumulative_infections | 3038633.31 | 3186376.69 | 3266624.81 | 3268385 | 3353797.89 | 3558971.59 | Additional 50% Reduction | Afghanistan | AFG | 2022-01-02 | v8 | TRUE
https://raw.githubusercontent.com/mrc-ide/global-lmic-reports/master/AFG/projections.csv | 2021-07-17 | cumulative_deaths | 5812.48 | 6132.63 | 6325.54 | 6314.81 | 6502.56 | 6962.04 | Additional 50% Reduction | Afghanistan | AFG | 2022-01-02 | v8 | TRUE
https://raw.githubusercontent.com/mrc-ide/global-lmic-reports/master/AFG/projections.csv | 2021-07-17 | Rt | 0.76 | 0.78 | 0.8 | 0.8 | 0.82 | 0.86 | Additional 50% Reduction | Afghanistan | AFG | 2022-01-02 | v8 | TRUE
https://raw.githubusercontent.com/mrc-ide/global-lmic-reports/master/AFG/projections.csv | 2021-07-17 | Reff | 0.67 | 0.69 | 0.71 | 0.71 | 0.72 | 0.76 | Additional 50% Reduction | Afghanistan | AFG | 2022-01-02 | v8 | TRUE
https://raw.githubusercontent.com/mrc-ide/global-lmic-reports/master/AFG/projections.csv | 2021-07-17 | infections | 15907.83 | 16422.79 | 17020.06 | 17163.84 | 17885.04 | 18830.18 | Maintain Status Quo | Afghanistan | AFG | 2022-01-02 | v8 | TRUE
https://raw.githubusercontent.com/mrc-ide/global-lmic-reports/master/AFG/projections.csv | 2021-07-17 | deaths | 53.88 | 57.74 | 60.35 | 59.96 | 62.28 | 66.59 | Maintain Status Quo | Afghanistan | AFG | 2022-01-02 | v8 | TRUE
https://raw.githubusercontent.com/mrc-ide/global-lmic-reports/master/AFG/projections.csv | 2021-07-17 | hospital_demand | 1916.2 | 2015.42 | 2096.4 | 2084.47 | 2161.97 | 2283.28 | Maintain Status Quo | Afghanistan | AFG | 2022-01-02 | v8 | TRUE
https://raw.githubusercontent.com/mrc-ide/global-lmic-reports/master/AFG/projections.csv | 2021-07-17 | ICU_demand | 327.54 | 331.89 | 334.65 | 334.32 | 336.87 | 341.59 | Maintain Status Quo | Afghanistan | AFG | 2022-01-02 | v8 | TRUE
https://raw.githubusercontent.com/mrc-ide/global-lmic-reports/master/AFG/projections.csv | 2021-07-17 | hospital_incidence | 156.52 | 167.03 | 171.69 | 172.04 | 177.82 | 187.86 | Maintain Status Quo | Afghanistan | AFG | 2022-01-02 | v8 | TRUE
https://raw.githubusercontent.com/mrc-ide/global-lmic-reports/master/AFG/projections.csv | 2021-07-17 | ICU_incidence | 48.07 | 51.29 | 52.72 | 52.82 | 54.59 | 57.66 | Maintain Status Quo | Afghanistan | AFG | 2022-01-02 | v8 | TRUE
https://raw.githubusercontent.com/mrc-ide/global-lmic-reports/master/AFG/projections.csv | 2021-07-17 | prevalence | 130736.17 | 137654.69 | 140326.97 | 141258.65 | 144366.11 | 153505 | Maintain Status Quo | Afghanistan | AFG | 2022-01-02 | v8 | TRUE
https://raw.githubusercontent.com/mrc-ide/global-lmic-reports/master/AFG/projections.csv | 2021-07-17 | cumulative_infections | 3038633.31 | 3186376.69 | 3266624.81 | 3268385 | 3353797.89 | 3558971.59 | Maintain Status Quo | Afghanistan | AFG | 2022-01-02 | v8 | TRUE
https://raw.githubusercontent.com/mrc-ide/global-lmic-reports/master/AFG/projections.csv | 2021-07-17 | cumulative_deaths | 5812.48 | 6132.63 | 6325.54 | 6314.81 | 6502.56 | 6962.04 | Maintain Status Quo | Afghanistan | AFG | 2022-01-02 | v8 | TRUE
https://raw.githubusercontent.com/mrc-ide/global-lmic-reports/master/AFG/projections.csv | 2021-07-17 | Rt | 0.76 | 0.78 | 0.8 | 0.8 | 0.82 | 0.86 | Maintain Status Quo | Afghanistan | AFG | 2022-01-02 | v8 | TRUE
https://raw.githubusercontent.com/mrc-ide/global-lmic-reports/master/AFG/projections.csv | 2021-07-17 | Reff | 0.67 | 0.69 | 0.71 | 0.71 | 0.72 | 0.76 | Maintain Status Quo | Afghanistan | AFG | 2022-01-02 | v8 | TRUE
https://raw.githubusercontent.com/mrc-ide/global-lmic-reports/master/AFG/projections.csv | 2021-07-17 | infections | 15907.83 | 16422.79 | 17020.06 | 17163.84 | 17885.04 | 18830.18 | Optimistic | Afghanistan | AFG | 2022-01-02 | v8 | TRUE
https://raw.githubusercontent.com/mrc-ide/global-lmic-reports/master/AFG/projections.csv | 2021-07-17 | deaths | 53.88 | 57.74 | 60.35 | 59.96 | 62.28 | 66.59 | Optimistic | Afghanistan | AFG | 2022-01-02 | v8 | TRUE
https://raw.githubusercontent.com/mrc-ide/global-lmic-reports/master/AFG/projections.csv | 2021-07-17 | hospital_demand | 1916.2 | 2015.42 | 2096.4 | 2084.47 | 2161.97 | 2283.28 | Optimistic | Afghanistan | AFG | 2022-01-02 | v8 | TRUE
https://raw.githubusercontent.com/mrc-ide/global-lmic-reports/master/AFG/projections.csv | 2021-07-17 | ICU_demand | 327.54 | 331.89 | 334.65 | 334.32 | 336.87 | 341.59 | Optimistic | Afghanistan | AFG | 2022-01-02 | v8 | TRUE
https://raw.githubusercontent.com/mrc-ide/global-lmic-reports/master/AFG/projections.csv | 2021-07-17 | hospital_incidence | 156.52 | 167.03 | 171.69 | 172.04 | 177.82 | 187.86 | Optimistic | Afghanistan | AFG | 2022-01-02 | v8 | TRUE
https://raw.githubusercontent.com/mrc-ide/global-lmic-reports/master/AFG/projections.csv | 2021-07-17 | ICU_incidence | 48.07 | 51.29 | 52.72 | 52.82 | 54.59 | 57.66 | Optimistic | Afghanistan | AFG | 2022-01-02 | v8 | TRUE
https://raw.githubusercontent.com/mrc-ide/global-lmic-reports/master/AFG/projections.csv | 2021-07-17 | prevalence | 130736.17 | 137654.69 | 140326.97 | 141258.65 | 144366.11 | 153505 | Optimistic | Afghanistan | AFG | 2022-01-02 | v8 | TRUE
https://raw.githubusercontent.com/mrc-ide/global-lmic-reports/master/AFG/projections.csv | 2021-07-17 | cumulative_infections | 3038633.31 | 3186376.69 | 3266624.81 | 3268385 | 3353797.89 | 3558971.59 | Optimistic | Afghanistan | AFG | 2022-01-02 | v8 | TRUE
https://raw.githubusercontent.com/mrc-ide/global-lmic-reports/master/AFG/projections.csv | 2021-07-17 | cumulative_deaths | 5812.48 | 6132.63 | 6325.54 | 6314.81 | 6502.56 | 6962.04 | Optimistic | Afghanistan | AFG | 2022-01-02 | v8 | TRUE
https://raw.githubusercontent.com/mrc-ide/global-lmic-reports/master/AFG/projections.csv | 2021-07-17 | Rt | 0.76 | 0.78 | 0.8 | 0.8 | 0.82 | 0.86 | Optimistic | Afghanistan | AFG | 2022-01-02 | v8 | TRUE
https://raw.githubusercontent.com/mrc-ide/global-lmic-reports/master/AFG/projections.csv | 2021-07-17 | Reff | 0.67 | 0.69 | 0.71 | 0.71 | 0.72 | 0.76 | Optimistic | Afghanistan | AFG | 2022-01-02 | v8 | TRUE
https://raw.githubusercontent.com/mrc-ide/global-lmic-reports/master/AFG/projections.csv | 2021-07-17 | infections | 15907.83 | 16422.79 | 17020.06 | 17163.84 | 17885.04 | 18830.18 | Pessimistic | Afghanistan | AFG | 2022-01-02 | v8 | TRUE
https://raw.githubusercontent.com/mrc-ide/global-lmic-reports/master/AFG/projections.csv | 2021-07-17 | deaths | 53.88 | 57.74 | 60.35 | 59.96 | 62.28 | 66.59 | Pessimistic | Afghanistan | AFG | 2022-01-02 | v8 | TRUE
https://raw.githubusercontent.com/mrc-ide/global-lmic-reports/master/AFG/projections.csv | 2021-07-17 | hospital_demand | 1916.2 | 2015.42 | 2096.4 | 2084.47 | 2161.97 | 2283.28 | Pessimistic | Afghanistan | AFG | 2022-01-02 | v8 | TRUE
https://raw.githubusercontent.com/mrc-ide/global-lmic-reports/master/AFG/projections.csv | 2021-07-17 | ICU_demand | 327.54 | 331.89 | 334.65 | 334.32 | 336.87 | 341.59 | Pessimistic | Afghanistan | AFG | 2022-01-02 | v8 | TRUE
https://raw.githubusercontent.com/mrc-ide/global-lmic-reports/master/AFG/projections.csv | 2021-07-17 | hospital_incidence | 156.52 | 167.03 | 171.69 | 172.04 | 177.82 | 187.86 | Pessimistic | Afghanistan | AFG | 2022-01-02 | v8 | TRUE
https://raw.githubusercontent.com/mrc-ide/global-lmic-reports/master/AFG/projections.csv | 2021-07-17 | ICU_incidence | 48.07 | 51.29 | 52.72 | 52.82 | 54.59 | 57.66 | Pessimistic | Afghanistan | AFG | 2022-01-02 | v8 | TRUE
https://raw.githubusercontent.com/mrc-ide/global-lmic-reports/master/AFG/projections.csv | 2021-07-17 | prevalence | 130736.17 | 137654.69 | 140326.97 | 141258.65 | 144366.11 | 153505 | Pessimistic | Afghanistan | AFG | 2022-01-02 | v8 | TRUE
https://raw.githubusercontent.com/mrc-ide/global-lmic-reports/master/AFG/projections.csv | 2021-07-17 | cumulative_infections | 3038633.31 | 3186376.69 | 3266624.81 | 3268385 | 3353797.89 | 3558971.59 | Pessimistic | Afghanistan | AFG | 2022-01-02 | v8 | TRUE
https://raw.githubusercontent.com/mrc-ide/global-lmic-reports/master/AFG/projections.csv | 2021-07-17 | cumulative_deaths | 5812.48 | 6132.63 | 6325.54 | 6314.81 | 6502.56 | 6962.04 | Pessimistic | Afghanistan | AFG | 2022-01-02 | v8 | TRUE
https://raw.githubusercontent.com/mrc-ide/global-lmic-reports/master/AFG/projections.csv | 2021-07-17 | Rt | 0.76 | 0.78 | 0.8 | 0.8 | 0.82 | 0.86 | Pessimistic | Afghanistan | AFG | 2022-01-02 | v8 | TRUE
https://raw.githubusercontent.com/mrc-ide/global-lmic-reports/master/AFG/projections.csv | 2021-07-17 | Reff | 0.67 | 0.69 | 0.71 | 0.71 | 0.72 | 0.76 | Pessimistic | Afghanistan | AFG | 2022-01-02 | v8 | TRUE
https://raw.githubusercontent.com/mrc-ide/global-lmic-reports/master/AFG/projections.csv | 2021-07-17 | infections | 15907.83 | 16422.79 | 17020.06 | 17163.84 | 17885.04 | 18830.18 | Relax Interventions 50% | Afghanistan | AFG | 2022-01-02 | v8 | TRUE
https://raw.githubusercontent.com/mrc-ide/global-lmic-reports/master/AFG/projections.csv | 2021-07-17 | deaths | 53.88 | 57.74 | 60.35 | 59.96 | 62.28 | 66.59 | Relax Interventions 50% | Afghanistan | AFG | 2022-01-02 | v8 | TRUE
https://raw.githubusercontent.com/mrc-ide/global-lmic-reports/master/AFG/projections.csv | 2021-07-17 | hospital_demand | 1916.2 | 2015.42 | 2096.4 | 2084.47 | 2161.97 | 2283.28 | Relax Interventions 50% | Afghanistan | AFG | 2022-01-02 | v8 | TRUE
https://raw.githubusercontent.com/mrc-ide/global-lmic-reports/master/AFG/projections.csv | 2021-07-17 | ICU_demand | 327.54 | 331.89 | 334.65 | 334.32 | 336.87 | 341.59 | Relax Interventions 50% | Afghanistan | AFG | 2022-01-02 | v8 | TRUE
https://raw.githubusercontent.com/mrc-ide/global-lmic-reports/master/AFG/projections.csv | 2021-07-17 | hospital_incidence | 156.52 | 167.03 | 171.69 | 172.04 | 177.82 | 187.86 | Relax Interventions 50% | Afghanistan | AFG | 2022-01-02 | v8 | TRUE
https://raw.githubusercontent.com/mrc-ide/global-lmic-reports/master/AFG/projections.csv | 2021-07-17 | ICU_incidence | 48.07 | 51.29 | 52.72 | 52.82 | 54.59 | 57.66 | Relax Interventions 50% | Afghanistan | AFG | 2022-01-02 | v8 | TRUE
https://raw.githubusercontent.com/mrc-ide/global-lmic-reports/master/AFG/projections.csv | 2021-07-17 | prevalence | 130736.17 | 137654.69 | 140326.97 | 141258.65 | 144366.11 | 153505 | Relax Interventions 50% | Afghanistan | AFG | 2022-01-02 | v8 | TRUE
https://raw.githubusercontent.com/mrc-ide/global-lmic-reports/master/AFG/projections.csv | 2021-07-17 | cumulative_infections | 3038633.31 | 3186376.69 | 3266624.81 | 3268385 | 3353797.89 | 3558971.59 | Relax Interventions 50% | Afghanistan | AFG | 2022-01-02 | v8 | TRUE
https://raw.githubusercontent.com/mrc-ide/global-lmic-reports/master/AFG/projections.csv | 2021-07-17 | cumulative_deaths | 5812.48 | 6132.63 | 6325.54 | 6314.81 | 6502.56 | 6962.04 | Relax Interventions 50% | Afghanistan | AFG | 2022-01-02 | v8 | TRUE
https://raw.githubusercontent.com/mrc-ide/global-lmic-reports/master/AFG/projections.csv | 2021-07-17 | Rt | 0.76 | 0.78 | 0.8 | 0.8 | 0.82 | 0.86 | Relax Interventions 50% | Afghanistan | AFG | 2022-01-02 | v8 | TRUE
https://raw.githubusercontent.com/mrc-ide/global-lmic-reports/master/AFG/projections.csv | 2021-07-17 | Reff | 0.67 | 0.69 | 0.71 | 0.71 | 0.72 | 0.76 | Relax Interventions 50% | Afghanistan | AFG | 2022-01-02 | v8 | TRUE
https://raw.githubusercontent.com/mrc-ide/global-lmic-reports/master/AFG/projections.csv | 2021-07-17 | infections | 15932.9 | 16629.02 | 17235.05 | 17220.32 | 17811.91 | 18691.7 | Surged Additional 50% Reduction | Afghanistan | AFG | 2022-01-02 | v8 | TRUE
https://raw.githubusercontent.com/mrc-ide/global-lmic-reports/master/AFG/projections.csv | 2021-07-17 | deaths | 48.71 | 51.86 | 54.3 | 53.93 | 55.15 | 59.63 | Surged Additional 50% Reduction | Afghanistan | AFG | 2022-01-02 | v8 | TRUE
https://raw.githubusercontent.com/mrc-ide/global-lmic-reports/master/AFG/projections.csv | 2021-07-17 | hospital_demand | 1967.04 | 2090.25 | 2183.48 | 2174.08 | 2227.72 | 2399.32 | Surged Additional 50% Reduction | Afghanistan | AFG | 2022-01-02 | v8 | TRUE
https://raw.githubusercontent.com/mrc-ide/global-lmic-reports/master/AFG/projections.csv | 2021-07-17 | ICU_demand | 872.64 | 928 | 970.55 | 963.45 | 984.96 | 1060.74 | Surged Additional 50% Reduction | Afghanistan | AFG | 2022-01-02 | v8 | TRUE
https://raw.githubusercontent.com/mrc-ide/global-lmic-reports/master/AFG/projections.csv | 2021-07-17 | hospital_incidence | 157.63 | 166.98 | 172.61 | 172.27 | 177.67 | 186.23 | Surged Additional 50% Reduction | Afghanistan | AFG | 2022-01-02 | v8 | TRUE
https://raw.githubusercontent.com/mrc-ide/global-lmic-reports/master/AFG/projections.csv | 2021-07-17 | ICU_incidence | 48.41 | 51.28 | 53 | 52.9 | 54.55 | 57.17 | Surged Additional 50% Reduction | Afghanistan | AFG | 2022-01-02 | v8 | TRUE
https://raw.githubusercontent.com/mrc-ide/global-lmic-reports/master/AFG/projections.csv | 2021-07-17 | prevalence | 131617.86 | 137309.4 | 143137.04 | 142304.89 | 146944.79 | 153620.39 | Surged Additional 50% Reduction | Afghanistan | AFG | 2022-01-02 | v8 | TRUE
https://raw.githubusercontent.com/mrc-ide/global-lmic-reports/master/AFG/projections.csv | 2021-07-17 | cumulative_infections | 3102628.47 | 3177776.66 | 3237994.55 | 3246131.21 | 3297964.72 | 3464960.31 | Surged Additional 50% Reduction | Afghanistan | AFG | 2022-01-02 | v8 | TRUE
https://raw.githubusercontent.com/mrc-ide/global-lmic-reports/master/AFG/projections.csv | 2021-07-17 | cumulative_deaths | 4629.15 | 4769.26 | 4856.01 | 4863.6 | 4941.7 | 5168.48 | Surged Additional 50% Reduction | Afghanistan | AFG | 2022-01-02 | v8 | TRUE
https://raw.githubusercontent.com/mrc-ide/global-lmic-reports/master/AFG/projections.csv | 2021-07-17 | Rt | 0.77 | 0.79 | 0.8 | 0.81 | 0.82 | 0.85 | Surged Additional 50% Reduction | Afghanistan | AFG | 2022-01-02 | v8 | TRUE
https://raw.githubusercontent.com/mrc-ide/global-lmic-reports/master/AFG/projections.csv | 2021-07-17 | Reff | 0.67 | 0.69 | 0.71 | 0.71 | 0.73 | 0.75 | Surged Additional 50% Reduction | Afghanistan | AFG | 2022-01-02 | v8 | TRUE
https://raw.githubusercontent.com/mrc-ide/global-lmic-reports/master/AFG/projections.csv | 2021-07-17 | infections | 15932.9 | 16629.02 | 17235.05 | 17220.32 | 17811.91 | 18691.7 | Surged Maintain Status Quo | Afghanistan | AFG | 2022-01-02 | v8 | TRUE
https://raw.githubusercontent.com/mrc-ide/global-lmic-reports/master/AFG/projections.csv | 2021-07-17 | deaths | 48.71 | 51.86 | 54.3 | 53.93 | 55.15 | 59.63 | Surged Maintain Status Quo | Afghanistan | AFG | 2022-01-02 | v8 | TRUE
https://raw.githubusercontent.com/mrc-ide/global-lmic-reports/master/AFG/projections.csv | 2021-07-17 | hospital_demand | 1967.04 | 2090.25 | 2183.48 | 2174.08 | 2227.72 | 2399.32 | Surged Maintain Status Quo | Afghanistan | AFG | 2022-01-02 | v8 | TRUE
https://raw.githubusercontent.com/mrc-ide/global-lmic-reports/master/AFG/projections.csv | 2021-07-17 | ICU_demand | 872.64 | 928 | 970.55 | 963.45 | 984.96 | 1060.74 | Surged Maintain Status Quo | Afghanistan | AFG | 2022-01-02 | v8 | TRUE
https://raw.githubusercontent.com/mrc-ide/global-lmic-reports/master/AFG/projections.csv | 2021-07-17 | hospital_incidence | 157.63 | 166.98 | 172.61 | 172.27 | 177.67 | 186.23 | Surged Maintain Status Quo | Afghanistan | AFG | 2022-01-02 | v8 | TRUE
https://raw.githubusercontent.com/mrc-ide/global-lmic-reports/master/AFG/projections.csv | 2021-07-17 | ICU_incidence | 48.41 | 51.28 | 53 | 52.9 | 54.55 | 57.17 | Surged Maintain Status Quo | Afghanistan | AFG | 2022-01-02 | v8 | TRUE
https://raw.githubusercontent.com/mrc-ide/global-lmic-reports/master/AFG/projections.csv | 2021-07-17 | prevalence | 131617.86 | 137309.4 | 143137.04 | 142304.89 | 146944.79 | 153620.39 | Surged Maintain Status Quo | Afghanistan | AFG | 2022-01-02 | v8 | TRUE
https://raw.githubusercontent.com/mrc-ide/global-lmic-reports/master/AFG/projections.csv | 2021-07-17 | cumulative_infections | 3102628.47 | 3177776.66 | 3237994.55 | 3246131.21 | 3297964.72 | 3464960.31 | Surged Maintain Status Quo | Afghanistan | AFG | 2022-01-02 | v8 | TRUE
https://raw.githubusercontent.com/mrc-ide/global-lmic-reports/master/AFG/projections.csv | 2021-07-17 | cumulative_deaths | 4629.15 | 4769.26 | 4856.01 | 4863.6 | 4941.7 | 5168.48 | Surged Maintain Status Quo | Afghanistan | AFG | 2022-01-02 | v8 | TRUE
https://raw.githubusercontent.com/mrc-ide/global-lmic-reports/master/AFG/projections.csv | 2021-07-17 | Rt | 0.77 | 0.79 | 0.8 | 0.81 | 0.82 | 0.85 | Surged Maintain Status Quo | Afghanistan | AFG | 2022-01-02 | v8 | TRUE
https://raw.githubusercontent.com/mrc-ide/global-lmic-reports/master/AFG/projections.csv | 2021-07-17 | Reff | 0.67 | 0.69 | 0.71 | 0.71 | 0.73 | 0.75 | Surged Maintain Status Quo | Afghanistan | AFG | 2022-01-02 | v8 | TRUE
https://raw.githubusercontent.com/mrc-ide/global-lmic-reports/master/AFG/projections.csv | 2021-07-17 | infections | 15932.9 | 16629.02 | 17235.05 | 17220.32 | 17811.91 | 18691.7 | Surged Optimistic | Afghanistan | AFG | 2022-01-02 | v8 | TRUE
https://raw.githubusercontent.com/mrc-ide/global-lmic-reports/master/AFG/projections.csv | 2021-07-17 | deaths | 48.71 | 51.86 | 54.3 | 53.93 | 55.15 | 59.63 | Surged Optimistic | Afghanistan | AFG | 2022-01-02 | v8 | TRUE
https://raw.githubusercontent.com/mrc-ide/global-lmic-reports/master/AFG/projections.csv | 2021-07-17 | hospital_demand | 1967.04 | 2090.25 | 2183.48 | 2174.08 | 2227.72 | 2399.32 | Surged Optimistic | Afghanistan | AFG | 2022-01-02 | v8 | TRUE
https://raw.githubusercontent.com/mrc-ide/global-lmic-reports/master/AFG/projections.csv | 2021-07-17 | ICU_demand | 872.64 | 928 | 970.55 | 963.45 | 984.96 | 1060.74 | Surged Optimistic | Afghanistan | AFG | 2022-01-02 | v8 | TRUE
https://raw.githubusercontent.com/mrc-ide/global-lmic-reports/master/AFG/projections.csv | 2021-07-17 | hospital_incidence | 157.63 | 166.98 | 172.61 | 172.27 | 177.67 | 186.23 | Surged Optimistic | Afghanistan | AFG | 2022-01-02 | v8 | TRUE
https://raw.githubusercontent.com/mrc-ide/global-lmic-reports/master/AFG/projections.csv | 2021-07-17 | ICU_incidence | 48.41 | 51.28 | 53 | 52.9 | 54.55 | 57.17 | Surged Optimistic | Afghanistan | AFG | 2022-01-02 | v8 | TRUE
https://raw.githubusercontent.com/mrc-ide/global-lmic-reports/master/AFG/projections.csv | 2021-07-17 | prevalence | 131617.86 | 137309.4 | 143137.04 | 142304.89 | 146944.79 | 153620.39 | Surged Optimistic | Afghanistan | AFG | 2022-01-02 | v8 | TRUE
https://raw.githubusercontent.com/mrc-ide/global-lmic-reports/master/AFG/projections.csv | 2021-07-17 | cumulative_infections | 3102628.47 | 3177776.66 | 3237994.55 | 3246131.21 | 3297964.72 | 3464960.31 | Surged Optimistic | Afghanistan | AFG | 2022-01-02 | v8 | TRUE
https://raw.githubusercontent.com/mrc-ide/global-lmic-reports/master/AFG/projections.csv | 2021-07-17 | cumulative_deaths | 4629.15 | 4769.26 | 4856.01 | 4863.6 | 4941.7 | 5168.48 | Surged Optimistic | Afghanistan | AFG | 2022-01-02 | v8 | TRUE
https://raw.githubusercontent.com/mrc-ide/global-lmic-reports/master/AFG/projections.csv | 2021-07-17 | Rt | 0.77 | 0.79 | 0.8 | 0.81 | 0.82 | 0.85 | Surged Optimistic | Afghanistan | AFG | 2022-01-02 | v8 | TRUE
https://raw.githubusercontent.com/mrc-ide/global-lmic-reports/master/AFG/projections.csv | 2021-07-17 | Reff | 0.67 | 0.69 | 0.71 | 0.71 | 0.73 | 0.75 | Surged Optimistic | Afghanistan | AFG | 2022-01-02 | v8 | TRUE
https://raw.githubusercontent.com/mrc-ide/global-lmic-reports/master/AFG/projections.csv | 2021-07-17 | infections | 15932.9 | 16629.02 | 17235.05 | 17220.32 | 17811.91 | 18691.7 | Surged Pessimistic | Afghanistan | AFG | 2022-01-02 | v8 | TRUE
https://raw.githubusercontent.com/mrc-ide/global-lmic-reports/master/AFG/projections.csv | 2021-07-17 | deaths | 48.71 | 51.86 | 54.3 | 53.93 | 55.15 | 59.63 | Surged Pessimistic | Afghanistan | AFG | 2022-01-02 | v8 | TRUE
https://raw.githubusercontent.com/mrc-ide/global-lmic-reports/master/AFG/projections.csv | 2021-07-17 | hospital_demand | 1967.04 | 2090.25 | 2183.48 | 2174.08 | 2227.72 | 2399.32 | Surged Pessimistic | Afghanistan | AFG | 2022-01-02 | v8 | TRUE
https://raw.githubusercontent.com/mrc-ide/global-lmic-reports/master/AFG/projections.csv | 2021-07-17 | ICU_demand | 872.64 | 928 | 970.55 | 963.45 | 984.96 | 1060.74 | Surged Pessimistic | Afghanistan | AFG | 2022-01-02 | v8 | TRUE
https://raw.githubusercontent.com/mrc-ide/global-lmic-reports/master/AFG/projections.csv | 2021-07-17 | hospital_incidence | 157.63 | 166.98 | 172.61 | 172.27 | 177.67 | 186.23 | Surged Pessimistic | Afghanistan | AFG | 2022-01-02 | v8 | TRUE
https://raw.githubusercontent.com/mrc-ide/global-lmic-reports/master/AFG/projections.csv | 2021-07-17 | ICU_incidence | 48.41 | 51.28 | 53 | 52.9 | 54.55 | 57.17 | Surged Pessimistic | Afghanistan | AFG | 2022-01-02 | v8 | TRUE
https://raw.githubusercontent.com/mrc-ide/global-lmic-reports/master/AFG/projections.csv | 2021-07-17 | prevalence | 131617.86 | 137309.4 | 143137.04 | 142304.89 | 146944.79 | 153620.39 | Surged Pessimistic | Afghanistan | AFG | 2022-01-02 | v8 | TRUE
https://raw.githubusercontent.com/mrc-ide/global-lmic-reports/master/AFG/projections.csv | 2021-07-17 | cumulative_infections | 3102628.47 | 3177776.66 | 3237994.55 | 3246131.21 | 3297964.72 | 3464960.31 | Surged Pessimistic | Afghanistan | AFG | 2022-01-02 | v8 | TRUE
https://raw.githubusercontent.com/mrc-ide/global-lmic-reports/master/AFG/projections.csv | 2021-07-17 | cumulative_deaths | 4629.15 | 4769.26 | 4856.01 | 4863.6 | 4941.7 | 5168.48 | Surged Pessimistic | Afghanistan | AFG | 2022-01-02 | v8 | TRUE
https://raw.githubusercontent.com/mrc-ide/global-lmic-reports/master/AFG/projections.csv | 2021-07-17 | Rt | 0.77 | 0.79 | 0.8 | 0.81 | 0.82 | 0.85 | Surged Pessimistic | Afghanistan | AFG | 2022-01-02 | v8 | TRUE
https://raw.githubusercontent.com/mrc-ide/global-lmic-reports/master/AFG/projections.csv | 2021-07-17 | Reff | 0.67 | 0.69 | 0.71 | 0.71 | 0.73 | 0.75 | Surged Pessimistic | Afghanistan | AFG | 2022-01-02 | v8 | TRUE
https://raw.githubusercontent.com/mrc-ide/global-lmic-reports/master/AFG/projections.csv | 2021-07-17 | infections | 15932.9 | 16629.02 | 17235.05 | 17220.32 | 17811.91 | 18691.7 | Surged Relax Interventions 50% | Afghanistan | AFG | 2022-01-02 | v8 | TRUE
https://raw.githubusercontent.com/mrc-ide/global-lmic-reports/master/AFG/projections.csv | 2021-07-17 | deaths | 48.71 | 51.86 | 54.3 | 53.93 | 55.15 | 59.63 | Surged Relax Interventions 50% | Afghanistan | AFG | 2022-01-02 | v8 | TRUE
https://raw.githubusercontent.com/mrc-ide/global-lmic-reports/master/AFG/projections.csv | 2021-07-17 | hospital_demand | 1967.04 | 2090.25 | 2183.48 | 2174.08 | 2227.72 | 2399.32 | Surged Relax Interventions 50% | Afghanistan | AFG | 2022-01-02 | v8 | TRUE
https://raw.githubusercontent.com/mrc-ide/global-lmic-reports/master/AFG/projections.csv | 2021-07-17 | ICU_demand | 872.64 | 928 | 970.55 | 963.45 | 984.96 | 1060.74 | Surged Relax Interventions 50% | Afghanistan | AFG | 2022-01-02 | v8 | TRUE
https://raw.githubusercontent.com/mrc-ide/global-lmic-reports/master/AFG/projections.csv | 2021-07-17 | hospital_incidence | 157.63 | 166.98 | 172.61 | 172.27 | 177.67 | 186.23 | Surged Relax Interventions 50% | Afghanistan | AFG | 2022-01-02 | v8 | TRUE
https://raw.githubusercontent.com/mrc-ide/global-lmic-reports/master/AFG/projections.csv | 2021-07-17 | ICU_incidence | 48.41 | 51.28 | 53 | 52.9 | 54.55 | 57.17 | Surged Relax Interventions 50% | Afghanistan | AFG | 2022-01-02 | v8 | TRUE
https://raw.githubusercontent.com/mrc-ide/global-lmic-reports/master/AFG/projections.csv | 2021-07-17 | prevalence | 131617.86 | 137309.4 | 143137.04 | 142304.89 | 146944.79 | 153620.39 | Surged Relax Interventions 50% | Afghanistan | AFG | 2022-01-02 | v8 | TRUE
https://raw.githubusercontent.com/mrc-ide/global-lmic-reports/master/AFG/projections.csv | 2021-07-17 | cumulative_infections | 3102628.47 | 3177776.66 | 3237994.55 | 3246131.21 | 3297964.72 | 3464960.31 | Surged Relax Interventions 50% | Afghanistan | AFG | 2022-01-02 | v8 | TRUE
https://raw.githubusercontent.com/mrc-ide/global-lmic-reports/master/AFG/projections.csv | 2021-07-17 | cumulative_deaths | 4629.15 | 4769.26 | 4856.01 | 4863.6 | 4941.7 | 5168.48 | Surged Relax Interventions 50% | Afghanistan | AFG | 2022-01-02 | v8 | TRUE
https://raw.githubusercontent.com/mrc-ide/global-lmic-reports/master/AFG/projections.csv | 2021-07-17 | Rt | 0.77 | 0.79 | 0.8 | 0.81 | 0.82 | 0.85 | Surged Relax Interventions 50% | Afghanistan | AFG | 2022-01-02 | v8 | TRUE
https://raw.githubusercontent.com/mrc-ide/global-lmic-reports/master/AFG/projections.csv | 2021-07-17 | Reff | 0.67 | 0.69 | 0.71 | 0.71 | 0.73 | 0.75 | Surged Relax Interventions 50% | Afghanistan | AFG | 2022-01-02 | v8 | TRUE
https://raw.githubusercontent.com/mrc-ide/global-lmic-reports/master/AFG/projections.csv | 2021-07-18 | infections | 14635.2 | 15205.81 | 15814.95 | 15846.48 | 16543.9 | 17259.78 | Additional 50% Reduction | Afghanistan | AFG | 2022-01-02 | v8 | TRUE
https://raw.githubusercontent.com/mrc-ide/global-lmic-reports/master/AFG/projections.csv | 2021-07-18 | deaths | 51.08 | 54.86 | 57.14 | 56.9 | 59.19 | 63.17 | Additional 50% Reduction | Afghanistan | AFG | 2022-01-02 | v8 | TRUE
https://raw.githubusercontent.com/mrc-ide/global-lmic-reports/master/AFG/projections.csv | 2021-07-18 | hospital_demand | 1849.3 | 1947.1 | 2025.04 | 2011.97 | 2086.26 | 2202.77 | Additional 50% Reduction | Afghanistan | AFG | 2022-01-02 | v8 | TRUE
https://raw.githubusercontent.com/mrc-ide/global-lmic-reports/master/AFG/projections.csv | 2021-07-18 | ICU_demand | 324.35 | 328.6 | 330.95 | 330.83 | 333.36 | 337.69 | Additional 50% Reduction | Afghanistan | AFG | 2022-01-02 | v8 | TRUE
https://raw.githubusercontent.com/mrc-ide/global-lmic-reports/master/AFG/projections.csv | 2021-07-18 | hospital_incidence | 149.33 | 159.44 | 163.24 | 163.99 | 169.36 | 178.87 | Additional 50% Reduction | Afghanistan | AFG | 2022-01-02 | v8 | TRUE
https://raw.githubusercontent.com/mrc-ide/global-lmic-reports/master/AFG/projections.csv | 2021-07-18 | ICU_incidence | 45.81 | 48.9 | 50.07 | 50.3 | 51.94 | 54.84 | Additional 50% Reduction | Afghanistan | AFG | 2022-01-02 | v8 | TRUE
https://raw.githubusercontent.com/mrc-ide/global-lmic-reports/master/AFG/projections.csv | 2021-07-18 | prevalence | 124642.38 | 131030.01 | 134370.79 | 134651.21 | 137189.99 | 145885.15 | Additional 50% Reduction | Afghanistan | AFG | 2022-01-02 | v8 | TRUE
https://raw.githubusercontent.com/mrc-ide/global-lmic-reports/master/AFG/projections.csv | 2021-07-18 | cumulative_infections | 3053400.45 | 3202128.3 | 3282970.89 | 3284231.48 | 3370389.75 | 3575865.52 | Additional 50% Reduction | Afghanistan | AFG | 2022-01-02 | v8 | TRUE
https://raw.githubusercontent.com/mrc-ide/global-lmic-reports/master/AFG/projections.csv | 2021-07-18 | cumulative_deaths | 5864.9 | 6189.04 | 6383.96 | 6371.71 | 6561.66 | 7023.32 | Additional 50% Reduction | Afghanistan | AFG | 2022-01-02 | v8 | TRUE
https://raw.githubusercontent.com/mrc-ide/global-lmic-reports/master/AFG/projections.csv | 2021-07-18 | Rt | 0.79 | 0.82 | 0.85 | 0.85 | 0.87 | 0.92 | Additional 50% Reduction | Afghanistan | AFG | 2022-01-02 | v8 | TRUE
https://raw.githubusercontent.com/mrc-ide/global-lmic-reports/master/AFG/projections.csv | 2021-07-18 | Reff | 0.69 | 0.73 | 0.75 | 0.75 | 0.77 | 0.81 | Additional 50% Reduction | Afghanistan | AFG | 2022-01-02 | v8 | TRUE
https://raw.githubusercontent.com/mrc-ide/global-lmic-reports/master/AFG/projections.csv | 2021-07-18 | infections | 14635.2 | 15205.81 | 15814.95 | 15846.48 | 16543.9 | 17259.78 | Maintain Status Quo | Afghanistan | AFG | 2022-01-02 | v8 | TRUE
https://raw.githubusercontent.com/mrc-ide/global-lmic-reports/master/AFG/projections.csv | 2021-07-18 | deaths | 51.08 | 54.86 | 57.14 | 56.9 | 59.19 | 63.17 | Maintain Status Quo | Afghanistan | AFG | 2022-01-02 | v8 | TRUE
https://raw.githubusercontent.com/mrc-ide/global-lmic-reports/master/AFG/projections.csv | 2021-07-18 | hospital_demand | 1849.3 | 1947.1 | 2025.04 | 2011.97 | 2086.26 | 2202.77 | Maintain Status Quo | Afghanistan | AFG | 2022-01-02 | v8 | TRUE
https://raw.githubusercontent.com/mrc-ide/global-lmic-reports/master/AFG/projections.csv | 2021-07-18 | ICU_demand | 324.35 | 328.6 | 330.95 | 330.83 | 333.36 | 337.69 | Maintain Status Quo | Afghanistan | AFG | 2022-01-02 | v8 | TRUE
https://raw.githubusercontent.com/mrc-ide/global-lmic-reports/master/AFG/projections.csv | 2021-07-18 | hospital_incidence | 149.33 | 159.44 | 163.24 | 163.99 | 169.36 | 178.87 | Maintain Status Quo | Afghanistan | AFG | 2022-01-02 | v8 | TRUE
https://raw.githubusercontent.com/mrc-ide/global-lmic-reports/master/AFG/projections.csv | 2021-07-18 | ICU_incidence | 45.81 | 48.9 | 50.07 | 50.3 | 51.94 | 54.84 | Maintain Status Quo | Afghanistan | AFG | 2022-01-02 | v8 | TRUE
https://raw.githubusercontent.com/mrc-ide/global-lmic-reports/master/AFG/projections.csv | 2021-07-18 | prevalence | 124642.38 | 131030.01 | 134370.79 | 134651.21 | 137189.99 | 145885.15 | Maintain Status Quo | Afghanistan | AFG | 2022-01-02 | v8 | TRUE
https://raw.githubusercontent.com/mrc-ide/global-lmic-reports/master/AFG/projections.csv | 2021-07-18 | cumulative_infections | 3053400.45 | 3202128.3 | 3282970.89 | 3284231.48 | 3370389.75 | 3575865.52 | Maintain Status Quo | Afghanistan | AFG | 2022-01-02 | v8 | TRUE
https://raw.githubusercontent.com/mrc-ide/global-lmic-reports/master/AFG/projections.csv | 2021-07-18 | cumulative_deaths | 5864.9 | 6189.04 | 6383.96 | 6371.71 | 6561.66 | 7023.32 | Maintain Status Quo | Afghanistan | AFG | 2022-01-02 | v8 | TRUE
https://raw.githubusercontent.com/mrc-ide/global-lmic-reports/master/AFG/projections.csv | 2021-07-18 | Rt | 0.79 | 0.82 | 0.85 | 0.85 | 0.87 | 0.92 | Maintain Status Quo | Afghanistan | AFG | 2022-01-02 | v8 | TRUE
https://raw.githubusercontent.com/mrc-ide/global-lmic-reports/master/AFG/projections.csv | 2021-07-18 | Reff | 0.69 | 0.73 | 0.75 | 0.75 | 0.77 | 0.81 | Maintain Status Quo | Afghanistan | AFG | 2022-01-02 | v8 | TRUE
https://raw.githubusercontent.com/mrc-ide/global-lmic-reports/master/AFG/projections.csv | 2021-07-18 | infections | 14635.2 | 15205.81 | 15814.95 | 15846.48 | 16543.9 | 17259.78 | Optimistic | Afghanistan | AFG | 2022-01-02 | v8 | TRUE
https://raw.githubusercontent.com/mrc-ide/global-lmic-reports/master/AFG/projections.csv | 2021-07-18 | deaths | 51.08 | 54.86 | 57.14 | 56.9 | 59.19 | 63.17 | Optimistic | Afghanistan | AFG | 2022-01-02 | v8 | TRUE
https://raw.githubusercontent.com/mrc-ide/global-lmic-reports/master/AFG/projections.csv | 2021-07-18 | hospital_demand | 1849.3 | 1947.1 | 2025.04 | 2011.97 | 2086.26 | 2202.77 | Optimistic | Afghanistan | AFG | 2022-01-02 | v8 | TRUE
https://raw.githubusercontent.com/mrc-ide/global-lmic-reports/master/AFG/projections.csv | 2021-07-18 | ICU_demand | 324.35 | 328.6 | 330.95 | 330.83 | 333.36 | 337.69 | Optimistic | Afghanistan | AFG | 2022-01-02 | v8 | TRUE
https://raw.githubusercontent.com/mrc-ide/global-lmic-reports/master/AFG/projections.csv | 2021-07-18 | hospital_incidence | 149.33 | 159.44 | 163.24 | 163.99 | 169.36 | 178.87 | Optimistic | Afghanistan | AFG | 2022-01-02 | v8 | TRUE
https://raw.githubusercontent.com/mrc-ide/global-lmic-reports/master/AFG/projections.csv | 2021-07-18 | ICU_incidence | 45.81 | 48.9 | 50.07 | 50.3 | 51.94 | 54.84 | Optimistic | Afghanistan | AFG | 2022-01-02 | v8 | TRUE
https://raw.githubusercontent.com/mrc-ide/global-lmic-reports/master/AFG/projections.csv | 2021-07-18 | prevalence | 124642.38 | 131030.01 | 134370.79 | 134651.21 | 137189.99 | 145885.15 | Optimistic | Afghanistan | AFG | 2022-01-02 | v8 | TRUE
https://raw.githubusercontent.com/mrc-ide/global-lmic-reports/master/AFG/projections.csv | 2021-07-18 | cumulative_infections | 3053400.45 | 3202128.3 | 3282970.89 | 3284231.48 | 3370389.75 | 3575865.52 | Optimistic | Afghanistan | AFG | 2022-01-02 | v8 | TRUE
https://raw.githubusercontent.com/mrc-ide/global-lmic-reports/master/AFG/projections.csv | 2021-07-18 | cumulative_deaths | 5864.9 | 6189.04 | 6383.96 | 6371.71 | 6561.66 | 7023.32 | Optimistic | Afghanistan | AFG | 2022-01-02 | v8 | TRUE
https://raw.githubusercontent.com/mrc-ide/global-lmic-reports/master/AFG/projections.csv | 2021-07-18 | Rt | 0.79 | 0.82 | 0.85 | 0.85 | 0.87 | 0.92 | Optimistic | Afghanistan | AFG | 2022-01-02 | v8 | TRUE
https://raw.githubusercontent.com/mrc-ide/global-lmic-reports/master/AFG/projections.csv | 2021-07-18 | Reff | 0.69 | 0.73 | 0.75 | 0.75 | 0.77 | 0.81 | Optimistic | Afghanistan | AFG | 2022-01-02 | v8 | TRUE
https://raw.githubusercontent.com/mrc-ide/global-lmic-reports/master/AFG/projections.csv | 2021-07-18 | infections | 14635.2 | 15205.81 | 15814.95 | 15846.48 | 16543.9 | 17259.78 | Pessimistic | Afghanistan | AFG | 2022-01-02 | v8 | TRUE
https://raw.githubusercontent.com/mrc-ide/global-lmic-reports/master/AFG/projections.csv | 2021-07-18 | deaths | 51.08 | 54.86 | 57.14 | 56.9 | 59.19 | 63.17 | Pessimistic | Afghanistan | AFG | 2022-01-02 | v8 | TRUE
https://raw.githubusercontent.com/mrc-ide/global-lmic-reports/master/AFG/projections.csv | 2021-07-18 | hospital_demand | 1849.3 | 1947.1 | 2025.04 | 2011.97 | 2086.26 | 2202.77 | Pessimistic | Afghanistan | AFG | 2022-01-02 | v8 | TRUE
https://raw.githubusercontent.com/mrc-ide/global-lmic-reports/master/AFG/projections.csv | 2021-07-18 | ICU_demand | 324.35 | 328.6 | 330.95 | 330.83 | 333.36 | 337.69 | Pessimistic | Afghanistan | AFG | 2022-01-02 | v8 | TRUE
https://raw.githubusercontent.com/mrc-ide/global-lmic-reports/master/AFG/projections.csv | 2021-07-18 | hospital_incidence | 149.33 | 159.44 | 163.24 | 163.99 | 169.36 | 178.87 | Pessimistic | Afghanistan | AFG | 2022-01-02 | v8 | TRUE
https://raw.githubusercontent.com/mrc-ide/global-lmic-reports/master/AFG/projections.csv | 2021-07-18 | ICU_incidence | 45.81 | 48.9 | 50.07 | 50.3 | 51.94 | 54.84 | Pessimistic | Afghanistan | AFG | 2022-01-02 | v8 | TRUE
https://raw.githubusercontent.com/mrc-ide/global-lmic-reports/master/AFG/projections.csv | 2021-07-18 | prevalence | 124642.38 | 131030.01 | 134370.79 | 134651.21 | 137189.99 | 145885.15 | Pessimistic | Afghanistan | AFG | 2022-01-02 | v8 | TRUE
https://raw.githubusercontent.com/mrc-ide/global-lmic-reports/master/AFG/projections.csv | 2021-07-18 | cumulative_infections | 3053400.45 | 3202128.3 | 3282970.89 | 3284231.48 | 3370389.75 | 3575865.52 | Pessimistic | Afghanistan | AFG | 2022-01-02 | v8 | TRUE
https://raw.githubusercontent.com/mrc-ide/global-lmic-reports/master/AFG/projections.csv | 2021-07-18 | cumulative_deaths | 5864.9 | 6189.04 | 6383.96 | 6371.71 | 6561.66 | 7023.32 | Pessimistic | Afghanistan | AFG | 2022-01-02 | v8 | TRUE
https://raw.githubusercontent.com/mrc-ide/global-lmic-reports/master/AFG/projections.csv | 2021-07-18 | Rt | 0.79 | 0.82 | 0.85 | 0.85 | 0.87 | 0.92 | Pessimistic | Afghanistan | AFG | 2022-01-02 | v8 | TRUE
https://raw.githubusercontent.com/mrc-ide/global-lmic-reports/master/AFG/projections.csv | 2021-07-18 | Reff | 0.69 | 0.73 | 0.75 | 0.75 | 0.77 | 0.81 | Pessimistic | Afghanistan | AFG | 2022-01-02 | v8 | TRUE
https://raw.githubusercontent.com/mrc-ide/global-lmic-reports/master/AFG/projections.csv | 2021-07-18 | infections | 14635.2 | 15205.81 | 15814.95 | 15846.48 | 16543.9 | 17259.78 | Relax Interventions 50% | Afghanistan | AFG | 2022-01-02 | v8 | TRUE
https://raw.githubusercontent.com/mrc-ide/global-lmic-reports/master/AFG/projections.csv | 2021-07-18 | deaths | 51.08 | 54.86 | 57.14 | 56.9 | 59.19 | 63.17 | Relax Interventions 50% | Afghanistan | AFG | 2022-01-02 | v8 | TRUE
https://raw.githubusercontent.com/mrc-ide/global-lmic-reports/master/AFG/projections.csv | 2021-07-18 | hospital_demand | 1849.3 | 1947.1 | 2025.04 | 2011.97 | 2086.26 | 2202.77 | Relax Interventions 50% | Afghanistan | AFG | 2022-01-02 | v8 | TRUE
https://raw.githubusercontent.com/mrc-ide/global-lmic-reports/master/AFG/projections.csv | 2021-07-18 | ICU_demand | 324.35 | 328.6 | 330.95 | 330.83 | 333.36 | 337.69 | Relax Interventions 50% | Afghanistan | AFG | 2022-01-02 | v8 | TRUE
https://raw.githubusercontent.com/mrc-ide/global-lmic-reports/master/AFG/projections.csv | 2021-07-18 | hospital_incidence | 149.33 | 159.44 | 163.24 | 163.99 | 169.36 | 178.87 | Relax Interventions 50% | Afghanistan | AFG | 2022-01-02 | v8 | TRUE
https://raw.githubusercontent.com/mrc-ide/global-lmic-reports/master/AFG/projections.csv | 2021-07-18 | ICU_incidence | 45.81 | 48.9 | 50.07 | 50.3 | 51.94 | 54.84 | Relax Interventions 50% | Afghanistan | AFG | 2022-01-02 | v8 | TRUE
https://raw.githubusercontent.com/mrc-ide/global-lmic-reports/master/AFG/projections.csv | 2021-07-18 | prevalence | 124642.38 | 131030.01 | 134370.79 | 134651.21 | 137189.99 | 145885.15 | Relax Interventions 50% | Afghanistan | AFG | 2022-01-02 | v8 | TRUE
https://raw.githubusercontent.com/mrc-ide/global-lmic-reports/master/AFG/projections.csv | 2021-07-18 | cumulative_infections | 3053400.45 | 3202128.3 | 3282970.89 | 3284231.48 | 3370389.75 | 3575865.52 | Relax Interventions 50% | Afghanistan | AFG | 2022-01-02 | v8 | TRUE
https://raw.githubusercontent.com/mrc-ide/global-lmic-reports/master/AFG/projections.csv | 2021-07-18 | cumulative_deaths | 5864.9 | 6189.04 | 6383.96 | 6371.71 | 6561.66 | 7023.32 | Relax Interventions 50% | Afghanistan | AFG | 2022-01-02 | v8 | TRUE
https://raw.githubusercontent.com/mrc-ide/global-lmic-reports/master/AFG/projections.csv | 2021-07-18 | Rt | 0.79 | 0.82 | 0.85 | 0.85 | 0.87 | 0.92 | Relax Interventions 50% | Afghanistan | AFG | 2022-01-02 | v8 | TRUE
https://raw.githubusercontent.com/mrc-ide/global-lmic-reports/master/AFG/projections.csv | 2021-07-18 | Reff | 0.69 | 0.73 | 0.75 | 0.75 | 0.77 | 0.81 | Relax Interventions 50% | Afghanistan | AFG | 2022-01-02 | v8 | TRUE
https://raw.githubusercontent.com/mrc-ide/global-lmic-reports/master/AFG/projections.csv | 2021-07-18 | infections | 14638.01 | 15327.77 | 15911.97 | 15930.47 | 16490.11 | 17227.97 | Surged Additional 50% Reduction | Afghanistan | AFG | 2022-01-02 | v8 | TRUE
https://raw.githubusercontent.com/mrc-ide/global-lmic-reports/master/AFG/projections.csv | 2021-07-18 | deaths | 47.5 | 50.54 | 52.88 | 52.56 | 53.74 | 58.06 | Surged Additional 50% Reduction | Afghanistan | AFG | 2022-01-02 | v8 | TRUE
https://raw.githubusercontent.com/mrc-ide/global-lmic-reports/master/AFG/projections.csv | 2021-07-18 | hospital_demand | 1903.22 | 2021.52 | 2110.43 | 2100.95 | 2152.85 | 2313.79 | Surged Additional 50% Reduction | Afghanistan | AFG | 2022-01-02 | v8 | TRUE
https://raw.githubusercontent.com/mrc-ide/global-lmic-reports/master/AFG/projections.csv | 2021-07-18 | ICU_demand | 849.61 | 903.05 | 943.81 | 937.23 | 957.47 | 1030.3 | Surged Additional 50% Reduction | Afghanistan | AFG | 2022-01-02 | v8 | TRUE
https://raw.githubusercontent.com/mrc-ide/global-lmic-reports/master/AFG/projections.csv | 2021-07-18 | hospital_incidence | 150.7 | 159.51 | 164.58 | 164.25 | 169.52 | 177.1 | Surged Additional 50% Reduction | Afghanistan | AFG | 2022-01-02 | v8 | TRUE
https://raw.githubusercontent.com/mrc-ide/global-lmic-reports/master/AFG/projections.csv | 2021-07-18 | ICU_incidence | 46.24 | 48.94 | 50.49 | 50.38 | 52 | 54.31 | Surged Additional 50% Reduction | Afghanistan | AFG | 2022-01-02 | v8 | TRUE
https://raw.githubusercontent.com/mrc-ide/global-lmic-reports/master/AFG/projections.csv | 2021-07-18 | prevalence | 125674.84 | 131090.57 | 136320.41 | 135714.37 | 140021.11 | 146398.58 | Surged Additional 50% Reduction | Afghanistan | AFG | 2022-01-02 | v8 | TRUE
https://raw.githubusercontent.com/mrc-ide/global-lmic-reports/master/AFG/projections.csv | 2021-07-18 | cumulative_infections | 3119172.61 | 3193037.96 | 3254784.53 | 3262061.68 | 3314410.97 | 3480251.7 | Surged Additional 50% Reduction | Afghanistan | AFG | 2022-01-02 | v8 | TRUE
https://raw.githubusercontent.com/mrc-ide/global-lmic-reports/master/AFG/projections.csv | 2021-07-18 | cumulative_deaths | 4680.42 | 4819.37 | 4908.1 | 4916.15 | 4995.07 | 5226.9 | Surged Additional 50% Reduction | Afghanistan | AFG | 2022-01-02 | v8 | TRUE
https://raw.githubusercontent.com/mrc-ide/global-lmic-reports/master/AFG/projections.csv | 2021-07-18 | Rt | 0.79 | 0.83 | 0.85 | 0.85 | 0.87 | 0.9 | Surged Additional 50% Reduction | Afghanistan | AFG | 2022-01-02 | v8 | TRUE
https://raw.githubusercontent.com/mrc-ide/global-lmic-reports/master/AFG/projections.csv | 2021-07-18 | Reff | 0.7 | 0.73 | 0.75 | 0.75 | 0.77 | 0.8 | Surged Additional 50% Reduction | Afghanistan | AFG | 2022-01-02 | v8 | TRUE
https://raw.githubusercontent.com/mrc-ide/global-lmic-reports/master/AFG/projections.csv | 2021-07-18 | infections | 14638.01 | 15327.77 | 15911.97 | 15930.47 | 16490.11 | 17227.97 | Surged Maintain Status Quo | Afghanistan | AFG | 2022-01-02 | v8 | TRUE
https://raw.githubusercontent.com/mrc-ide/global-lmic-reports/master/AFG/projections.csv | 2021-07-18 | deaths | 47.5 | 50.54 | 52.88 | 52.56 | 53.74 | 58.06 | Surged Maintain Status Quo | Afghanistan | AFG | 2022-01-02 | v8 | TRUE
https://raw.githubusercontent.com/mrc-ide/global-lmic-reports/master/AFG/projections.csv | 2021-07-18 | hospital_demand | 1903.22 | 2021.52 | 2110.43 | 2100.95 | 2152.85 | 2313.79 | Surged Maintain Status Quo | Afghanistan | AFG | 2022-01-02 | v8 | TRUE
https://raw.githubusercontent.com/mrc-ide/global-lmic-reports/master/AFG/projections.csv | 2021-07-18 | ICU_demand | 849.61 | 903.05 | 943.81 | 937.23 | 957.47 | 1030.3 | Surged Maintain Status Quo | Afghanistan | AFG | 2022-01-02 | v8 | TRUE
https://raw.githubusercontent.com/mrc-ide/global-lmic-reports/master/AFG/projections.csv | 2021-07-18 | hospital_incidence | 150.7 | 159.51 | 164.58 | 164.25 | 169.52 | 177.1 | Surged Maintain Status Quo | Afghanistan | AFG | 2022-01-02 | v8 | TRUE
https://raw.githubusercontent.com/mrc-ide/global-lmic-reports/master/AFG/projections.csv | 2021-07-18 | ICU_incidence | 46.24 | 48.94 | 50.49 | 50.38 | 52 | 54.31 | Surged Maintain Status Quo | Afghanistan | AFG | 2022-01-02 | v8 | TRUE
https://raw.githubusercontent.com/mrc-ide/global-lmic-reports/master/AFG/projections.csv | 2021-07-18 | prevalence | 125674.84 | 131090.57 | 136320.41 | 135714.37 | 140021.11 | 146398.58 | Surged Maintain Status Quo | Afghanistan | AFG | 2022-01-02 | v8 | TRUE
https://raw.githubusercontent.com/mrc-ide/global-lmic-reports/master/AFG/projections.csv | 2021-07-18 | cumulative_infections | 3119172.61 | 3193037.96 | 3254784.53 | 3262061.68 | 3314410.97 | 3480251.7 | Surged Maintain Status Quo | Afghanistan | AFG | 2022-01-02 | v8 | TRUE
https://raw.githubusercontent.com/mrc-ide/global-lmic-reports/master/AFG/projections.csv | 2021-07-18 | cumulative_deaths | 4680.42 | 4819.37 | 4908.1 | 4916.15 | 4995.07 | 5226.9 | Surged Maintain Status Quo | Afghanistan | AFG | 2022-01-02 | v8 | TRUE
https://raw.githubusercontent.com/mrc-ide/global-lmic-reports/master/AFG/projections.csv | 2021-07-18 | Rt | 0.79 | 0.83 | 0.85 | 0.85 | 0.87 | 0.9 | Surged Maintain Status Quo | Afghanistan | AFG | 2022-01-02 | v8 | TRUE
https://raw.githubusercontent.com/mrc-ide/global-lmic-reports/master/AFG/projections.csv | 2021-07-18 | Reff | 0.7 | 0.73 | 0.75 | 0.75 | 0.77 | 0.8 | Surged Maintain Status Quo | Afghanistan | AFG | 2022-01-02 | v8 | TRUE
https://raw.githubusercontent.com/mrc-ide/global-lmic-reports/master/AFG/projections.csv | 2021-07-18 | infections | 14638.01 | 15327.77 | 15911.97 | 15930.47 | 16490.11 | 17227.97 | Surged Optimistic | Afghanistan | AFG | 2022-01-02 | v8 | TRUE
https://raw.githubusercontent.com/mrc-ide/global-lmic-reports/master/AFG/projections.csv | 2021-07-18 | deaths | 47.5 | 50.54 | 52.88 | 52.56 | 53.74 | 58.06 | Surged Optimistic | Afghanistan | AFG | 2022-01-02 | v8 | TRUE
https://raw.githubusercontent.com/mrc-ide/global-lmic-reports/master/AFG/projections.csv | 2021-07-18 | hospital_demand | 1903.22 | 2021.52 | 2110.43 | 2100.95 | 2152.85 | 2313.79 | Surged Optimistic | Afghanistan | AFG | 2022-01-02 | v8 | TRUE
https://raw.githubusercontent.com/mrc-ide/global-lmic-reports/master/AFG/projections.csv | 2021-07-18 | ICU_demand | 849.61 | 903.05 | 943.81 | 937.23 | 957.47 | 1030.3 | Surged Optimistic | Afghanistan | AFG | 2022-01-02 | v8 | TRUE
https://raw.githubusercontent.com/mrc-ide/global-lmic-reports/master/AFG/projections.csv | 2021-07-18 | hospital_incidence | 150.7 | 159.51 | 164.58 | 164.25 | 169.52 | 177.1 | Surged Optimistic | Afghanistan | AFG | 2022-01-02 | v8 | TRUE
https://raw.githubusercontent.com/mrc-ide/global-lmic-reports/master/AFG/projections.csv | 2021-07-18 | ICU_incidence | 46.24 | 48.94 | 50.49 | 50.38 | 52 | 54.31 | Surged Optimistic | Afghanistan | AFG | 2022-01-02 | v8 | TRUE
https://raw.githubusercontent.com/mrc-ide/global-lmic-reports/master/AFG/projections.csv | 2021-07-18 | prevalence | 125674.84 | 131090.57 | 136320.41 | 135714.37 | 140021.11 | 146398.58 | Surged Optimistic | Afghanistan | AFG | 2022-01-02 | v8 | TRUE
https://raw.githubusercontent.com/mrc-ide/global-lmic-reports/master/AFG/projections.csv | 2021-07-18 | cumulative_infections | 3119172.61 | 3193037.96 | 3254784.53 | 3262061.68 | 3314410.97 | 3480251.7 | Surged Optimistic | Afghanistan | AFG | 2022-01-02 | v8 | TRUE
https://raw.githubusercontent.com/mrc-ide/global-lmic-reports/master/AFG/projections.csv | 2021-07-18 | cumulative_deaths | 4680.42 | 4819.37 | 4908.1 | 4916.15 | 4995.07 | 5226.9 | Surged Optimistic | Afghanistan | AFG | 2022-01-02 | v8 | TRUE
https://raw.githubusercontent.com/mrc-ide/global-lmic-reports/master/AFG/projections.csv | 2021-07-18 | Rt | 0.79 | 0.83 | 0.85 | 0.85 | 0.87 | 0.9 | Surged Optimistic | Afghanistan | AFG | 2022-01-02 | v8 | TRUE
https://raw.githubusercontent.com/mrc-ide/global-lmic-reports/master/AFG/projections.csv | 2021-07-18 | Reff | 0.7 | 0.73 | 0.75 | 0.75 | 0.77 | 0.8 | Surged Optimistic | Afghanistan | AFG | 2022-01-02 | v8 | TRUE
https://raw.githubusercontent.com/mrc-ide/global-lmic-reports/master/AFG/projections.csv | 2021-07-18 | infections | 14638.01 | 15327.77 | 15911.97 | 15930.47 | 16490.11 | 17227.97 | Surged Pessimistic | Afghanistan | AFG | 2022-01-02 | v8 | TRUE
https://raw.githubusercontent.com/mrc-ide/global-lmic-reports/master/AFG/projections.csv | 2021-07-18 | deaths | 47.5 | 50.54 | 52.88 | 52.56 | 53.74 | 58.06 | Surged Pessimistic | Afghanistan | AFG | 2022-01-02 | v8 | TRUE
https://raw.githubusercontent.com/mrc-ide/global-lmic-reports/master/AFG/projections.csv | 2021-07-18 | hospital_demand | 1903.22 | 2021.52 | 2110.43 | 2100.95 | 2152.85 | 2313.79 | Surged Pessimistic | Afghanistan | AFG | 2022-01-02 | v8 | TRUE
https://raw.githubusercontent.com/mrc-ide/global-lmic-reports/master/AFG/projections.csv | 2021-07-18 | ICU_demand | 849.61 | 903.05 | 943.81 | 937.23 | 957.47 | 1030.3 | Surged Pessimistic | Afghanistan | AFG | 2022-01-02 | v8 | TRUE
https://raw.githubusercontent.com/mrc-ide/global-lmic-reports/master/AFG/projections.csv | 2021-07-18 | hospital_incidence | 150.7 | 159.51 | 164.58 | 164.25 | 169.52 | 177.1 | Surged Pessimistic | Afghanistan | AFG | 2022-01-02 | v8 | TRUE
https://raw.githubusercontent.com/mrc-ide/global-lmic-reports/master/AFG/projections.csv | 2021-07-18 | ICU_incidence | 46.24 | 48.94 | 50.49 | 50.38 | 52 | 54.31 | Surged Pessimistic | Afghanistan | AFG | 2022-01-02 | v8 | TRUE
https://raw.githubusercontent.com/mrc-ide/global-lmic-reports/master/AFG/projections.csv | 2021-07-18 | prevalence | 125674.84 | 131090.57 | 136320.41 | 135714.37 | 140021.11 | 146398.58 | Surged Pessimistic | Afghanistan | AFG | 2022-01-02 | v8 | TRUE
https://raw.githubusercontent.com/mrc-ide/global-lmic-reports/master/AFG/projections.csv | 2021-07-18 | cumulative_infections | 3119172.61 | 3193037.96 | 3254784.53 | 3262061.68 | 3314410.97 | 3480251.7 | Surged Pessimistic | Afghanistan | AFG | 2022-01-02 | v8 | TRUE
https://raw.githubusercontent.com/mrc-ide/global-lmic-reports/master/AFG/projections.csv | 2021-07-18 | cumulative_deaths | 4680.42 | 4819.37 | 4908.1 | 4916.15 | 4995.07 | 5226.9 | Surged Pessimistic | Afghanistan | AFG | 2022-01-02 | v8 | TRUE
https://raw.githubusercontent.com/mrc-ide/global-lmic-reports/master/AFG/projections.csv | 2021-07-18 | Rt | 0.79 | 0.83 | 0.85 | 0.85 | 0.87 | 0.9 | Surged Pessimistic | Afghanistan | AFG | 2022-01-02 | v8 | TRUE
https://raw.githubusercontent.com/mrc-ide/global-lmic-reports/master/AFG/projections.csv | 2021-07-18 | Reff | 0.7 | 0.73 | 0.75 | 0.75 | 0.77 | 0.8 | Surged Pessimistic | Afghanistan | AFG | 2022-01-02 | v8 | TRUE
https://raw.githubusercontent.com/mrc-ide/global-lmic-reports/master/AFG/projections.csv | 2021-07-18 | infections | 14638.01 | 15327.77 | 15911.97 | 15930.47 | 16490.11 | 17227.97 | Surged Relax Interventions 50% | Afghanistan | AFG | 2022-01-02 | v8 | TRUE
https://raw.githubusercontent.com/mrc-ide/global-lmic-reports/master/AFG/projections.csv | 2021-07-18 | deaths | 47.5 | 50.54 | 52.88 | 52.56 | 53.74 | 58.06 | Surged Relax Interventions 50% | Afghanistan | AFG | 2022-01-02 | v8 | TRUE
https://raw.githubusercontent.com/mrc-ide/global-lmic-reports/master/AFG/projections.csv | 2021-07-18 | hospital_demand | 1903.22 | 2021.52 | 2110.43 | 2100.95 | 2152.85 | 2313.79 | Surged Relax Interventions 50% | Afghanistan | AFG | 2022-01-02 | v8 | TRUE
https://raw.githubusercontent.com/mrc-ide/global-lmic-reports/master/AFG/projections.csv | 2021-07-18 | ICU_demand | 849.61 | 903.05 | 943.81 | 937.23 | 957.47 | 1030.3 | Surged Relax Interventions 50% | Afghanistan | AFG | 2022-01-02 | v8 | TRUE
https://raw.githubusercontent.com/mrc-ide/global-lmic-reports/master/AFG/projections.csv | 2021-07-18 | hospital_incidence | 150.7 | 159.51 | 164.58 | 164.25 | 169.52 | 177.1 | Surged Relax Interventions 50% | Afghanistan | AFG | 2022-01-02 | v8 | TRUE
https://raw.githubusercontent.com/mrc-ide/global-lmic-reports/master/AFG/projections.csv | 2021-07-18 | ICU_incidence | 46.24 | 48.94 | 50.49 | 50.38 | 52 | 54.31 | Surged Relax Interventions 50% | Afghanistan | AFG | 2022-01-02 | v8 | TRUE
https://raw.githubusercontent.com/mrc-ide/global-lmic-reports/master/AFG/projections.csv | 2021-07-18 | prevalence | 125674.84 | 131090.57 | 136320.41 | 135714.37 | 140021.11 | 146398.58 | Surged Relax Interventions 50% | Afghanistan | AFG | 2022-01-02 | v8 | TRUE
https://raw.githubusercontent.com/mrc-ide/global-lmic-reports/master/AFG/projections.csv | 2021-07-18 | cumulative_infections | 3119172.61 | 3193037.96 | 3254784.53 | 3262061.68 | 3314410.97 | 3480251.7 | Surged Relax Interventions 50% | Afghanistan | AFG | 2022-01-02 | v8 | TRUE
https://raw.githubusercontent.com/mrc-ide/global-lmic-reports/master/AFG/projections.csv | 2021-07-18 | cumulative_deaths | 4680.42 | 4819.37 | 4908.1 | 4916.15 | 4995.07 | 5226.9 | Surged Relax Interventions 50% | Afghanistan | AFG | 2022-01-02 | v8 | TRUE
https://raw.githubusercontent.com/mrc-ide/global-lmic-reports/master/AFG/projections.csv | 2021-07-18 | Rt | 0.79 | 0.83 | 0.85 | 0.85 | 0.87 | 0.9 | Surged Relax Interventions 50% | Afghanistan | AFG | 2022-01-02 | v8 | TRUE
https://raw.githubusercontent.com/mrc-ide/global-lmic-reports/master/AFG/projections.csv | 2021-07-18 | Reff | 0.7 | 0.73 | 0.75 | 0.75 | 0.77 | 0.8 | Surged Relax Interventions 50% | Afghanistan | AFG | 2022-01-02 | v8 | TRUE
https://raw.githubusercontent.com/mrc-ide/global-lmic-reports/master/AFG/projections.csv | 2021-07-19 | infections | 14817.29 | 15225.59 | 15946.12 | 16014.88 | 16670.06 | 17888.89 | Additional 50% Reduction | Afghanistan | AFG | 2022-01-02 | v8 | TRUE
https://raw.githubusercontent.com/mrc-ide/global-lmic-reports/master/AFG/projections.csv | 2021-07-19 | deaths | 48.38 | 52.06 | 54.02 | 53.95 | 56.15 | 59.88 | Additional 50% Reduction | Afghanistan | AFG | 2022-01-02 | v8 | TRUE
https://raw.githubusercontent.com/mrc-ide/global-lmic-reports/master/AFG/projections.csv | 2021-07-19 | hospital_demand | 1782.37 | 1877.86 | 1950.86 | 1939.15 | 2010.15 | 2121.83 | Additional 50% Reduction | Afghanistan | AFG | 2022-01-02 | v8 | TRUE
https://raw.githubusercontent.com/mrc-ide/global-lmic-reports/master/AFG/projections.csv | 2021-07-19 | ICU_demand | 321.3 | 325.45 | 327.39 | 327.47 | 329.88 | 333.93 | Additional 50% Reduction | Afghanistan | AFG | 2022-01-02 | v8 | TRUE
https://raw.githubusercontent.com/mrc-ide/global-lmic-reports/master/AFG/projections.csv | 2021-07-19 | hospital_incidence | 143.42 | 152.07 | 155.95 | 156.3 | 161.43 | 170.3 | Additional 50% Reduction | Afghanistan | AFG | 2022-01-02 | v8 | TRUE
https://raw.githubusercontent.com/mrc-ide/global-lmic-reports/master/AFG/projections.csv | 2021-07-19 | ICU_incidence | 43.97 | 46.61 | 47.79 | 47.9 | 49.46 | 52.17 | Additional 50% Reduction | Afghanistan | AFG | 2022-01-02 | v8 | TRUE
https://raw.githubusercontent.com/mrc-ide/global-lmic-reports/master/AFG/projections.csv | 2021-07-19 | prevalence | 119775.87 | 125429.49 | 128941.4 | 129207.78 | 132266.56 | 140678.78 | Additional 50% Reduction | Afghanistan | AFG | 2022-01-02 | v8 | TRUE
https://raw.githubusercontent.com/mrc-ide/global-lmic-reports/master/AFG/projections.csv | 2021-07-19 | cumulative_infections | 3068560.29 | 3218063.65 | 3298936.75 | 3300246.36 | 3387104.51 | 3593346.55 | Additional 50% Reduction | Afghanistan | AFG | 2022-01-02 | v8 | TRUE
https://raw.githubusercontent.com/mrc-ide/global-lmic-reports/master/AFG/projections.csv | 2021-07-19 | cumulative_deaths | 5914.72 | 6242.58 | 6436.7 | 6425.65 | 6617.76 | 7081.31 | Additional 50% Reduction | Afghanistan | AFG | 2022-01-02 | v8 | TRUE
https://raw.githubusercontent.com/mrc-ide/global-lmic-reports/master/AFG/projections.csv | 2021-07-19 | Rt | 0.79 | 0.83 | 0.86 | 0.86 | 0.88 | 0.92 | Additional 50% Reduction | Afghanistan | AFG | 2022-01-02 | v8 | TRUE
https://raw.githubusercontent.com/mrc-ide/global-lmic-reports/master/AFG/projections.csv | 2021-07-19 | Reff | 0.7 | 0.73 | 0.75 | 0.75 | 0.77 | 0.81 | Additional 50% Reduction | Afghanistan | AFG | 2022-01-02 | v8 | TRUE
https://raw.githubusercontent.com/mrc-ide/global-lmic-reports/master/AFG/projections.csv | 2021-07-19 | infections | 14817.29 | 15225.59 | 15946.12 | 16014.88 | 16670.06 | 17888.89 | Maintain Status Quo | Afghanistan | AFG | 2022-01-02 | v8 | TRUE
https://raw.githubusercontent.com/mrc-ide/global-lmic-reports/master/AFG/projections.csv | 2021-07-19 | deaths | 48.38 | 52.06 | 54.02 | 53.95 | 56.15 | 59.88 | Maintain Status Quo | Afghanistan | AFG | 2022-01-02 | v8 | TRUE
https://raw.githubusercontent.com/mrc-ide/global-lmic-reports/master/AFG/projections.csv | 2021-07-19 | hospital_demand | 1782.37 | 1877.86 | 1950.86 | 1939.15 | 2010.15 | 2121.83 | Maintain Status Quo | Afghanistan | AFG | 2022-01-02 | v8 | TRUE
https://raw.githubusercontent.com/mrc-ide/global-lmic-reports/master/AFG/projections.csv | 2021-07-19 | ICU_demand | 321.3 | 325.45 | 327.39 | 327.47 | 329.88 | 333.93 | Maintain Status Quo | Afghanistan | AFG | 2022-01-02 | v8 | TRUE
https://raw.githubusercontent.com/mrc-ide/global-lmic-reports/master/AFG/projections.csv | 2021-07-19 | hospital_incidence | 143.42 | 152.07 | 155.95 | 156.3 | 161.43 | 170.3 | Maintain Status Quo | Afghanistan | AFG | 2022-01-02 | v8 | TRUE
https://raw.githubusercontent.com/mrc-ide/global-lmic-reports/master/AFG/projections.csv | 2021-07-19 | ICU_incidence | 43.97 | 46.61 | 47.79 | 47.9 | 49.46 | 52.17 | Maintain Status Quo | Afghanistan | AFG | 2022-01-02 | v8 | TRUE
https://raw.githubusercontent.com/mrc-ide/global-lmic-reports/master/AFG/projections.csv | 2021-07-19 | prevalence | 119775.87 | 125429.49 | 128941.4 | 129207.78 | 132266.56 | 140678.78 | Maintain Status Quo | Afghanistan | AFG | 2022-01-02 | v8 | TRUE
https://raw.githubusercontent.com/mrc-ide/global-lmic-reports/master/AFG/projections.csv | 2021-07-19 | cumulative_infections | 3068560.29 | 3218063.65 | 3298936.75 | 3300246.36 | 3387104.51 | 3593346.55 | Maintain Status Quo | Afghanistan | AFG | 2022-01-02 | v8 | TRUE
https://raw.githubusercontent.com/mrc-ide/global-lmic-reports/master/AFG/projections.csv | 2021-07-19 | cumulative_deaths | 5914.72 | 6242.58 | 6436.7 | 6425.65 | 6617.76 | 7081.31 | Maintain Status Quo | Afghanistan | AFG | 2022-01-02 | v8 | TRUE
https://raw.githubusercontent.com/mrc-ide/global-lmic-reports/master/AFG/projections.csv | 2021-07-19 | Rt | 0.79 | 0.83 | 0.86 | 0.86 | 0.88 | 0.92 | Maintain Status Quo | Afghanistan | AFG | 2022-01-02 | v8 | TRUE
https://raw.githubusercontent.com/mrc-ide/global-lmic-reports/master/AFG/projections.csv | 2021-07-19 | Reff | 0.7 | 0.73 | 0.75 | 0.75 | 0.77 | 0.81 | Maintain Status Quo | Afghanistan | AFG | 2022-01-02 | v8 | TRUE
https://raw.githubusercontent.com/mrc-ide/global-lmic-reports/master/AFG/projections.csv | 2021-07-19 | infections | 14817.29 | 15225.59 | 15946.12 | 16014.88 | 16670.06 | 17888.89 | Optimistic | Afghanistan | AFG | 2022-01-02 | v8 | TRUE
https://raw.githubusercontent.com/mrc-ide/global-lmic-reports/master/AFG/projections.csv | 2021-07-19 | deaths | 48.38 | 52.06 | 54.02 | 53.95 | 56.15 | 59.88 | Optimistic | Afghanistan | AFG | 2022-01-02 | v8 | TRUE
https://raw.githubusercontent.com/mrc-ide/global-lmic-reports/master/AFG/projections.csv | 2021-07-19 | hospital_demand | 1782.37 | 1877.86 | 1950.86 | 1939.15 | 2010.15 | 2121.83 | Optimistic | Afghanistan | AFG | 2022-01-02 | v8 | TRUE
https://raw.githubusercontent.com/mrc-ide/global-lmic-reports/master/AFG/projections.csv | 2021-07-19 | ICU_demand | 321.3 | 325.45 | 327.39 | 327.47 | 329.88 | 333.93 | Optimistic | Afghanistan | AFG | 2022-01-02 | v8 | TRUE
https://raw.githubusercontent.com/mrc-ide/global-lmic-reports/master/AFG/projections.csv | 2021-07-19 | hospital_incidence | 143.42 | 152.07 | 155.95 | 156.3 | 161.43 | 170.3 | Optimistic | Afghanistan | AFG | 2022-01-02 | v8 | TRUE
https://raw.githubusercontent.com/mrc-ide/global-lmic-reports/master/AFG/projections.csv | 2021-07-19 | ICU_incidence | 43.97 | 46.61 | 47.79 | 47.9 | 49.46 | 52.17 | Optimistic | Afghanistan | AFG | 2022-01-02 | v8 | TRUE
https://raw.githubusercontent.com/mrc-ide/global-lmic-reports/master/AFG/projections.csv | 2021-07-19 | prevalence | 119775.87 | 125429.49 | 128941.4 | 129207.78 | 132266.56 | 140678.78 | Optimistic | Afghanistan | AFG | 2022-01-02 | v8 | TRUE
https://raw.githubusercontent.com/mrc-ide/global-lmic-reports/master/AFG/projections.csv | 2021-07-19 | cumulative_infections | 3068560.29 | 3218063.65 | 3298936.75 | 3300246.36 | 3387104.51 | 3593346.55 | Optimistic | Afghanistan | AFG | 2022-01-02 | v8 | TRUE
https://raw.githubusercontent.com/mrc-ide/global-lmic-reports/master/AFG/projections.csv | 2021-07-19 | cumulative_deaths | 5914.72 | 6242.58 | 6436.7 | 6425.65 | 6617.76 | 7081.31 | Optimistic | Afghanistan | AFG | 2022-01-02 | v8 | TRUE
https://raw.githubusercontent.com/mrc-ide/global-lmic-reports/master/AFG/projections.csv | 2021-07-19 | Rt | 0.79 | 0.83 | 0.86 | 0.86 | 0.88 | 0.92 | Optimistic | Afghanistan | AFG | 2022-01-02 | v8 | TRUE
https://raw.githubusercontent.com/mrc-ide/global-lmic-reports/master/AFG/projections.csv | 2021-07-19 | Reff | 0.7 | 0.73 | 0.75 | 0.75 | 0.77 | 0.81 | Optimistic | Afghanistan | AFG | 2022-01-02 | v8 | TRUE
https://raw.githubusercontent.com/mrc-ide/global-lmic-reports/master/AFG/projections.csv | 2021-07-19 | infections | 14817.29 | 15225.59 | 15946.12 | 16014.88 | 16670.06 | 17888.89 | Pessimistic | Afghanistan | AFG | 2022-01-02 | v8 | TRUE
https://raw.githubusercontent.com/mrc-ide/global-lmic-reports/master/AFG/projections.csv | 2021-07-19 | deaths | 48.38 | 52.06 | 54.02 | 53.95 | 56.15 | 59.88 | Pessimistic | Afghanistan | AFG | 2022-01-02 | v8 | TRUE
https://raw.githubusercontent.com/mrc-ide/global-lmic-reports/master/AFG/projections.csv | 2021-07-19 | hospital_demand | 1782.37 | 1877.86 | 1950.86 | 1939.15 | 2010.15 | 2121.83 | Pessimistic | Afghanistan | AFG | 2022-01-02 | v8 | TRUE
https://raw.githubusercontent.com/mrc-ide/global-lmic-reports/master/AFG/projections.csv | 2021-07-19 | ICU_demand | 321.3 | 325.45 | 327.39 | 327.47 | 329.88 | 333.93 | Pessimistic | Afghanistan | AFG | 2022-01-02 | v8 | TRUE
https://raw.githubusercontent.com/mrc-ide/global-lmic-reports/master/AFG/projections.csv | 2021-07-19 | hospital_incidence | 143.42 | 152.07 | 155.95 | 156.3 | 161.43 | 170.3 | Pessimistic | Afghanistan | AFG | 2022-01-02 | v8 | TRUE
https://raw.githubusercontent.com/mrc-ide/global-lmic-reports/master/AFG/projections.csv | 2021-07-19 | ICU_incidence | 43.97 | 46.61 | 47.79 | 47.9 | 49.46 | 52.17 | Pessimistic | Afghanistan | AFG | 2022-01-02 | v8 | TRUE
https://raw.githubusercontent.com/mrc-ide/global-lmic-reports/master/AFG/projections.csv | 2021-07-19 | prevalence | 119775.87 | 125429.49 | 128941.4 | 129207.78 | 132266.56 | 140678.78 | Pessimistic | Afghanistan | AFG | 2022-01-02 | v8 | TRUE
https://raw.githubusercontent.com/mrc-ide/global-lmic-reports/master/AFG/projections.csv | 2021-07-19 | cumulative_infections | 3068560.29 | 3218063.65 | 3298936.75 | 3300246.36 | 3387104.51 | 3593346.55 | Pessimistic | Afghanistan | AFG | 2022-01-02 | v8 | TRUE
https://raw.githubusercontent.com/mrc-ide/global-lmic-reports/master/AFG/projections.csv | 2021-07-19 | cumulative_deaths | 5914.72 | 6242.58 | 6436.7 | 6425.65 | 6617.76 | 7081.31 | Pessimistic | Afghanistan | AFG | 2022-01-02 | v8 | TRUE
https://raw.githubusercontent.com/mrc-ide/global-lmic-reports/master/AFG/projections.csv | 2021-07-19 | Rt | 0.79 | 0.83 | 0.86 | 0.86 | 0.88 | 0.92 | Pessimistic | Afghanistan | AFG | 2022-01-02 | v8 | TRUE
https://raw.githubusercontent.com/mrc-ide/global-lmic-reports/master/AFG/projections.csv | 2021-07-19 | Reff | 0.7 | 0.73 | 0.75 | 0.75 | 0.77 | 0.81 | Pessimistic | Afghanistan | AFG | 2022-01-02 | v8 | TRUE
https://raw.githubusercontent.com/mrc-ide/global-lmic-reports/master/AFG/projections.csv | 2021-07-19 | infections | 14817.29 | 15225.59 | 15946.12 | 16014.88 | 16670.06 | 17888.89 | Relax Interventions 50% | Afghanistan | AFG | 2022-01-02 | v8 | TRUE
https://raw.githubusercontent.com/mrc-ide/global-lmic-reports/master/AFG/projections.csv | 2021-07-19 | deaths | 48.38 | 52.06 | 54.02 | 53.95 | 56.15 | 59.88 | Relax Interventions 50% | Afghanistan | AFG | 2022-01-02 | v8 | TRUE
https://raw.githubusercontent.com/mrc-ide/global-lmic-reports/master/AFG/projections.csv | 2021-07-19 | hospital_demand | 1782.37 | 1877.86 | 1950.86 | 1939.15 | 2010.15 | 2121.83 | Relax Interventions 50% | Afghanistan | AFG | 2022-01-02 | v8 | TRUE
https://raw.githubusercontent.com/mrc-ide/global-lmic-reports/master/AFG/projections.csv | 2021-07-19 | ICU_demand | 321.3 | 325.45 | 327.39 | 327.47 | 329.88 | 333.93 | Relax Interventions 50% | Afghanistan | AFG | 2022-01-02 | v8 | TRUE
https://raw.githubusercontent.com/mrc-ide/global-lmic-reports/master/AFG/projections.csv | 2021-07-19 | hospital_incidence | 143.42 | 152.07 | 155.95 | 156.3 | 161.43 | 170.3 | Relax Interventions 50% | Afghanistan | AFG | 2022-01-02 | v8 | TRUE
https://raw.githubusercontent.com/mrc-ide/global-lmic-reports/master/AFG/projections.csv | 2021-07-19 | ICU_incidence | 43.97 | 46.61 | 47.79 | 47.9 | 49.46 | 52.17 | Relax Interventions 50% | Afghanistan | AFG | 2022-01-02 | v8 | TRUE
https://raw.githubusercontent.com/mrc-ide/global-lmic-reports/master/AFG/projections.csv | 2021-07-19 | prevalence | 119775.87 | 125429.49 | 128941.4 | 129207.78 | 132266.56 | 140678.78 | Relax Interventions 50% | Afghanistan | AFG | 2022-01-02 | v8 | TRUE
https://raw.githubusercontent.com/mrc-ide/global-lmic-reports/master/AFG/projections.csv | 2021-07-19 | cumulative_infections | 3068560.29 | 3218063.65 | 3298936.75 | 3300246.36 | 3387104.51 | 3593346.55 | Relax Interventions 50% | Afghanistan | AFG | 2022-01-02 | v8 | TRUE
https://raw.githubusercontent.com/mrc-ide/global-lmic-reports/master/AFG/projections.csv | 2021-07-19 | cumulative_deaths | 5914.72 | 6242.58 | 6436.7 | 6425.65 | 6617.76 | 7081.31 | Relax Interventions 50% | Afghanistan | AFG | 2022-01-02 | v8 | TRUE
https://raw.githubusercontent.com/mrc-ide/global-lmic-reports/master/AFG/projections.csv | 2021-07-19 | Rt | 0.79 | 0.83 | 0.86 | 0.86 | 0.88 | 0.92 | Relax Interventions 50% | Afghanistan | AFG | 2022-01-02 | v8 | TRUE
https://raw.githubusercontent.com/mrc-ide/global-lmic-reports/master/AFG/projections.csv | 2021-07-19 | Reff | 0.7 | 0.73 | 0.75 | 0.75 | 0.77 | 0.81 | Relax Interventions 50% | Afghanistan | AFG | 2022-01-02 | v8 | TRUE
https://raw.githubusercontent.com/mrc-ide/global-lmic-reports/master/AFG/projections.csv | 2021-07-19 | infections | 14750.74 | 15431.52 | 16021.84 | 16048.06 | 16535.78 | 17586.78 | Surged Additional 50% Reduction | Afghanistan | AFG | 2022-01-02 | v8 | TRUE
https://raw.githubusercontent.com/mrc-ide/global-lmic-reports/master/AFG/projections.csv | 2021-07-19 | deaths | 46.22 | 49.16 | 51.39 | 51.11 | 52.21 | 56.39 | Surged Additional 50% Reduction | Afghanistan | AFG | 2022-01-02 | v8 | TRUE
https://raw.githubusercontent.com/mrc-ide/global-lmic-reports/master/AFG/projections.csv | 2021-07-19 | hospital_demand | 1839.05 | 1950.03 | 2036.24 | 2027.18 | 2078.9 | 2226.96 | Surged Additional 50% Reduction | Afghanistan | AFG | 2022-01-02 | v8 | TRUE
https://raw.githubusercontent.com/mrc-ide/global-lmic-reports/master/AFG/projections.csv | 2021-07-19 | ICU_demand | 825.98 | 877.27 | 916.39 | 910.22 | 930.02 | 998.77 | Surged Additional 50% Reduction | Afghanistan | AFG | 2022-01-02 | v8 | TRUE
https://raw.githubusercontent.com/mrc-ide/global-lmic-reports/master/AFG/projections.csv | 2021-07-19 | hospital_incidence | 143.73 | 151.95 | 156.95 | 156.59 | 161.6 | 168.74 | Surged Additional 50% Reduction | Afghanistan | AFG | 2022-01-02 | v8 | TRUE
https://raw.githubusercontent.com/mrc-ide/global-lmic-reports/master/AFG/projections.csv | 2021-07-19 | ICU_incidence | 44.06 | 46.57 | 48.1 | 47.98 | 49.52 | 51.7 | Surged Additional 50% Reduction | Afghanistan | AFG | 2022-01-02 | v8 | TRUE
https://raw.githubusercontent.com/mrc-ide/global-lmic-reports/master/AFG/projections.csv | 2021-07-19 | prevalence | 120579.3 | 125691.26 | 130794.39 | 130232.43 | 134611.62 | 140334.69 | Surged Additional 50% Reduction | Afghanistan | AFG | 2022-01-02 | v8 | TRUE
https://raw.githubusercontent.com/mrc-ide/global-lmic-reports/master/AFG/projections.csv | 2021-07-19 | cumulative_infections | 3135776.56 | 3208247.58 | 3271523.46 | 3278109.74 | 3331059.64 | 3496295.11 | Surged Additional 50% Reduction | Afghanistan | AFG | 2022-01-02 | v8 | TRUE
https://raw.githubusercontent.com/mrc-ide/global-lmic-reports/master/AFG/projections.csv | 2021-07-19 | cumulative_deaths | 4730.42 | 4868.09 | 4960.28 | 4967.26 | 5046.94 | 5283.66 | Surged Additional 50% Reduction | Afghanistan | AFG | 2022-01-02 | v8 | TRUE
https://raw.githubusercontent.com/mrc-ide/global-lmic-reports/master/AFG/projections.csv | 2021-07-19 | Rt | 0.79 | 0.84 | 0.85 | 0.86 | 0.87 | 0.91 | Surged Additional 50% Reduction | Afghanistan | AFG | 2022-01-02 | v8 | TRUE
https://raw.githubusercontent.com/mrc-ide/global-lmic-reports/master/AFG/projections.csv | 2021-07-19 | Reff | 0.7 | 0.73 | 0.75 | 0.75 | 0.77 | 0.8 | Surged Additional 50% Reduction | Afghanistan | AFG | 2022-01-02 | v8 | TRUE
https://raw.githubusercontent.com/mrc-ide/global-lmic-reports/master/AFG/projections.csv | 2021-07-19 | infections | 14750.74 | 15431.52 | 16021.84 | 16048.06 | 16535.78 | 17586.78 | Surged Maintain Status Quo | Afghanistan | AFG | 2022-01-02 | v8 | TRUE
https://raw.githubusercontent.com/mrc-ide/global-lmic-reports/master/AFG/projections.csv | 2021-07-19 | deaths | 46.22 | 49.16 | 51.39 | 51.11 | 52.21 | 56.39 | Surged Maintain Status Quo | Afghanistan | AFG | 2022-01-02 | v8 | TRUE
https://raw.githubusercontent.com/mrc-ide/global-lmic-reports/master/AFG/projections.csv | 2021-07-19 | hospital_demand | 1839.05 | 1950.03 | 2036.24 | 2027.18 | 2078.9 | 2226.96 | Surged Maintain Status Quo | Afghanistan | AFG | 2022-01-02 | v8 | TRUE
https://raw.githubusercontent.com/mrc-ide/global-lmic-reports/master/AFG/projections.csv | 2021-07-19 | ICU_demand | 825.98 | 877.27 | 916.39 | 910.22 | 930.02 | 998.77 | Surged Maintain Status Quo | Afghanistan | AFG | 2022-01-02 | v8 | TRUE
https://raw.githubusercontent.com/mrc-ide/global-lmic-reports/master/AFG/projections.csv | 2021-07-19 | hospital_incidence | 143.73 | 151.95 | 156.95 | 156.59 | 161.6 | 168.74 | Surged Maintain Status Quo | Afghanistan | AFG | 2022-01-02 | v8 | TRUE
https://raw.githubusercontent.com/mrc-ide/global-lmic-reports/master/AFG/projections.csv | 2021-07-19 | ICU_incidence | 44.06 | 46.57 | 48.1 | 47.98 | 49.52 | 51.7 | Surged Maintain Status Quo | Afghanistan | AFG | 2022-01-02 | v8 | TRUE
https://raw.githubusercontent.com/mrc-ide/global-lmic-reports/master/AFG/projections.csv | 2021-07-19 | prevalence | 120579.3 | 125691.26 | 130794.39 | 130232.43 | 134611.62 | 140334.69 | Surged Maintain Status Quo | Afghanistan | AFG | 2022-01-02 | v8 | TRUE
https://raw.githubusercontent.com/mrc-ide/global-lmic-reports/master/AFG/projections.csv | 2021-07-19 | cumulative_infections | 3135776.56 | 3208247.58 | 3271523.46 | 3278109.74 | 3331059.64 | 3496295.11 | Surged Maintain Status Quo | Afghanistan | AFG | 2022-01-02 | v8 | TRUE
https://raw.githubusercontent.com/mrc-ide/global-lmic-reports/master/AFG/projections.csv | 2021-07-19 | cumulative_deaths | 4730.42 | 4868.09 | 4960.28 | 4967.26 | 5046.94 | 5283.66 | Surged Maintain Status Quo | Afghanistan | AFG | 2022-01-02 | v8 | TRUE
https://raw.githubusercontent.com/mrc-ide/global-lmic-reports/master/AFG/projections.csv | 2021-07-19 | Rt | 0.79 | 0.84 | 0.85 | 0.86 | 0.87 | 0.91 | Surged Maintain Status Quo | Afghanistan | AFG | 2022-01-02 | v8 | TRUE
https://raw.githubusercontent.com/mrc-ide/global-lmic-reports/master/AFG/projections.csv | 2021-07-19 | Reff | 0.7 | 0.73 | 0.75 | 0.75 | 0.77 | 0.8 | Surged Maintain Status Quo | Afghanistan | AFG | 2022-01-02 | v8 | TRUE
https://raw.githubusercontent.com/mrc-ide/global-lmic-reports/master/AFG/projections.csv | 2021-07-19 | infections | 14750.74 | 15431.52 | 16021.84 | 16048.06 | 16535.78 | 17586.78 | Surged Optimistic | Afghanistan | AFG | 2022-01-02 | v8 | TRUE
https://raw.githubusercontent.com/mrc-ide/global-lmic-reports/master/AFG/projections.csv | 2021-07-19 | deaths | 46.22 | 49.16 | 51.39 | 51.11 | 52.21 | 56.39 | Surged Optimistic | Afghanistan | AFG | 2022-01-02 | v8 | TRUE
https://raw.githubusercontent.com/mrc-ide/global-lmic-reports/master/AFG/projections.csv | 2021-07-19 | hospital_demand | 1839.05 | 1950.03 | 2036.24 | 2027.18 | 2078.9 | 2226.96 | Surged Optimistic | Afghanistan | AFG | 2022-01-02 | v8 | TRUE
https://raw.githubusercontent.com/mrc-ide/global-lmic-reports/master/AFG/projections.csv | 2021-07-19 | ICU_demand | 825.98 | 877.27 | 916.39 | 910.22 | 930.02 | 998.77 | Surged Optimistic | Afghanistan | AFG | 2022-01-02 | v8 | TRUE
https://raw.githubusercontent.com/mrc-ide/global-lmic-reports/master/AFG/projections.csv | 2021-07-19 | hospital_incidence | 143.73 | 151.95 | 156.95 | 156.59 | 161.6 | 168.74 | Surged Optimistic | Afghanistan | AFG | 2022-01-02 | v8 | TRUE
https://raw.githubusercontent.com/mrc-ide/global-lmic-reports/master/AFG/projections.csv | 2021-07-19 | ICU_incidence | 44.06 | 46.57 | 48.1 | 47.98 | 49.52 | 51.7 | Surged Optimistic | Afghanistan | AFG | 2022-01-02 | v8 | TRUE
https://raw.githubusercontent.com/mrc-ide/global-lmic-reports/master/AFG/projections.csv | 2021-07-19 | prevalence | 120579.3 | 125691.26 | 130794.39 | 130232.43 | 134611.62 | 140334.69 | Surged Optimistic | Afghanistan | AFG | 2022-01-02 | v8 | TRUE
https://raw.githubusercontent.com/mrc-ide/global-lmic-reports/master/AFG/projections.csv | 2021-07-19 | cumulative_infections | 3135776.56 | 3208247.58 | 3271523.46 | 3278109.74 | 3331059.64 | 3496295.11 | Surged Optimistic | Afghanistan | AFG | 2022-01-02 | v8 | TRUE
https://raw.githubusercontent.com/mrc-ide/global-lmic-reports/master/AFG/projections.csv | 2021-07-19 | cumulative_deaths | 4730.42 | 4868.09 | 4960.28 | 4967.26 | 5046.94 | 5283.66 | Surged Optimistic | Afghanistan | AFG | 2022-01-02 | v8 | TRUE
https://raw.githubusercontent.com/mrc-ide/global-lmic-reports/master/AFG/projections.csv | 2021-07-19 | Rt | 0.79 | 0.84 | 0.85 | 0.86 | 0.87 | 0.91 | Surged Optimistic | Afghanistan | AFG | 2022-01-02 | v8 | TRUE
https://raw.githubusercontent.com/mrc-ide/global-lmic-reports/master/AFG/projections.csv | 2021-07-19 | Reff | 0.7 | 0.73 | 0.75 | 0.75 | 0.77 | 0.8 | Surged Optimistic | Afghanistan | AFG | 2022-01-02 | v8 | TRUE
https://raw.githubusercontent.com/mrc-ide/global-lmic-reports/master/AFG/projections.csv | 2021-07-19 | infections | 14750.74 | 15431.52 | 16021.84 | 16048.06 | 16535.78 | 17586.78 | Surged Pessimistic | Afghanistan | AFG | 2022-01-02 | v8 | TRUE
https://raw.githubusercontent.com/mrc-ide/global-lmic-reports/master/AFG/projections.csv | 2021-07-19 | deaths | 46.22 | 49.16 | 51.39 | 51.11 | 52.21 | 56.39 | Surged Pessimistic | Afghanistan | AFG | 2022-01-02 | v8 | TRUE
https://raw.githubusercontent.com/mrc-ide/global-lmic-reports/master/AFG/projections.csv | 2021-07-19 | hospital_demand | 1839.05 | 1950.03 | 2036.24 | 2027.18 | 2078.9 | 2226.96 | Surged Pessimistic | Afghanistan | AFG | 2022-01-02 | v8 | TRUE
https://raw.githubusercontent.com/mrc-ide/global-lmic-reports/master/AFG/projections.csv | 2021-07-19 | ICU_demand | 825.98 | 877.27 | 916.39 | 910.22 | 930.02 | 998.77 | Surged Pessimistic | Afghanistan | AFG | 2022-01-02 | v8 | TRUE
https://raw.githubusercontent.com/mrc-ide/global-lmic-reports/master/AFG/projections.csv | 2021-07-19 | hospital_incidence | 143.73 | 151.95 | 156.95 | 156.59 | 161.6 | 168.74 | Surged Pessimistic | Afghanistan | AFG | 2022-01-02 | v8 | TRUE
https://raw.githubusercontent.com/mrc-ide/global-lmic-reports/master/AFG/projections.csv | 2021-07-19 | ICU_incidence | 44.06 | 46.57 | 48.1 | 47.98 | 49.52 | 51.7 | Surged Pessimistic | Afghanistan | AFG | 2022-01-02 | v8 | TRUE
https://raw.githubusercontent.com/mrc-ide/global-lmic-reports/master/AFG/projections.csv | 2021-07-19 | prevalence | 120579.3 | 125691.26 | 130794.39 | 130232.43 | 134611.62 | 140334.69 | Surged Pessimistic | Afghanistan | AFG | 2022-01-02 | v8 | TRUE
https://raw.githubusercontent.com/mrc-ide/global-lmic-reports/master/AFG/projections.csv | 2021-07-19 | cumulative_infections | 3135776.56 | 3208247.58 | 3271523.46 | 3278109.74 | 3331059.64 | 3496295.11 | Surged Pessimistic | Afghanistan | AFG | 2022-01-02 | v8 | TRUE
https://raw.githubusercontent.com/mrc-ide/global-lmic-reports/master/AFG/projections.csv | 2021-07-19 | cumulative_deaths | 4730.42 | 4868.09 | 4960.28 | 4967.26 | 5046.94 | 5283.66 | Surged Pessimistic | Afghanistan | AFG | 2022-01-02 | v8 | TRUE
https://raw.githubusercontent.com/mrc-ide/global-lmic-reports/master/AFG/projections.csv | 2021-07-19 | Rt | 0.79 | 0.84 | 0.85 | 0.86 | 0.87 | 0.91 | Surged Pessimistic | Afghanistan | AFG | 2022-01-02 | v8 | TRUE
https://raw.githubusercontent.com/mrc-ide/global-lmic-reports/master/AFG/projections.csv | 2021-07-19 | Reff | 0.7 | 0.73 | 0.75 | 0.75 | 0.77 | 0.8 | Surged Pessimistic | Afghanistan | AFG | 2022-01-02 | v8 | TRUE
https://raw.githubusercontent.com/mrc-ide/global-lmic-reports/master/AFG/projections.csv | 2021-07-19 | infections | 14750.74 | 15431.52 | 16021.84 | 16048.06 | 16535.78 | 17586.78 | Surged Relax Interventions 50% | Afghanistan | AFG | 2022-01-02 | v8 | TRUE
https://raw.githubusercontent.com/mrc-ide/global-lmic-reports/master/AFG/projections.csv | 2021-07-19 | deaths | 46.22 | 49.16 | 51.39 | 51.11 | 52.21 | 56.39 | Surged Relax Interventions 50% | Afghanistan | AFG | 2022-01-02 | v8 | TRUE
https://raw.githubusercontent.com/mrc-ide/global-lmic-reports/master/AFG/projections.csv | 2021-07-19 | hospital_demand | 1839.05 | 1950.03 | 2036.24 | 2027.18 | 2078.9 | 2226.96 | Surged Relax Interventions 50% | Afghanistan | AFG | 2022-01-02 | v8 | TRUE
https://raw.githubusercontent.com/mrc-ide/global-lmic-reports/master/AFG/projections.csv | 2021-07-19 | ICU_demand | 825.98 | 877.27 | 916.39 | 910.22 | 930.02 | 998.77 | Surged Relax Interventions 50% | Afghanistan | AFG | 2022-01-02 | v8 | TRUE
https://raw.githubusercontent.com/mrc-ide/global-lmic-reports/master/AFG/projections.csv | 2021-07-19 | hospital_incidence | 143.73 | 151.95 | 156.95 | 156.59 | 161.6 | 168.74 | Surged Relax Interventions 50% | Afghanistan | AFG | 2022-01-02 | v8 | TRUE
https://raw.githubusercontent.com/mrc-ide/global-lmic-reports/master/AFG/projections.csv | 2021-07-19 | ICU_incidence | 44.06 | 46.57 | 48.1 | 47.98 | 49.52 | 51.7 | Surged Relax Interventions 50% | Afghanistan | AFG | 2022-01-02 | v8 | TRUE
https://raw.githubusercontent.com/mrc-ide/global-lmic-reports/master/AFG/projections.csv | 2021-07-19 | prevalence | 120579.3 | 125691.26 | 130794.39 | 130232.43 | 134611.62 | 140334.69 | Surged Relax Interventions 50% | Afghanistan | AFG | 2022-01-02 | v8 | TRUE
https://raw.githubusercontent.com/mrc-ide/global-lmic-reports/master/AFG/projections.csv | 2021-07-19 | cumulative_infections | 3135776.56 | 3208247.58 | 3271523.46 | 3278109.74 | 3331059.64 | 3496295.11 | Surged Relax Interventions 50% | Afghanistan | AFG | 2022-01-02 | v8 | TRUE
https://raw.githubusercontent.com/mrc-ide/global-lmic-reports/master/AFG/projections.csv | 2021-07-19 | cumulative_deaths | 4730.42 | 4868.09 | 4960.28 | 4967.26 | 5046.94 | 5283.66 | Surged Relax Interventions 50% | Afghanistan | AFG | 2022-01-02 | v8 | TRUE
https://raw.githubusercontent.com/mrc-ide/global-lmic-reports/master/AFG/projections.csv | 2021-07-19 | Rt | 0.79 | 0.84 | 0.85 | 0.86 | 0.87 | 0.91 | Surged Relax Interventions 50% | Afghanistan | AFG | 2022-01-02 | v8 | TRUE
https://raw.githubusercontent.com/mrc-ide/global-lmic-reports/master/AFG/projections.csv | 2021-07-19 | Reff | 0.7 | 0.73 | 0.75 | 0.75 | 0.77 | 0.8 | Surged Relax Interventions 50% | Afghanistan | AFG | 2022-01-02 | v8 | TRUE
https://raw.githubusercontent.com/mrc-ide/global-lmic-reports/master/AFG/projections.csv | 2021-07-20 | infections | 14106.33 | 14554.09 | 15335.87 | 15352.31 | 15933.16 | 17378.51 | Additional 50% Reduction | Afghanistan | AFG | 2022-01-02 | v8 | TRUE
https://raw.githubusercontent.com/mrc-ide/global-lmic-reports/master/AFG/projections.csv | 2021-07-20 | deaths | 45.8 | 49.41 | 51 | 51.1 | 53.19 | 56.71 | Additional 50% Reduction | Afghanistan | AFG | 2022-01-02 | v8 | TRUE
https://raw.githubusercontent.com/mrc-ide/global-lmic-reports/master/AFG/projections.csv | 2021-07-20 | hospital_demand | 1715.88 | 1808.98 | 1875.8 | 1866.58 | 1933.79 | 2041.11 | Additional 50% Reduction | Afghanistan | AFG | 2022-01-02 | v8 | TRUE
https://raw.githubusercontent.com/mrc-ide/global-lmic-reports/master/AFG/projections.csv | 2021-07-20 | ICU_demand | 318.37 | 322.41 | 323.95 | 324.23 | 326.38 | 330.33 | Additional 50% Reduction | Afghanistan | AFG | 2022-01-02 | v8 | TRUE
https://raw.githubusercontent.com/mrc-ide/global-lmic-reports/master/AFG/projections.csv | 2021-07-20 | hospital_incidence | 137.7 | 145.49 | 148.3 | 148.98 | 153.86 | 162.18 | Additional 50% Reduction | Afghanistan | AFG | 2022-01-02 | v8 | TRUE
https://raw.githubusercontent.com/mrc-ide/global-lmic-reports/master/AFG/projections.csv | 2021-07-20 | ICU_incidence | 42.17 | 44.54 | 45.4 | 45.61 | 47.1 | 49.63 | Additional 50% Reduction | Afghanistan | AFG | 2022-01-02 | v8 | TRUE
https://raw.githubusercontent.com/mrc-ide/global-lmic-reports/master/AFG/projections.csv | 2021-07-20 | prevalence | 115168.57 | 119980.26 | 123450.87 | 124047.56 | 127808.19 | 135018.62 | Additional 50% Reduction | Afghanistan | AFG | 2022-01-02 | v8 | TRUE
https://raw.githubusercontent.com/mrc-ide/global-lmic-reports/master/AFG/projections.csv | 2021-07-20 | cumulative_infections | 3083133.61 | 3233356.7 | 3314197 | 3315598.67 | 3403104.02 | 3610117.61 | Additional 50% Reduction | Afghanistan | AFG | 2022-01-02 | v8 | TRUE
https://raw.githubusercontent.com/mrc-ide/global-lmic-reports/master/AFG/projections.csv | 2021-07-20 | cumulative_deaths | 5962.01 | 6293.34 | 6485.44 | 6476.75 | 6670.94 | 7136.12 | Additional 50% Reduction | Afghanistan | AFG | 2022-01-02 | v8 | TRUE
https://raw.githubusercontent.com/mrc-ide/global-lmic-reports/master/AFG/projections.csv | 2021-07-20 | Rt | 0.65 | 0.69 | 0.71 | 0.71 | 0.74 | 0.79 | Additional 50% Reduction | Afghanistan | AFG | 2022-01-02 | v8 | TRUE
https://raw.githubusercontent.com/mrc-ide/global-lmic-reports/master/AFG/projections.csv | 2021-07-20 | Reff | 0.57 | 0.61 | 0.62 | 0.63 | 0.65 | 0.69 | Additional 50% Reduction | Afghanistan | AFG | 2022-01-02 | v8 | TRUE
https://raw.githubusercontent.com/mrc-ide/global-lmic-reports/master/AFG/projections.csv | 2021-07-20 | infections | 14106.33 | 14554.09 | 15335.87 | 15352.31 | 15933.16 | 17378.51 | Maintain Status Quo | Afghanistan | AFG | 2022-01-02 | v8 | TRUE
https://raw.githubusercontent.com/mrc-ide/global-lmic-reports/master/AFG/projections.csv | 2021-07-20 | deaths | 45.8 | 49.41 | 51 | 51.1 | 53.19 | 56.71 | Maintain Status Quo | Afghanistan | AFG | 2022-01-02 | v8 | TRUE
https://raw.githubusercontent.com/mrc-ide/global-lmic-reports/master/AFG/projections.csv | 2021-07-20 | hospital_demand | 1715.88 | 1808.98 | 1875.8 | 1866.58 | 1933.79 | 2041.11 | Maintain Status Quo | Afghanistan | AFG | 2022-01-02 | v8 | TRUE
https://raw.githubusercontent.com/mrc-ide/global-lmic-reports/master/AFG/projections.csv | 2021-07-20 | ICU_demand | 318.37 | 322.41 | 323.95 | 324.23 | 326.38 | 330.33 | Maintain Status Quo | Afghanistan | AFG | 2022-01-02 | v8 | TRUE
https://raw.githubusercontent.com/mrc-ide/global-lmic-reports/master/AFG/projections.csv | 2021-07-20 | hospital_incidence | 137.7 | 145.49 | 148.3 | 148.98 | 153.86 | 162.18 | Maintain Status Quo | Afghanistan | AFG | 2022-01-02 | v8 | TRUE
https://raw.githubusercontent.com/mrc-ide/global-lmic-reports/master/AFG/projections.csv | 2021-07-20 | ICU_incidence | 42.17 | 44.54 | 45.4 | 45.61 | 47.1 | 49.63 | Maintain Status Quo | Afghanistan | AFG | 2022-01-02 | v8 | TRUE
https://raw.githubusercontent.com/mrc-ide/global-lmic-reports/master/AFG/projections.csv | 2021-07-20 | prevalence | 115168.57 | 119980.26 | 123450.87 | 124047.56 | 127808.19 | 135018.62 | Maintain Status Quo | Afghanistan | AFG | 2022-01-02 | v8 | TRUE
https://raw.githubusercontent.com/mrc-ide/global-lmic-reports/master/AFG/projections.csv | 2021-07-20 | cumulative_infections | 3083133.61 | 3233356.7 | 3314197 | 3315598.67 | 3403104.02 | 3610117.61 | Maintain Status Quo | Afghanistan | AFG | 2022-01-02 | v8 | TRUE
https://raw.githubusercontent.com/mrc-ide/global-lmic-reports/master/AFG/projections.csv | 2021-07-20 | cumulative_deaths | 5962.01 | 6293.34 | 6485.44 | 6476.75 | 6670.94 | 7136.12 | Maintain Status Quo | Afghanistan | AFG | 2022-01-02 | v8 | TRUE
https://raw.githubusercontent.com/mrc-ide/global-lmic-reports/master/AFG/projections.csv | 2021-07-20 | Rt | 0.65 | 0.69 | 0.71 | 0.71 | 0.74 | 0.79 | Maintain Status Quo | Afghanistan | AFG | 2022-01-02 | v8 | TRUE
https://raw.githubusercontent.com/mrc-ide/global-lmic-reports/master/AFG/projections.csv | 2021-07-20 | Reff | 0.57 | 0.61 | 0.62 | 0.63 | 0.65 | 0.69 | Maintain Status Quo | Afghanistan | AFG | 2022-01-02 | v8 | TRUE
https://raw.githubusercontent.com/mrc-ide/global-lmic-reports/master/AFG/projections.csv | 2021-07-20 | infections | 14106.33 | 14554.09 | 15335.87 | 15352.31 | 15933.16 | 17378.51 | Optimistic | Afghanistan | AFG | 2022-01-02 | v8 | TRUE
https://raw.githubusercontent.com/mrc-ide/global-lmic-reports/master/AFG/projections.csv | 2021-07-20 | deaths | 45.8 | 49.41 | 51 | 51.1 | 53.19 | 56.71 | Optimistic | Afghanistan | AFG | 2022-01-02 | v8 | TRUE
https://raw.githubusercontent.com/mrc-ide/global-lmic-reports/master/AFG/projections.csv | 2021-07-20 | hospital_demand | 1715.88 | 1808.98 | 1875.8 | 1866.58 | 1933.79 | 2041.11 | Optimistic | Afghanistan | AFG | 2022-01-02 | v8 | TRUE
https://raw.githubusercontent.com/mrc-ide/global-lmic-reports/master/AFG/projections.csv | 2021-07-20 | ICU_demand | 318.37 | 322.41 | 323.95 | 324.23 | 326.38 | 330.33 | Optimistic | Afghanistan | AFG | 2022-01-02 | v8 | TRUE
https://raw.githubusercontent.com/mrc-ide/global-lmic-reports/master/AFG/projections.csv | 2021-07-20 | hospital_incidence | 137.7 | 145.49 | 148.3 | 148.98 | 153.86 | 162.18 | Optimistic | Afghanistan | AFG | 2022-01-02 | v8 | TRUE
https://raw.githubusercontent.com/mrc-ide/global-lmic-reports/master/AFG/projections.csv | 2021-07-20 | ICU_incidence | 42.17 | 44.54 | 45.4 | 45.61 | 47.1 | 49.63 | Optimistic | Afghanistan | AFG | 2022-01-02 | v8 | TRUE
https://raw.githubusercontent.com/mrc-ide/global-lmic-reports/master/AFG/projections.csv | 2021-07-20 | prevalence | 115168.57 | 119980.26 | 123450.87 | 124047.56 | 127808.19 | 135018.62 | Optimistic | Afghanistan | AFG | 2022-01-02 | v8 | TRUE
https://raw.githubusercontent.com/mrc-ide/global-lmic-reports/master/AFG/projections.csv | 2021-07-20 | cumulative_infections | 3083133.61 | 3233356.7 | 3314197 | 3315598.67 | 3403104.02 | 3610117.61 | Optimistic | Afghanistan | AFG | 2022-01-02 | v8 | TRUE
https://raw.githubusercontent.com/mrc-ide/global-lmic-reports/master/AFG/projections.csv | 2021-07-20 | cumulative_deaths | 5962.01 | 6293.34 | 6485.44 | 6476.75 | 6670.94 | 7136.12 | Optimistic | Afghanistan | AFG | 2022-01-02 | v8 | TRUE
https://raw.githubusercontent.com/mrc-ide/global-lmic-reports/master/AFG/projections.csv | 2021-07-20 | Rt | 0.65 | 0.69 | 0.71 | 0.71 | 0.74 | 0.79 | Optimistic | Afghanistan | AFG | 2022-01-02 | v8 | TRUE
https://raw.githubusercontent.com/mrc-ide/global-lmic-reports/master/AFG/projections.csv | 2021-07-20 | Reff | 0.57 | 0.61 | 0.62 | 0.63 | 0.65 | 0.69 | Optimistic | Afghanistan | AFG | 2022-01-02 | v8 | TRUE
https://raw.githubusercontent.com/mrc-ide/global-lmic-reports/master/AFG/projections.csv | 2021-07-20 | infections | 14106.33 | 14554.09 | 15335.87 | 15352.31 | 15933.16 | 17378.51 | Pessimistic | Afghanistan | AFG | 2022-01-02 | v8 | TRUE
https://raw.githubusercontent.com/mrc-ide/global-lmic-reports/master/AFG/projections.csv | 2021-07-20 | deaths | 45.8 | 49.41 | 51 | 51.1 | 53.19 | 56.71 | Pessimistic | Afghanistan | AFG | 2022-01-02 | v8 | TRUE
https://raw.githubusercontent.com/mrc-ide/global-lmic-reports/master/AFG/projections.csv | 2021-07-20 | hospital_demand | 1715.88 | 1808.98 | 1875.8 | 1866.58 | 1933.79 | 2041.11 | Pessimistic | Afghanistan | AFG | 2022-01-02 | v8 | TRUE
https://raw.githubusercontent.com/mrc-ide/global-lmic-reports/master/AFG/projections.csv | 2021-07-20 | ICU_demand | 318.37 | 322.41 | 323.95 | 324.23 | 326.38 | 330.33 | Pessimistic | Afghanistan | AFG | 2022-01-02 | v8 | TRUE
https://raw.githubusercontent.com/mrc-ide/global-lmic-reports/master/AFG/projections.csv | 2021-07-20 | hospital_incidence | 137.7 | 145.49 | 148.3 | 148.98 | 153.86 | 162.18 | Pessimistic | Afghanistan | AFG | 2022-01-02 | v8 | TRUE
https://raw.githubusercontent.com/mrc-ide/global-lmic-reports/master/AFG/projections.csv | 2021-07-20 | ICU_incidence | 42.17 | 44.54 | 45.4 | 45.61 | 47.1 | 49.63 | Pessimistic | Afghanistan | AFG | 2022-01-02 | v8 | TRUE
https://raw.githubusercontent.com/mrc-ide/global-lmic-reports/master/AFG/projections.csv | 2021-07-20 | prevalence | 115168.57 | 119980.26 | 123450.87 | 124047.56 | 127808.19 | 135018.62 | Pessimistic | Afghanistan | AFG | 2022-01-02 | v8 | TRUE
https://raw.githubusercontent.com/mrc-ide/global-lmic-reports/master/AFG/projections.csv | 2021-07-20 | cumulative_infections | 3083133.61 | 3233356.7 | 3314197 | 3315598.67 | 3403104.02 | 3610117.61 | Pessimistic | Afghanistan | AFG | 2022-01-02 | v8 | TRUE
https://raw.githubusercontent.com/mrc-ide/global-lmic-reports/master/AFG/projections.csv | 2021-07-20 | cumulative_deaths | 5962.01 | 6293.34 | 6485.44 | 6476.75 | 6670.94 | 7136.12 | Pessimistic | Afghanistan | AFG | 2022-01-02 | v8 | TRUE
https://raw.githubusercontent.com/mrc-ide/global-lmic-reports/master/AFG/projections.csv | 2021-07-20 | Rt | 0.65 | 0.69 | 0.71 | 0.71 | 0.74 | 0.79 | Pessimistic | Afghanistan | AFG | 2022-01-02 | v8 | TRUE
https://raw.githubusercontent.com/mrc-ide/global-lmic-reports/master/AFG/projections.csv | 2021-07-20 | Reff | 0.57 | 0.61 | 0.62 | 0.63 | 0.65 | 0.69 | Pessimistic | Afghanistan | AFG | 2022-01-02 | v8 | TRUE
https://raw.githubusercontent.com/mrc-ide/global-lmic-reports/master/AFG/projections.csv | 2021-07-20 | infections | 14106.33 | 14554.09 | 15335.87 | 15352.31 | 15933.16 | 17378.51 | Relax Interventions 50% | Afghanistan | AFG | 2022-01-02 | v8 | TRUE
https://raw.githubusercontent.com/mrc-ide/global-lmic-reports/master/AFG/projections.csv | 2021-07-20 | deaths | 45.8 | 49.41 | 51 | 51.1 | 53.19 | 56.71 | Relax Interventions 50% | Afghanistan | AFG | 2022-01-02 | v8 | TRUE
https://raw.githubusercontent.com/mrc-ide/global-lmic-reports/master/AFG/projections.csv | 2021-07-20 | hospital_demand | 1715.88 | 1808.98 | 1875.8 | 1866.58 | 1933.79 | 2041.11 | Relax Interventions 50% | Afghanistan | AFG | 2022-01-02 | v8 | TRUE
https://raw.githubusercontent.com/mrc-ide/global-lmic-reports/master/AFG/projections.csv | 2021-07-20 | ICU_demand | 318.37 | 322.41 | 323.95 | 324.23 | 326.38 | 330.33 | Relax Interventions 50% | Afghanistan | AFG | 2022-01-02 | v8 | TRUE
https://raw.githubusercontent.com/mrc-ide/global-lmic-reports/master/AFG/projections.csv | 2021-07-20 | hospital_incidence | 137.7 | 145.49 | 148.3 | 148.98 | 153.86 | 162.18 | Relax Interventions 50% | Afghanistan | AFG | 2022-01-02 | v8 | TRUE
https://raw.githubusercontent.com/mrc-ide/global-lmic-reports/master/AFG/projections.csv | 2021-07-20 | ICU_incidence | 42.17 | 44.54 | 45.4 | 45.61 | 47.1 | 49.63 | Relax Interventions 50% | Afghanistan | AFG | 2022-01-02 | v8 | TRUE
https://raw.githubusercontent.com/mrc-ide/global-lmic-reports/master/AFG/projections.csv | 2021-07-20 | prevalence | 115168.57 | 119980.26 | 123450.87 | 124047.56 | 127808.19 | 135018.62 | Relax Interventions 50% | Afghanistan | AFG | 2022-01-02 | v8 | TRUE
https://raw.githubusercontent.com/mrc-ide/global-lmic-reports/master/AFG/projections.csv | 2021-07-20 | cumulative_infections | 3083133.61 | 3233356.7 | 3314197 | 3315598.67 | 3403104.02 | 3610117.61 | Relax Interventions 50% | Afghanistan | AFG | 2022-01-02 | v8 | TRUE
https://raw.githubusercontent.com/mrc-ide/global-lmic-reports/master/AFG/projections.csv | 2021-07-20 | cumulative_deaths | 5962.01 | 6293.34 | 6485.44 | 6476.75 | 6670.94 | 7136.12 | Relax Interventions 50% | Afghanistan | AFG | 2022-01-02 | v8 | TRUE
https://raw.githubusercontent.com/mrc-ide/global-lmic-reports/master/AFG/projections.csv | 2021-07-20 | Rt | 0.65 | 0.69 | 0.71 | 0.71 | 0.74 | 0.79 | Relax Interventions 50% | Afghanistan | AFG | 2022-01-02 | v8 | TRUE
https://raw.githubusercontent.com/mrc-ide/global-lmic-reports/master/AFG/projections.csv | 2021-07-20 | Reff | 0.57 | 0.61 | 0.62 | 0.63 | 0.65 | 0.69 | Relax Interventions 50% | Afghanistan | AFG | 2022-01-02 | v8 | TRUE
https://raw.githubusercontent.com/mrc-ide/global-lmic-reports/master/AFG/projections.csv | 2021-07-20 | infections | 14049.93 | 14747.7 | 15390.77 | 15388.63 | 15902.13 | 16943.18 | Surged Additional 50% Reduction | Afghanistan | AFG | 2022-01-02 | v8 | TRUE
https://raw.githubusercontent.com/mrc-ide/global-lmic-reports/master/AFG/projections.csv | 2021-07-20 | deaths | 44.9 | 47.72 | 49.85 | 49.6 | 50.71 | 54.63 | Surged Additional 50% Reduction | Afghanistan | AFG | 2022-01-02 | v8 | TRUE
https://raw.githubusercontent.com/mrc-ide/global-lmic-reports/master/AFG/projections.csv | 2021-07-20 | hospital_demand | 1775.04 | 1879.98 | 1960.89 | 1953.34 | 2002.98 | 2139.6 | Surged Additional 50% Reduction | Afghanistan | AFG | 2022-01-02 | v8 | TRUE
https://raw.githubusercontent.com/mrc-ide/global-lmic-reports/master/AFG/projections.csv | 2021-07-20 | ICU_demand | 801.95 | 851.53 | 887.76 | 882.66 | 903.42 | 966.44 | Surged Additional 50% Reduction | Afghanistan | AFG | 2022-01-02 | v8 | TRUE
https://raw.githubusercontent.com/mrc-ide/global-lmic-reports/master/AFG/projections.csv | 2021-07-20 | hospital_incidence | 137.56 | 144.65 | 149.93 | 149.29 | 154.13 | 160.85 | Surged Additional 50% Reduction | Afghanistan | AFG | 2022-01-02 | v8 | TRUE
https://raw.githubusercontent.com/mrc-ide/global-lmic-reports/master/AFG/projections.csv | 2021-07-20 | ICU_incidence | 42.13 | 44.3 | 45.91 | 45.7 | 47.19 | 49.23 | Surged Additional 50% Reduction | Afghanistan | AFG | 2022-01-02 | v8 | TRUE
https://raw.githubusercontent.com/mrc-ide/global-lmic-reports/master/AFG/projections.csv | 2021-07-20 | prevalence | 115735.83 | 120549.09 | 125739.41 | 125033.02 | 129165.48 | 134465.2 | Surged Additional 50% Reduction | Afghanistan | AFG | 2022-01-02 | v8 | TRUE
https://raw.githubusercontent.com/mrc-ide/global-lmic-reports/master/AFG/projections.csv | 2021-07-20 | cumulative_infections | 3151727.73 | 3222811.62 | 3287610.9 | 3293498.37 | 3347054.76 | 3511669.04 | Surged Additional 50% Reduction | Afghanistan | AFG | 2022-01-02 | v8 | TRUE
https://raw.githubusercontent.com/mrc-ide/global-lmic-reports/master/AFG/projections.csv | 2021-07-20 | cumulative_deaths | 4779.08 | 4916.31 | 5010.86 | 5016.85 | 5097.25 | 5338.66 | Surged Additional 50% Reduction | Afghanistan | AFG | 2022-01-02 | v8 | TRUE
https://raw.githubusercontent.com/mrc-ide/global-lmic-reports/master/AFG/projections.csv | 2021-07-20 | Rt | 0.66 | 0.71 | 0.72 | 0.72 | 0.74 | 0.77 | Surged Additional 50% Reduction | Afghanistan | AFG | 2022-01-02 | v8 | TRUE
https://raw.githubusercontent.com/mrc-ide/global-lmic-reports/master/AFG/projections.csv | 2021-07-20 | Reff | 0.58 | 0.62 | 0.63 | 0.63 | 0.65 | 0.68 | Surged Additional 50% Reduction | Afghanistan | AFG | 2022-01-02 | v8 | TRUE
https://raw.githubusercontent.com/mrc-ide/global-lmic-reports/master/AFG/projections.csv | 2021-07-20 | infections | 14049.93 | 14747.7 | 15390.77 | 15388.63 | 15902.13 | 16943.18 | Surged Maintain Status Quo | Afghanistan | AFG | 2022-01-02 | v8 | TRUE
https://raw.githubusercontent.com/mrc-ide/global-lmic-reports/master/AFG/projections.csv | 2021-07-20 | deaths | 44.9 | 47.72 | 49.85 | 49.6 | 50.71 | 54.63 | Surged Maintain Status Quo | Afghanistan | AFG | 2022-01-02 | v8 | TRUE
https://raw.githubusercontent.com/mrc-ide/global-lmic-reports/master/AFG/projections.csv | 2021-07-20 | hospital_demand | 1775.04 | 1879.98 | 1960.89 | 1953.34 | 2002.98 | 2139.6 | Surged Maintain Status Quo | Afghanistan | AFG | 2022-01-02 | v8 | TRUE
https://raw.githubusercontent.com/mrc-ide/global-lmic-reports/master/AFG/projections.csv | 2021-07-20 | ICU_demand | 801.95 | 851.53 | 887.76 | 882.66 | 903.42 | 966.44 | Surged Maintain Status Quo | Afghanistan | AFG | 2022-01-02 | v8 | TRUE
https://raw.githubusercontent.com/mrc-ide/global-lmic-reports/master/AFG/projections.csv | 2021-07-20 | hospital_incidence | 137.56 | 144.65 | 149.93 | 149.29 | 154.13 | 160.85 | Surged Maintain Status Quo | Afghanistan | AFG | 2022-01-02 | v8 | TRUE
https://raw.githubusercontent.com/mrc-ide/global-lmic-reports/master/AFG/projections.csv | 2021-07-20 | ICU_incidence | 42.13 | 44.3 | 45.91 | 45.7 | 47.19 | 49.23 | Surged Maintain Status Quo | Afghanistan | AFG | 2022-01-02 | v8 | TRUE
https://raw.githubusercontent.com/mrc-ide/global-lmic-reports/master/AFG/projections.csv | 2021-07-20 | prevalence | 115735.83 | 120549.09 | 125739.41 | 125033.02 | 129165.48 | 134465.2 | Surged Maintain Status Quo | Afghanistan | AFG | 2022-01-02 | v8 | TRUE
https://raw.githubusercontent.com/mrc-ide/global-lmic-reports/master/AFG/projections.csv | 2021-07-20 | cumulative_infections | 3151727.73 | 3222811.62 | 3287610.9 | 3293498.37 | 3347054.76 | 3511669.04 | Surged Maintain Status Quo | Afghanistan | AFG | 2022-01-02 | v8 | TRUE
https://raw.githubusercontent.com/mrc-ide/global-lmic-reports/master/AFG/projections.csv | 2021-07-20 | cumulative_deaths | 4779.08 | 4916.31 | 5010.86 | 5016.85 | 5097.25 | 5338.66 | Surged Maintain Status Quo | Afghanistan | AFG | 2022-01-02 | v8 | TRUE
https://raw.githubusercontent.com/mrc-ide/global-lmic-reports/master/AFG/projections.csv | 2021-07-20 | Rt | 0.66 | 0.71 | 0.72 | 0.72 | 0.74 | 0.77 | Surged Maintain Status Quo | Afghanistan | AFG | 2022-01-02 | v8 | TRUE
https://raw.githubusercontent.com/mrc-ide/global-lmic-reports/master/AFG/projections.csv | 2021-07-20 | Reff | 0.58 | 0.62 | 0.63 | 0.63 | 0.65 | 0.68 | Surged Maintain Status Quo | Afghanistan | AFG | 2022-01-02 | v8 | TRUE
https://raw.githubusercontent.com/mrc-ide/global-lmic-reports/master/AFG/projections.csv | 2021-07-20 | infections | 14049.93 | 14747.7 | 15390.77 | 15388.63 | 15902.13 | 16943.18 | Surged Optimistic | Afghanistan | AFG | 2022-01-02 | v8 | TRUE
https://raw.githubusercontent.com/mrc-ide/global-lmic-reports/master/AFG/projections.csv | 2021-07-20 | deaths | 44.9 | 47.72 | 49.85 | 49.6 | 50.71 | 54.63 | Surged Optimistic | Afghanistan | AFG | 2022-01-02 | v8 | TRUE
https://raw.githubusercontent.com/mrc-ide/global-lmic-reports/master/AFG/projections.csv | 2021-07-20 | hospital_demand | 1775.04 | 1879.98 | 1960.89 | 1953.34 | 2002.98 | 2139.6 | Surged Optimistic | Afghanistan | AFG | 2022-01-02 | v8 | TRUE
https://raw.githubusercontent.com/mrc-ide/global-lmic-reports/master/AFG/projections.csv | 2021-07-20 | ICU_demand | 801.95 | 851.53 | 887.76 | 882.66 | 903.42 | 966.44 | Surged Optimistic | Afghanistan | AFG | 2022-01-02 | v8 | TRUE
https://raw.githubusercontent.com/mrc-ide/global-lmic-reports/master/AFG/projections.csv | 2021-07-20 | hospital_incidence | 137.56 | 144.65 | 149.93 | 149.29 | 154.13 | 160.85 | Surged Optimistic | Afghanistan | AFG | 2022-01-02 | v8 | TRUE
https://raw.githubusercontent.com/mrc-ide/global-lmic-reports/master/AFG/projections.csv | 2021-07-20 | ICU_incidence | 42.13 | 44.3 | 45.91 | 45.7 | 47.19 | 49.23 | Surged Optimistic | Afghanistan | AFG | 2022-01-02 | v8 | TRUE
https://raw.githubusercontent.com/mrc-ide/global-lmic-reports/master/AFG/projections.csv | 2021-07-20 | prevalence | 115735.83 | 120549.09 | 125739.41 | 125033.02 | 129165.48 | 134465.2 | Surged Optimistic | Afghanistan | AFG | 2022-01-02 | v8 | TRUE
https://raw.githubusercontent.com/mrc-ide/global-lmic-reports/master/AFG/projections.csv | 2021-07-20 | cumulative_infections | 3151727.73 | 3222811.62 | 3287610.9 | 3293498.37 | 3347054.76 | 3511669.04 | Surged Optimistic | Afghanistan | AFG | 2022-01-02 | v8 | TRUE
https://raw.githubusercontent.com/mrc-ide/global-lmic-reports/master/AFG/projections.csv | 2021-07-20 | cumulative_deaths | 4779.08 | 4916.31 | 5010.86 | 5016.85 | 5097.25 | 5338.66 | Surged Optimistic | Afghanistan | AFG | 2022-01-02 | v8 | TRUE
https://raw.githubusercontent.com/mrc-ide/global-lmic-reports/master/AFG/projections.csv | 2021-07-20 | Rt | 0.66 | 0.71 | 0.72 | 0.72 | 0.74 | 0.77 | Surged Optimistic | Afghanistan | AFG | 2022-01-02 | v8 | TRUE
https://raw.githubusercontent.com/mrc-ide/global-lmic-reports/master/AFG/projections.csv | 2021-07-20 | Reff | 0.58 | 0.62 | 0.63 | 0.63 | 0.65 | 0.68 | Surged Optimistic | Afghanistan | AFG | 2022-01-02 | v8 | TRUE
https://raw.githubusercontent.com/mrc-ide/global-lmic-reports/master/AFG/projections.csv | 2021-07-20 | infections | 14049.93 | 14747.7 | 15390.77 | 15388.63 | 15902.13 | 16943.18 | Surged Pessimistic | Afghanistan | AFG | 2022-01-02 | v8 | TRUE
https://raw.githubusercontent.com/mrc-ide/global-lmic-reports/master/AFG/projections.csv | 2021-07-20 | deaths | 44.9 | 47.72 | 49.85 | 49.6 | 50.71 | 54.63 | Surged Pessimistic | Afghanistan | AFG | 2022-01-02 | v8 | TRUE
https://raw.githubusercontent.com/mrc-ide/global-lmic-reports/master/AFG/projections.csv | 2021-07-20 | hospital_demand | 1775.04 | 1879.98 | 1960.89 | 1953.34 | 2002.98 | 2139.6 | Surged Pessimistic | Afghanistan | AFG | 2022-01-02 | v8 | TRUE
https://raw.githubusercontent.com/mrc-ide/global-lmic-reports/master/AFG/projections.csv | 2021-07-20 | ICU_demand | 801.95 | 851.53 | 887.76 | 882.66 | 903.42 | 966.44 | Surged Pessimistic | Afghanistan | AFG | 2022-01-02 | v8 | TRUE
https://raw.githubusercontent.com/mrc-ide/global-lmic-reports/master/AFG/projections.csv | 2021-07-20 | hospital_incidence | 137.56 | 144.65 | 149.93 | 149.29 | 154.13 | 160.85 | Surged Pessimistic | Afghanistan | AFG | 2022-01-02 | v8 | TRUE
https://raw.githubusercontent.com/mrc-ide/global-lmic-reports/master/AFG/projections.csv | 2021-07-20 | ICU_incidence | 42.13 | 44.3 | 45.91 | 45.7 | 47.19 | 49.23 | Surged Pessimistic | Afghanistan | AFG | 2022-01-02 | v8 | TRUE
https://raw.githubusercontent.com/mrc-ide/global-lmic-reports/master/AFG/projections.csv | 2021-07-20 | prevalence | 115735.83 | 120549.09 | 125739.41 | 125033.02 | 129165.48 | 134465.2 | Surged Pessimistic | Afghanistan | AFG | 2022-01-02 | v8 | TRUE
https://raw.githubusercontent.com/mrc-ide/global-lmic-reports/master/AFG/projections.csv | 2021-07-20 | cumulative_infections | 3151727.73 | 3222811.62 | 3287610.9 | 3293498.37 | 3347054.76 | 3511669.04 | Surged Pessimistic | Afghanistan | AFG | 2022-01-02 | v8 | TRUE
https://raw.githubusercontent.com/mrc-ide/global-lmic-reports/master/AFG/projections.csv | 2021-07-20 | cumulative_deaths | 4779.08 | 4916.31 | 5010.86 | 5016.85 | 5097.25 | 5338.66 | Surged Pessimistic | Afghanistan | AFG | 2022-01-02 | v8 | TRUE
https://raw.githubusercontent.com/mrc-ide/global-lmic-reports/master/AFG/projections.csv | 2021-07-20 | Rt | 0.66 | 0.71 | 0.72 | 0.72 | 0.74 | 0.77 | Surged Pessimistic | Afghanistan | AFG | 2022-01-02 | v8 | TRUE
https://raw.githubusercontent.com/mrc-ide/global-lmic-reports/master/AFG/projections.csv | 2021-07-20 | Reff | 0.58 | 0.62 | 0.63 | 0.63 | 0.65 | 0.68 | Surged Pessimistic | Afghanistan | AFG | 2022-01-02 | v8 | TRUE
https://raw.githubusercontent.com/mrc-ide/global-lmic-reports/master/AFG/projections.csv | 2021-07-20 | infections | 14049.93 | 14747.7 | 15390.77 | 15388.63 | 15902.13 | 16943.18 | Surged Relax Interventions 50% | Afghanistan | AFG | 2022-01-02 | v8 | TRUE
https://raw.githubusercontent.com/mrc-ide/global-lmic-reports/master/AFG/projections.csv | 2021-07-20 | deaths | 44.9 | 47.72 | 49.85 | 49.6 | 50.71 | 54.63 | Surged Relax Interventions 50% | Afghanistan | AFG | 2022-01-02 | v8 | TRUE
https://raw.githubusercontent.com/mrc-ide/global-lmic-reports/master/AFG/projections.csv | 2021-07-20 | hospital_demand | 1775.04 | 1879.98 | 1960.89 | 1953.34 | 2002.98 | 2139.6 | Surged Relax Interventions 50% | Afghanistan | AFG | 2022-01-02 | v8 | TRUE
https://raw.githubusercontent.com/mrc-ide/global-lmic-reports/master/AFG/projections.csv | 2021-07-20 | ICU_demand | 801.95 | 851.53 | 887.76 | 882.66 | 903.42 | 966.44 | Surged Relax Interventions 50% | Afghanistan | AFG | 2022-01-02 | v8 | TRUE
https://raw.githubusercontent.com/mrc-ide/global-lmic-reports/master/AFG/projections.csv | 2021-07-20 | hospital_incidence | 137.56 | 144.65 | 149.93 | 149.29 | 154.13 | 160.85 | Surged Relax Interventions 50% | Afghanistan | AFG | 2022-01-02 | v8 | TRUE
https://raw.githubusercontent.com/mrc-ide/global-lmic-reports/master/AFG/projections.csv | 2021-07-20 | ICU_incidence | 42.13 | 44.3 | 45.91 | 45.7 | 47.19 | 49.23 | Surged Relax Interventions 50% | Afghanistan | AFG | 2022-01-02 | v8 | TRUE
https://raw.githubusercontent.com/mrc-ide/global-lmic-reports/master/AFG/projections.csv | 2021-07-20 | prevalence | 115735.83 | 120549.09 | 125739.41 | 125033.02 | 129165.48 | 134465.2 | Surged Relax Interventions 50% | Afghanistan | AFG | 2022-01-02 | v8 | TRUE
https://raw.githubusercontent.com/mrc-ide/global-lmic-reports/master/AFG/projections.csv | 2021-07-20 | cumulative_infections | 3151727.73 | 3222811.62 | 3287610.9 | 3293498.37 | 3347054.76 | 3511669.04 | Surged Relax Interventions 50% | Afghanistan | AFG | 2022-01-02 | v8 | TRUE
https://raw.githubusercontent.com/mrc-ide/global-lmic-reports/master/AFG/projections.csv | 2021-07-20 | cumulative_deaths | 4779.08 | 4916.31 | 5010.86 | 5016.85 | 5097.25 | 5338.66 | Surged Relax Interventions 50% | Afghanistan | AFG | 2022-01-02 | v8 | TRUE
https://raw.githubusercontent.com/mrc-ide/global-lmic-reports/master/AFG/projections.csv | 2021-07-20 | Rt | 0.66 | 0.71 | 0.72 | 0.72 | 0.74 | 0.77 | Surged Relax Interventions 50% | Afghanistan | AFG | 2022-01-02 | v8 | TRUE
https://raw.githubusercontent.com/mrc-ide/global-lmic-reports/master/AFG/projections.csv | 2021-07-20 | Reff | 0.58 | 0.62 | 0.63 | 0.63 | 0.65 | 0.68 | Surged Relax Interventions 50% | Afghanistan | AFG | 2022-01-02 | v8 | TRUE
https://raw.githubusercontent.com/mrc-ide/global-lmic-reports/master/AFG/projections.csv | 2021-07-21 | infections | 10965.97 | 11661.66 | 12125.18 | 12259.84 | 12850.44 | 13823.12 | Additional 50% Reduction | Afghanistan | AFG | 2022-01-02 | v8 | TRUE
https://raw.githubusercontent.com/mrc-ide/global-lmic-reports/master/AFG/projections.csv | 2021-07-21 | deaths | 43.32 | 46.78 | 48.14 | 48.36 | 50.26 | 53.66 | Additional 50% Reduction | Afghanistan | AFG | 2022-01-02 | v8 | TRUE
https://raw.githubusercontent.com/mrc-ide/global-lmic-reports/master/AFG/projections.csv | 2021-07-21 | hospital_demand | 1648.71 | 1740.89 | 1800.97 | 1794.73 | 1857.38 | 1961.21 | Additional 50% Reduction | Afghanistan | AFG | 2022-01-02 | v8 | TRUE
https://raw.githubusercontent.com/mrc-ide/global-lmic-reports/master/AFG/projections.csv | 2021-07-21 | ICU_demand | 315.87 | 319.38 | 320.95 | 321.13 | 323.21 | 326.9 | Additional 50% Reduction | Afghanistan | AFG | 2022-01-02 | v8 | TRUE
https://raw.githubusercontent.com/mrc-ide/global-lmic-reports/master/AFG/projections.csv | 2021-07-21 | hospital_incidence | 131.52 | 138.55 | 141.06 | 142.04 | 145.71 | 154.5 | Additional 50% Reduction | Afghanistan | AFG | 2022-01-02 | v8 | TRUE
https://raw.githubusercontent.com/mrc-ide/global-lmic-reports/master/AFG/projections.csv | 2021-07-21 | ICU_incidence | 40.24 | 42.39 | 43.14 | 43.45 | 44.57 | 47.24 | Additional 50% Reduction | Afghanistan | AFG | 2022-01-02 | v8 | TRUE
https://raw.githubusercontent.com/mrc-ide/global-lmic-reports/master/AFG/projections.csv | 2021-07-21 | prevalence | 108111.12 | 112596.29 | 116063.82 | 116681.66 | 120693.31 | 126831.89 | Additional 50% Reduction | Afghanistan | AFG | 2022-01-02 | v8 | TRUE
https://raw.githubusercontent.com/mrc-ide/global-lmic-reports/master/AFG/projections.csv | 2021-07-21 | cumulative_infections | 3094290.53 | 3245560.46 | 3327714.18 | 3327858.51 | 3416022.93 | 3622441.84 | Additional 50% Reduction | Afghanistan | AFG | 2022-01-02 | v8 | TRUE
https://raw.githubusercontent.com/mrc-ide/global-lmic-reports/master/AFG/projections.csv | 2021-07-21 | cumulative_deaths | 6006.87 | 6341.41 | 6531.55 | 6525.11 | 6721.31 | 7187.9 | Additional 50% Reduction | Afghanistan | AFG | 2022-01-02 | v8 | TRUE
https://raw.githubusercontent.com/mrc-ide/global-lmic-reports/master/AFG/projections.csv | 2021-07-21 | Rt | 0.67 | 0.71 | 0.72 | 0.73 | 0.75 | 0.8 | Additional 50% Reduction | Afghanistan | AFG | 2022-01-02 | v8 | TRUE
https://raw.githubusercontent.com/mrc-ide/global-lmic-reports/master/AFG/projections.csv | 2021-07-21 | Reff | 0.59 | 0.62 | 0.64 | 0.64 | 0.66 | 0.7 | Additional 50% Reduction | Afghanistan | AFG | 2022-01-02 | v8 | TRUE
https://raw.githubusercontent.com/mrc-ide/global-lmic-reports/master/AFG/projections.csv | 2021-07-21 | infections | 10965.97 | 11661.66 | 12125.18 | 12259.84 | 12850.44 | 13823.12 | Maintain Status Quo | Afghanistan | AFG | 2022-01-02 | v8 | TRUE
https://raw.githubusercontent.com/mrc-ide/global-lmic-reports/master/AFG/projections.csv | 2021-07-21 | deaths | 43.32 | 46.78 | 48.14 | 48.36 | 50.26 | 53.66 | Maintain Status Quo | Afghanistan | AFG | 2022-01-02 | v8 | TRUE
https://raw.githubusercontent.com/mrc-ide/global-lmic-reports/master/AFG/projections.csv | 2021-07-21 | hospital_demand | 1648.71 | 1740.89 | 1800.97 | 1794.73 | 1857.38 | 1961.21 | Maintain Status Quo | Afghanistan | AFG | 2022-01-02 | v8 | TRUE
https://raw.githubusercontent.com/mrc-ide/global-lmic-reports/master/AFG/projections.csv | 2021-07-21 | ICU_demand | 315.87 | 319.38 | 320.95 | 321.13 | 323.21 | 326.9 | Maintain Status Quo | Afghanistan | AFG | 2022-01-02 | v8 | TRUE
https://raw.githubusercontent.com/mrc-ide/global-lmic-reports/master/AFG/projections.csv | 2021-07-21 | hospital_incidence | 131.52 | 138.55 | 141.06 | 142.04 | 145.71 | 154.5 | Maintain Status Quo | Afghanistan | AFG | 2022-01-02 | v8 | TRUE
https://raw.githubusercontent.com/mrc-ide/global-lmic-reports/master/AFG/projections.csv | 2021-07-21 | ICU_incidence | 40.24 | 42.39 | 43.14 | 43.45 | 44.57 | 47.24 | Maintain Status Quo | Afghanistan | AFG | 2022-01-02 | v8 | TRUE
https://raw.githubusercontent.com/mrc-ide/global-lmic-reports/master/AFG/projections.csv | 2021-07-21 | prevalence | 108111.12 | 112596.29 | 116063.82 | 116681.66 | 120693.31 | 126831.89 | Maintain Status Quo | Afghanistan | AFG | 2022-01-02 | v8 | TRUE
https://raw.githubusercontent.com/mrc-ide/global-lmic-reports/master/AFG/projections.csv | 2021-07-21 | cumulative_infections | 3094290.53 | 3245560.46 | 3327714.18 | 3327858.51 | 3416022.93 | 3622441.84 | Maintain Status Quo | Afghanistan | AFG | 2022-01-02 | v8 | TRUE
https://raw.githubusercontent.com/mrc-ide/global-lmic-reports/master/AFG/projections.csv | 2021-07-21 | cumulative_deaths | 6006.87 | 6341.41 | 6531.55 | 6525.11 | 6721.31 | 7187.9 | Maintain Status Quo | Afghanistan | AFG | 2022-01-02 | v8 | TRUE
https://raw.githubusercontent.com/mrc-ide/global-lmic-reports/master/AFG/projections.csv | 2021-07-21 | Rt | 0.67 | 0.71 | 0.72 | 0.73 | 0.75 | 0.8 | Maintain Status Quo | Afghanistan | AFG | 2022-01-02 | v8 | TRUE
https://raw.githubusercontent.com/mrc-ide/global-lmic-reports/master/AFG/projections.csv | 2021-07-21 | Reff | 0.59 | 0.62 | 0.64 | 0.64 | 0.66 | 0.7 | Maintain Status Quo | Afghanistan | AFG | 2022-01-02 | v8 | TRUE
https://raw.githubusercontent.com/mrc-ide/global-lmic-reports/master/AFG/projections.csv | 2021-07-21 | infections | 10965.97 | 11661.66 | 12125.18 | 12259.84 | 12850.44 | 13823.12 | Optimistic | Afghanistan | AFG | 2022-01-02 | v8 | TRUE
https://raw.githubusercontent.com/mrc-ide/global-lmic-reports/master/AFG/projections.csv | 2021-07-21 | deaths | 43.32 | 46.78 | 48.14 | 48.36 | 50.26 | 53.66 | Optimistic | Afghanistan | AFG | 2022-01-02 | v8 | TRUE
https://raw.githubusercontent.com/mrc-ide/global-lmic-reports/master/AFG/projections.csv | 2021-07-21 | hospital_demand | 1648.71 | 1740.89 | 1800.97 | 1794.73 | 1857.38 | 1961.21 | Optimistic | Afghanistan | AFG | 2022-01-02 | v8 | TRUE
https://raw.githubusercontent.com/mrc-ide/global-lmic-reports/master/AFG/projections.csv | 2021-07-21 | ICU_demand | 315.87 | 319.38 | 320.95 | 321.13 | 323.21 | 326.9 | Optimistic | Afghanistan | AFG | 2022-01-02 | v8 | TRUE
https://raw.githubusercontent.com/mrc-ide/global-lmic-reports/master/AFG/projections.csv | 2021-07-21 | hospital_incidence | 131.52 | 138.55 | 141.06 | 142.04 | 145.71 | 154.5 | Optimistic | Afghanistan | AFG | 2022-01-02 | v8 | TRUE
https://raw.githubusercontent.com/mrc-ide/global-lmic-reports/master/AFG/projections.csv | 2021-07-21 | ICU_incidence | 40.24 | 42.39 | 43.14 | 43.45 | 44.57 | 47.24 | Optimistic | Afghanistan | AFG | 2022-01-02 | v8 | TRUE
https://raw.githubusercontent.com/mrc-ide/global-lmic-reports/master/AFG/projections.csv | 2021-07-21 | prevalence | 108111.12 | 112596.29 | 116063.82 | 116681.66 | 120693.31 | 126831.89 | Optimistic | Afghanistan | AFG | 2022-01-02 | v8 | TRUE
https://raw.githubusercontent.com/mrc-ide/global-lmic-reports/master/AFG/projections.csv | 2021-07-21 | cumulative_infections | 3094290.53 | 3245560.46 | 3327714.18 | 3327858.51 | 3416022.93 | 3622441.84 | Optimistic | Afghanistan | AFG | 2022-01-02 | v8 | TRUE
https://raw.githubusercontent.com/mrc-ide/global-lmic-reports/master/AFG/projections.csv | 2021-07-21 | cumulative_deaths | 6006.87 | 6341.41 | 6531.55 | 6525.11 | 6721.31 | 7187.9 | Optimistic | Afghanistan | AFG | 2022-01-02 | v8 | TRUE
https://raw.githubusercontent.com/mrc-ide/global-lmic-reports/master/AFG/projections.csv | 2021-07-21 | Rt | 0.67 | 0.71 | 0.72 | 0.73 | 0.75 | 0.8 | Optimistic | Afghanistan | AFG | 2022-01-02 | v8 | TRUE
https://raw.githubusercontent.com/mrc-ide/global-lmic-reports/master/AFG/projections.csv | 2021-07-21 | Reff | 0.59 | 0.62 | 0.64 | 0.64 | 0.66 | 0.7 | Optimistic | Afghanistan | AFG | 2022-01-02 | v8 | TRUE
https://raw.githubusercontent.com/mrc-ide/global-lmic-reports/master/AFG/projections.csv | 2021-07-21 | infections | 10965.97 | 11661.66 | 12125.18 | 12259.84 | 12850.44 | 13823.12 | Pessimistic | Afghanistan | AFG | 2022-01-02 | v8 | TRUE
https://raw.githubusercontent.com/mrc-ide/global-lmic-reports/master/AFG/projections.csv | 2021-07-21 | deaths | 43.32 | 46.78 | 48.14 | 48.36 | 50.26 | 53.66 | Pessimistic | Afghanistan | AFG | 2022-01-02 | v8 | TRUE
https://raw.githubusercontent.com/mrc-ide/global-lmic-reports/master/AFG/projections.csv | 2021-07-21 | hospital_demand | 1648.71 | 1740.89 | 1800.97 | 1794.73 | 1857.38 | 1961.21 | Pessimistic | Afghanistan | AFG | 2022-01-02 | v8 | TRUE
https://raw.githubusercontent.com/mrc-ide/global-lmic-reports/master/AFG/projections.csv | 2021-07-21 | ICU_demand | 315.87 | 319.38 | 320.95 | 321.13 | 323.21 | 326.9 | Pessimistic | Afghanistan | AFG | 2022-01-02 | v8 | TRUE
https://raw.githubusercontent.com/mrc-ide/global-lmic-reports/master/AFG/projections.csv | 2021-07-21 | hospital_incidence | 131.52 | 138.55 | 141.06 | 142.04 | 145.71 | 154.5 | Pessimistic | Afghanistan | AFG | 2022-01-02 | v8 | TRUE
https://raw.githubusercontent.com/mrc-ide/global-lmic-reports/master/AFG/projections.csv | 2021-07-21 | ICU_incidence | 40.24 | 42.39 | 43.14 | 43.45 | 44.57 | 47.24 | Pessimistic | Afghanistan | AFG | 2022-01-02 | v8 | TRUE
https://raw.githubusercontent.com/mrc-ide/global-lmic-reports/master/AFG/projections.csv | 2021-07-21 | prevalence | 108111.12 | 112596.29 | 116063.82 | 116681.66 | 120693.31 | 126831.89 | Pessimistic | Afghanistan | AFG | 2022-01-02 | v8 | TRUE
https://raw.githubusercontent.com/mrc-ide/global-lmic-reports/master/AFG/projections.csv | 2021-07-21 | cumulative_infections | 3094290.53 | 3245560.46 | 3327714.18 | 3327858.51 | 3416022.93 | 3622441.84 | Pessimistic | Afghanistan | AFG | 2022-01-02 | v8 | TRUE
https://raw.githubusercontent.com/mrc-ide/global-lmic-reports/master/AFG/projections.csv | 2021-07-21 | cumulative_deaths | 6006.87 | 6341.41 | 6531.55 | 6525.11 | 6721.31 | 7187.9 | Pessimistic | Afghanistan | AFG | 2022-01-02 | v8 | TRUE
https://raw.githubusercontent.com/mrc-ide/global-lmic-reports/master/AFG/projections.csv | 2021-07-21 | Rt | 0.67 | 0.71 | 0.72 | 0.73 | 0.75 | 0.8 | Pessimistic | Afghanistan | AFG | 2022-01-02 | v8 | TRUE
https://raw.githubusercontent.com/mrc-ide/global-lmic-reports/master/AFG/projections.csv | 2021-07-21 | Reff | 0.59 | 0.62 | 0.64 | 0.64 | 0.66 | 0.7 | Pessimistic | Afghanistan | AFG | 2022-01-02 | v8 | TRUE
https://raw.githubusercontent.com/mrc-ide/global-lmic-reports/master/AFG/projections.csv | 2021-07-21 | infections | 10965.97 | 11661.66 | 12125.18 | 12259.84 | 12850.44 | 13823.12 | Relax Interventions 50% | Afghanistan | AFG | 2022-01-02 | v8 | TRUE
https://raw.githubusercontent.com/mrc-ide/global-lmic-reports/master/AFG/projections.csv | 2021-07-21 | deaths | 43.32 | 46.78 | 48.14 | 48.36 | 50.26 | 53.66 | Relax Interventions 50% | Afghanistan | AFG | 2022-01-02 | v8 | TRUE
https://raw.githubusercontent.com/mrc-ide/global-lmic-reports/master/AFG/projections.csv | 2021-07-21 | hospital_demand | 1648.71 | 1740.89 | 1800.97 | 1794.73 | 1857.38 | 1961.21 | Relax Interventions 50% | Afghanistan | AFG | 2022-01-02 | v8 | TRUE
https://raw.githubusercontent.com/mrc-ide/global-lmic-reports/master/AFG/projections.csv | 2021-07-21 | ICU_demand | 315.87 | 319.38 | 320.95 | 321.13 | 323.21 | 326.9 | Relax Interventions 50% | Afghanistan | AFG | 2022-01-02 | v8 | TRUE
https://raw.githubusercontent.com/mrc-ide/global-lmic-reports/master/AFG/projections.csv | 2021-07-21 | hospital_incidence | 131.52 | 138.55 | 141.06 | 142.04 | 145.71 | 154.5 | Relax Interventions 50% | Afghanistan | AFG | 2022-01-02 | v8 | TRUE
https://raw.githubusercontent.com/mrc-ide/global-lmic-reports/master/AFG/projections.csv | 2021-07-21 | ICU_incidence | 40.24 | 42.39 | 43.14 | 43.45 | 44.57 | 47.24 | Relax Interventions 50% | Afghanistan | AFG | 2022-01-02 | v8 | TRUE
https://raw.githubusercontent.com/mrc-ide/global-lmic-reports/master/AFG/projections.csv | 2021-07-21 | prevalence | 108111.12 | 112596.29 | 116063.82 | 116681.66 | 120693.31 | 126831.89 | Relax Interventions 50% | Afghanistan | AFG | 2022-01-02 | v8 | TRUE
https://raw.githubusercontent.com/mrc-ide/global-lmic-reports/master/AFG/projections.csv | 2021-07-21 | cumulative_infections | 3094290.53 | 3245560.46 | 3327714.18 | 3327858.51 | 3416022.93 | 3622441.84 | Relax Interventions 50% | Afghanistan | AFG | 2022-01-02 | v8 | TRUE
https://raw.githubusercontent.com/mrc-ide/global-lmic-reports/master/AFG/projections.csv | 2021-07-21 | cumulative_deaths | 6006.87 | 6341.41 | 6531.55 | 6525.11 | 6721.31 | 7187.9 | Relax Interventions 50% | Afghanistan | AFG | 2022-01-02 | v8 | TRUE
https://raw.githubusercontent.com/mrc-ide/global-lmic-reports/master/AFG/projections.csv | 2021-07-21 | Rt | 0.67 | 0.71 | 0.72 | 0.73 | 0.75 | 0.8 | Relax Interventions 50% | Afghanistan | AFG | 2022-01-02 | v8 | TRUE
https://raw.githubusercontent.com/mrc-ide/global-lmic-reports/master/AFG/projections.csv | 2021-07-21 | Reff | 0.59 | 0.62 | 0.64 | 0.64 | 0.66 | 0.7 | Relax Interventions 50% | Afghanistan | AFG | 2022-01-02 | v8 | TRUE
https://raw.githubusercontent.com/mrc-ide/global-lmic-reports/master/AFG/projections.csv | 2021-07-21 | infections | 10896.8 | 11888.73 | 12464.5 | 12416.94 | 13035.66 | 13915.63 | Surged Additional 50% Reduction | Afghanistan | AFG | 2022-01-02 | v8 | TRUE
https://raw.githubusercontent.com/mrc-ide/global-lmic-reports/master/AFG/projections.csv | 2021-07-21 | deaths | 43.55 | 46.25 | 48.28 | 48.04 | 49.23 | 52.82 | Surged Additional 50% Reduction | Afghanistan | AFG | 2022-01-02 | v8 | TRUE
https://raw.githubusercontent.com/mrc-ide/global-lmic-reports/master/AFG/projections.csv | 2021-07-21 | hospital_demand | 1711.65 | 1814.71 | 1887.73 | 1879.95 | 1930.93 | 2052.35 | Surged Additional 50% Reduction | Afghanistan | AFG | 2022-01-02 | v8 | TRUE
https://raw.githubusercontent.com/mrc-ide/global-lmic-reports/master/AFG/projections.csv | 2021-07-21 | ICU_demand | 777.69 | 826.05 | 858.98 | 854.76 | 874.87 | 933.94 | Surged Additional 50% Reduction | Afghanistan | AFG | 2022-01-02 | v8 | TRUE
https://raw.githubusercontent.com/mrc-ide/global-lmic-reports/master/AFG/projections.csv | 2021-07-21 | hospital_incidence | 131.69 | 137.66 | 143.13 | 142.36 | 147.16 | 153.42 | Surged Additional 50% Reduction | Afghanistan | AFG | 2022-01-02 | v8 | TRUE
https://raw.githubusercontent.com/mrc-ide/global-lmic-reports/master/AFG/projections.csv | 2021-07-21 | ICU_incidence | 40.29 | 42.11 | 43.78 | 43.55 | 45.02 | 46.92 | Surged Additional 50% Reduction | Afghanistan | AFG | 2022-01-02 | v8 | TRUE
https://raw.githubusercontent.com/mrc-ide/global-lmic-reports/master/AFG/projections.csv | 2021-07-21 | prevalence | 108994.04 | 113396.13 | 118244.56 | 117746.49 | 121755.54 | 126339.98 | Surged Additional 50% Reduction | Afghanistan | AFG | 2022-01-02 | v8 | TRUE
https://raw.githubusercontent.com/mrc-ide/global-lmic-reports/master/AFG/projections.csv | 2021-07-21 | cumulative_infections | 3164541.26 | 3234933.86 | 3300906.44 | 3305915.3 | 3359787.96 | 3523122.96 | Surged Additional 50% Reduction | Afghanistan | AFG | 2022-01-02 | v8 | TRUE
https://raw.githubusercontent.com/mrc-ide/global-lmic-reports/master/AFG/projections.csv | 2021-07-21 | cumulative_deaths | 4826.15 | 4963.12 | 5059.79 | 5064.89 | 5145.97 | 5391.87 | Surged Additional 50% Reduction | Afghanistan | AFG | 2022-01-02 | v8 | TRUE
https://raw.githubusercontent.com/mrc-ide/global-lmic-reports/master/AFG/projections.csv | 2021-07-21 | Rt | 0.68 | 0.72 | 0.74 | 0.73 | 0.75 | 0.78 | Surged Additional 50% Reduction | Afghanistan | AFG | 2022-01-02 | v8 | TRUE
https://raw.githubusercontent.com/mrc-ide/global-lmic-reports/master/AFG/projections.csv | 2021-07-21 | Reff | 0.59 | 0.63 | 0.65 | 0.65 | 0.66 | 0.69 | Surged Additional 50% Reduction | Afghanistan | AFG | 2022-01-02 | v8 | TRUE
https://raw.githubusercontent.com/mrc-ide/global-lmic-reports/master/AFG/projections.csv | 2021-07-21 | infections | 10896.8 | 11888.73 | 12464.5 | 12416.94 | 13035.66 | 13915.63 | Surged Maintain Status Quo | Afghanistan | AFG | 2022-01-02 | v8 | TRUE
https://raw.githubusercontent.com/mrc-ide/global-lmic-reports/master/AFG/projections.csv | 2021-07-21 | deaths | 43.55 | 46.25 | 48.28 | 48.04 | 49.23 | 52.82 | Surged Maintain Status Quo | Afghanistan | AFG | 2022-01-02 | v8 | TRUE
https://raw.githubusercontent.com/mrc-ide/global-lmic-reports/master/AFG/projections.csv | 2021-07-21 | hospital_demand | 1711.65 | 1814.71 | 1887.73 | 1879.95 | 1930.93 | 2052.35 | Surged Maintain Status Quo | Afghanistan | AFG | 2022-01-02 | v8 | TRUE
https://raw.githubusercontent.com/mrc-ide/global-lmic-reports/master/AFG/projections.csv | 2021-07-21 | ICU_demand | 777.69 | 826.05 | 858.98 | 854.76 | 874.87 | 933.94 | Surged Maintain Status Quo | Afghanistan | AFG | 2022-01-02 | v8 | TRUE
https://raw.githubusercontent.com/mrc-ide/global-lmic-reports/master/AFG/projections.csv | 2021-07-21 | hospital_incidence | 131.69 | 137.66 | 143.13 | 142.36 | 147.16 | 153.42 | Surged Maintain Status Quo | Afghanistan | AFG | 2022-01-02 | v8 | TRUE
https://raw.githubusercontent.com/mrc-ide/global-lmic-reports/master/AFG/projections.csv | 2021-07-21 | ICU_incidence | 40.29 | 42.11 | 43.78 | 43.55 | 45.02 | 46.92 | Surged Maintain Status Quo | Afghanistan | AFG | 2022-01-02 | v8 | TRUE
https://raw.githubusercontent.com/mrc-ide/global-lmic-reports/master/AFG/projections.csv | 2021-07-21 | prevalence | 108994.04 | 113396.13 | 118244.56 | 117746.49 | 121755.54 | 126339.98 | Surged Maintain Status Quo | Afghanistan | AFG | 2022-01-02 | v8 | TRUE
https://raw.githubusercontent.com/mrc-ide/global-lmic-reports/master/AFG/projections.csv | 2021-07-21 | cumulative_infections | 3164541.26 | 3234933.86 | 3300906.44 | 3305915.3 | 3359787.96 | 3523122.96 | Surged Maintain Status Quo | Afghanistan | AFG | 2022-01-02 | v8 | TRUE
https://raw.githubusercontent.com/mrc-ide/global-lmic-reports/master/AFG/projections.csv | 2021-07-21 | cumulative_deaths | 4826.15 | 4963.12 | 5059.79 | 5064.89 | 5145.97 | 5391.87 | Surged Maintain Status Quo | Afghanistan | AFG | 2022-01-02 | v8 | TRUE
https://raw.githubusercontent.com/mrc-ide/global-lmic-reports/master/AFG/projections.csv | 2021-07-21 | Rt | 0.68 | 0.72 | 0.74 | 0.73 | 0.75 | 0.78 | Surged Maintain Status Quo | Afghanistan | AFG | 2022-01-02 | v8 | TRUE
https://raw.githubusercontent.com/mrc-ide/global-lmic-reports/master/AFG/projections.csv | 2021-07-21 | Reff | 0.59 | 0.63 | 0.65 | 0.65 | 0.66 | 0.69 | Surged Maintain Status Quo | Afghanistan | AFG | 2022-01-02 | v8 | TRUE
https://raw.githubusercontent.com/mrc-ide/global-lmic-reports/master/AFG/projections.csv | 2021-07-21 | infections | 10896.8 | 11888.73 | 12464.5 | 12416.94 | 13035.66 | 13915.63 | Surged Optimistic | Afghanistan | AFG | 2022-01-02 | v8 | TRUE
https://raw.githubusercontent.com/mrc-ide/global-lmic-reports/master/AFG/projections.csv | 2021-07-21 | deaths | 43.55 | 46.25 | 48.28 | 48.04 | 49.23 | 52.82 | Surged Optimistic | Afghanistan | AFG | 2022-01-02 | v8 | TRUE
https://raw.githubusercontent.com/mrc-ide/global-lmic-reports/master/AFG/projections.csv | 2021-07-21 | hospital_demand | 1711.65 | 1814.71 | 1887.73 | 1879.95 | 1930.93 | 2052.35 | Surged Optimistic | Afghanistan | AFG | 2022-01-02 | v8 | TRUE
https://raw.githubusercontent.com/mrc-ide/global-lmic-reports/master/AFG/projections.csv | 2021-07-21 | ICU_demand | 777.69 | 826.05 | 858.98 | 854.76 | 874.87 | 933.94 | Surged Optimistic | Afghanistan | AFG | 2022-01-02 | v8 | TRUE
https://raw.githubusercontent.com/mrc-ide/global-lmic-reports/master/AFG/projections.csv | 2021-07-21 | hospital_incidence | 131.69 | 137.66 | 143.13 | 142.36 | 147.16 | 153.42 | Surged Optimistic | Afghanistan | AFG | 2022-01-02 | v8 | TRUE
https://raw.githubusercontent.com/mrc-ide/global-lmic-reports/master/AFG/projections.csv | 2021-07-21 | ICU_incidence | 40.29 | 42.11 | 43.78 | 43.55 | 45.02 | 46.92 | Surged Optimistic | Afghanistan | AFG | 2022-01-02 | v8 | TRUE
https://raw.githubusercontent.com/mrc-ide/global-lmic-reports/master/AFG/projections.csv | 2021-07-21 | prevalence | 108994.04 | 113396.13 | 118244.56 | 117746.49 | 121755.54 | 126339.98 | Surged Optimistic | Afghanistan | AFG | 2022-01-02 | v8 | TRUE
https://raw.githubusercontent.com/mrc-ide/global-lmic-reports/master/AFG/projections.csv | 2021-07-21 | cumulative_infections | 3164541.26 | 3234933.86 | 3300906.44 | 3305915.3 | 3359787.96 | 3523122.96 | Surged Optimistic | Afghanistan | AFG | 2022-01-02 | v8 | TRUE
https://raw.githubusercontent.com/mrc-ide/global-lmic-reports/master/AFG/projections.csv | 2021-07-21 | cumulative_deaths | 4826.15 | 4963.12 | 5059.79 | 5064.89 | 5145.97 | 5391.87 | Surged Optimistic | Afghanistan | AFG | 2022-01-02 | v8 | TRUE
https://raw.githubusercontent.com/mrc-ide/global-lmic-reports/master/AFG/projections.csv | 2021-07-21 | Rt | 0.68 | 0.72 | 0.74 | 0.73 | 0.75 | 0.78 | Surged Optimistic | Afghanistan | AFG | 2022-01-02 | v8 | TRUE
https://raw.githubusercontent.com/mrc-ide/global-lmic-reports/master/AFG/projections.csv | 2021-07-21 | Reff | 0.59 | 0.63 | 0.65 | 0.65 | 0.66 | 0.69 | Surged Optimistic | Afghanistan | AFG | 2022-01-02 | v8 | TRUE
https://raw.githubusercontent.com/mrc-ide/global-lmic-reports/master/AFG/projections.csv | 2021-07-21 | infections | 10896.8 | 11888.73 | 12464.5 | 12416.94 | 13035.66 | 13915.63 | Surged Pessimistic | Afghanistan | AFG | 2022-01-02 | v8 | TRUE
https://raw.githubusercontent.com/mrc-ide/global-lmic-reports/master/AFG/projections.csv | 2021-07-21 | deaths | 43.55 | 46.25 | 48.28 | 48.04 | 49.23 | 52.82 | Surged Pessimistic | Afghanistan | AFG | 2022-01-02 | v8 | TRUE
https://raw.githubusercontent.com/mrc-ide/global-lmic-reports/master/AFG/projections.csv | 2021-07-21 | hospital_demand | 1711.65 | 1814.71 | 1887.73 | 1879.95 | 1930.93 | 2052.35 | Surged Pessimistic | Afghanistan | AFG | 2022-01-02 | v8 | TRUE
https://raw.githubusercontent.com/mrc-ide/global-lmic-reports/master/AFG/projections.csv | 2021-07-21 | ICU_demand | 777.69 | 826.05 | 858.98 | 854.76 | 874.87 | 933.94 | Surged Pessimistic | Afghanistan | AFG | 2022-01-02 | v8 | TRUE
https://raw.githubusercontent.com/mrc-ide/global-lmic-reports/master/AFG/projections.csv | 2021-07-21 | hospital_incidence | 131.69 | 137.66 | 143.13 | 142.36 | 147.16 | 153.42 | Surged Pessimistic | Afghanistan | AFG | 2022-01-02 | v8 | TRUE
https://raw.githubusercontent.com/mrc-ide/global-lmic-reports/master/AFG/projections.csv | 2021-07-21 | ICU_incidence | 40.29 | 42.11 | 43.78 | 43.55 | 45.02 | 46.92 | Surged Pessimistic | Afghanistan | AFG | 2022-01-02 | v8 | TRUE
https://raw.githubusercontent.com/mrc-ide/global-lmic-reports/master/AFG/projections.csv | 2021-07-21 | prevalence | 108994.04 | 113396.13 | 118244.56 | 117746.49 | 121755.54 | 126339.98 | Surged Pessimistic | Afghanistan | AFG | 2022-01-02 | v8 | TRUE
https://raw.githubusercontent.com/mrc-ide/global-lmic-reports/master/AFG/projections.csv | 2021-07-21 | cumulative_infections | 3164541.26 | 3234933.86 | 3300906.44 | 3305915.3 | 3359787.96 | 3523122.96 | Surged Pessimistic | Afghanistan | AFG | 2022-01-02 | v8 | TRUE
https://raw.githubusercontent.com/mrc-ide/global-lmic-reports/master/AFG/projections.csv | 2021-07-21 | cumulative_deaths | 4826.15 | 4963.12 | 5059.79 | 5064.89 | 5145.97 | 5391.87 | Surged Pessimistic | Afghanistan | AFG | 2022-01-02 | v8 | TRUE
https://raw.githubusercontent.com/mrc-ide/global-lmic-reports/master/AFG/projections.csv | 2021-07-21 | Rt | 0.68 | 0.72 | 0.74 | 0.73 | 0.75 | 0.78 | Surged Pessimistic | Afghanistan | AFG | 2022-01-02 | v8 | TRUE
https://raw.githubusercontent.com/mrc-ide/global-lmic-reports/master/AFG/projections.csv | 2021-07-21 | Reff | 0.59 | 0.63 | 0.65 | 0.65 | 0.66 | 0.69 | Surged Pessimistic | Afghanistan | AFG | 2022-01-02 | v8 | TRUE
https://raw.githubusercontent.com/mrc-ide/global-lmic-reports/master/AFG/projections.csv | 2021-07-21 | infections | 10896.8 | 11888.73 | 12464.5 | 12416.94 | 13035.66 | 13915.63 | Surged Relax Interventions 50% | Afghanistan | AFG | 2022-01-02 | v8 | TRUE
https://raw.githubusercontent.com/mrc-ide/global-lmic-reports/master/AFG/projections.csv | 2021-07-21 | deaths | 43.55 | 46.25 | 48.28 | 48.04 | 49.23 | 52.82 | Surged Relax Interventions 50% | Afghanistan | AFG | 2022-01-02 | v8 | TRUE
https://raw.githubusercontent.com/mrc-ide/global-lmic-reports/master/AFG/projections.csv | 2021-07-21 | hospital_demand | 1711.65 | 1814.71 | 1887.73 | 1879.95 | 1930.93 | 2052.35 | Surged Relax Interventions 50% | Afghanistan | AFG | 2022-01-02 | v8 | TRUE
https://raw.githubusercontent.com/mrc-ide/global-lmic-reports/master/AFG/projections.csv | 2021-07-21 | ICU_demand | 777.69 | 826.05 | 858.98 | 854.76 | 874.87 | 933.94 | Surged Relax Interventions 50% | Afghanistan | AFG | 2022-01-02 | v8 | TRUE
https://raw.githubusercontent.com/mrc-ide/global-lmic-reports/master/AFG/projections.csv | 2021-07-21 | hospital_incidence | 131.69 | 137.66 | 143.13 | 142.36 | 147.16 | 153.42 | Surged Relax Interventions 50% | Afghanistan | AFG | 2022-01-02 | v8 | TRUE
https://raw.githubusercontent.com/mrc-ide/global-lmic-reports/master/AFG/projections.csv | 2021-07-21 | ICU_incidence | 40.29 | 42.11 | 43.78 | 43.55 | 45.02 | 46.92 | Surged Relax Interventions 50% | Afghanistan | AFG | 2022-01-02 | v8 | TRUE
https://raw.githubusercontent.com/mrc-ide/global-lmic-reports/master/AFG/projections.csv | 2021-07-21 | prevalence | 108994.04 | 113396.13 | 118244.56 | 117746.49 | 121755.54 | 126339.98 | Surged Relax Interventions 50% | Afghanistan | AFG | 2022-01-02 | v8 | TRUE
https://raw.githubusercontent.com/mrc-ide/global-lmic-reports/master/AFG/projections.csv | 2021-07-21 | cumulative_infections | 3164541.26 | 3234933.86 | 3300906.44 | 3305915.3 | 3359787.96 | 3523122.96 | Surged Relax Interventions 50% | Afghanistan | AFG | 2022-01-02 | v8 | TRUE
https://raw.githubusercontent.com/mrc-ide/global-lmic-reports/master/AFG/projections.csv | 2021-07-21 | cumulative_deaths | 4826.15 | 4963.12 | 5059.79 | 5064.89 | 5145.97 | 5391.87 | Surged Relax Interventions 50% | Afghanistan | AFG | 2022-01-02 | v8 | TRUE
https://raw.githubusercontent.com/mrc-ide/global-lmic-reports/master/AFG/projections.csv | 2021-07-21 | Rt | 0.68 | 0.72 | 0.74 | 0.73 | 0.75 | 0.78 | Surged Relax Interventions 50% | Afghanistan | AFG | 2022-01-02 | v8 | TRUE
https://raw.githubusercontent.com/mrc-ide/global-lmic-reports/master/AFG/projections.csv | 2021-07-21 | Reff | 0.59 | 0.63 | 0.65 | 0.65 | 0.66 | 0.69 | Surged Relax Interventions 50% | Afghanistan | AFG | 2022-01-02 | v8 | TRUE
https://raw.githubusercontent.com/mrc-ide/global-lmic-reports/master/AFG/projections.csv | 2021-07-22 | infections | 10676.3 | 11321.16 | 11839.5 | 11910.68 | 12479.42 | 13423.28 | Additional 50% Reduction | Afghanistan | AFG | 2022-01-02 | v8 | TRUE
https://raw.githubusercontent.com/mrc-ide/global-lmic-reports/master/AFG/projections.csv | 2021-07-22 | deaths | 41.27 | 44.21 | 45.57 | 45.73 | 47.59 | 50.75 | Additional 50% Reduction | Afghanistan | AFG | 2022-01-02 | v8 | TRUE
https://raw.githubusercontent.com/mrc-ide/global-lmic-reports/master/AFG/projections.csv | 2021-07-22 | hospital_demand | 1582.97 | 1673.94 | 1727.08 | 1723.99 | 1783.76 | 1882.59 | Additional 50% Reduction | Afghanistan | AFG | 2022-01-02 | v8 | TRUE
https://raw.githubusercontent.com/mrc-ide/global-lmic-reports/master/AFG/projections.csv | 2021-07-22 | ICU_demand | 313.55 | 316.71 | 317.91 | 318.17 | 320.19 | 323.61 | Additional 50% Reduction | Afghanistan | AFG | 2022-01-02 | v8 | TRUE
https://raw.githubusercontent.com/mrc-ide/global-lmic-reports/master/AFG/projections.csv | 2021-07-22 | hospital_incidence | 125.41 | 131.75 | 134.71 | 135.36 | 137.96 | 146.79 | Additional 50% Reduction | Afghanistan | AFG | 2022-01-02 | v8 | TRUE
https://raw.githubusercontent.com/mrc-ide/global-lmic-reports/master/AFG/projections.csv | 2021-07-22 | ICU_incidence | 38.34 | 40.28 | 41.17 | 41.37 | 42.16 | 44.84 | Additional 50% Reduction | Afghanistan | AFG | 2022-01-02 | v8 | TRUE
https://raw.githubusercontent.com/mrc-ide/global-lmic-reports/master/AFG/projections.csv | 2021-07-22 | prevalence | 101595.77 | 105718.98 | 109393.11 | 109856.46 | 114153.63 | 119250.81 | Additional 50% Reduction | Afghanistan | AFG | 2022-01-02 | v8 | TRUE
https://raw.githubusercontent.com/mrc-ide/global-lmic-reports/master/AFG/projections.csv | 2021-07-22 | cumulative_infections | 3105193.32 | 3257420.79 | 3340702.13 | 3339769.19 | 3428636.77 | 3634526.09 | Additional 50% Reduction | Afghanistan | AFG | 2022-01-02 | v8 | TRUE
https://raw.githubusercontent.com/mrc-ide/global-lmic-reports/master/AFG/projections.csv | 2021-07-22 | cumulative_deaths | 6049.37 | 6386.9 | 6575.13 | 6570.84 | 6768.99 | 7236.79 | Additional 50% Reduction | Afghanistan | AFG | 2022-01-02 | v8 | TRUE
https://raw.githubusercontent.com/mrc-ide/global-lmic-reports/master/AFG/projections.csv | 2021-07-22 | Rt | 0.64 | 0.69 | 0.71 | 0.71 | 0.74 | 0.79 | Additional 50% Reduction | Afghanistan | AFG | 2022-01-02 | v8 | TRUE
https://raw.githubusercontent.com/mrc-ide/global-lmic-reports/master/AFG/projections.csv | 2021-07-22 | Reff | 0.56 | 0.6 | 0.62 | 0.63 | 0.65 | 0.69 | Additional 50% Reduction | Afghanistan | AFG | 2022-01-02 | v8 | TRUE
https://raw.githubusercontent.com/mrc-ide/global-lmic-reports/master/AFG/projections.csv | 2021-07-22 | infections | 10676.3 | 11321.16 | 11839.5 | 11910.68 | 12479.42 | 13423.28 | Maintain Status Quo | Afghanistan | AFG | 2022-01-02 | v8 | TRUE
https://raw.githubusercontent.com/mrc-ide/global-lmic-reports/master/AFG/projections.csv | 2021-07-22 | deaths | 41.27 | 44.21 | 45.57 | 45.73 | 47.59 | 50.75 | Maintain Status Quo | Afghanistan | AFG | 2022-01-02 | v8 | TRUE
https://raw.githubusercontent.com/mrc-ide/global-lmic-reports/master/AFG/projections.csv | 2021-07-22 | hospital_demand | 1582.97 | 1673.94 | 1727.08 | 1723.99 | 1783.76 | 1882.59 | Maintain Status Quo | Afghanistan | AFG | 2022-01-02 | v8 | TRUE
https://raw.githubusercontent.com/mrc-ide/global-lmic-reports/master/AFG/projections.csv | 2021-07-22 | ICU_demand | 313.55 | 316.71 | 317.91 | 318.17 | 320.19 | 323.61 | Maintain Status Quo | Afghanistan | AFG | 2022-01-02 | v8 | TRUE
https://raw.githubusercontent.com/mrc-ide/global-lmic-reports/master/AFG/projections.csv | 2021-07-22 | hospital_incidence | 125.41 | 131.75 | 134.71 | 135.36 | 137.96 | 146.79 | Maintain Status Quo | Afghanistan | AFG | 2022-01-02 | v8 | TRUE
https://raw.githubusercontent.com/mrc-ide/global-lmic-reports/master/AFG/projections.csv | 2021-07-22 | ICU_incidence | 38.34 | 40.28 | 41.17 | 41.37 | 42.16 | 44.84 | Maintain Status Quo | Afghanistan | AFG | 2022-01-02 | v8 | TRUE
https://raw.githubusercontent.com/mrc-ide/global-lmic-reports/master/AFG/projections.csv | 2021-07-22 | prevalence | 101595.77 | 105718.98 | 109393.11 | 109856.46 | 114153.63 | 119250.81 | Maintain Status Quo | Afghanistan | AFG | 2022-01-02 | v8 | TRUE
https://raw.githubusercontent.com/mrc-ide/global-lmic-reports/master/AFG/projections.csv | 2021-07-22 | cumulative_infections | 3105193.32 | 3257420.79 | 3340702.13 | 3339769.19 | 3428636.77 | 3634526.09 | Maintain Status Quo | Afghanistan | AFG | 2022-01-02 | v8 | TRUE
https://raw.githubusercontent.com/mrc-ide/global-lmic-reports/master/AFG/projections.csv | 2021-07-22 | cumulative_deaths | 6049.37 | 6386.9 | 6575.13 | 6570.84 | 6768.99 | 7236.79 | Maintain Status Quo | Afghanistan | AFG | 2022-01-02 | v8 | TRUE
https://raw.githubusercontent.com/mrc-ide/global-lmic-reports/master/AFG/projections.csv | 2021-07-22 | Rt | 0.64 | 0.69 | 0.71 | 0.71 | 0.74 | 0.79 | Maintain Status Quo | Afghanistan | AFG | 2022-01-02 | v8 | TRUE
https://raw.githubusercontent.com/mrc-ide/global-lmic-reports/master/AFG/projections.csv | 2021-07-22 | Reff | 0.56 | 0.6 | 0.62 | 0.63 | 0.65 | 0.69 | Maintain Status Quo | Afghanistan | AFG | 2022-01-02 | v8 | TRUE
https://raw.githubusercontent.com/mrc-ide/global-lmic-reports/master/AFG/projections.csv | 2021-07-22 | infections | 10676.3 | 11321.16 | 11839.5 | 11910.68 | 12479.42 | 13423.28 | Optimistic | Afghanistan | AFG | 2022-01-02 | v8 | TRUE
https://raw.githubusercontent.com/mrc-ide/global-lmic-reports/master/AFG/projections.csv | 2021-07-22 | deaths | 41.27 | 44.21 | 45.57 | 45.73 | 47.59 | 50.75 | Optimistic | Afghanistan | AFG | 2022-01-02 | v8 | TRUE
https://raw.githubusercontent.com/mrc-ide/global-lmic-reports/master/AFG/projections.csv | 2021-07-22 | hospital_demand | 1582.97 | 1673.94 | 1727.08 | 1723.99 | 1783.76 | 1882.59 | Optimistic | Afghanistan | AFG | 2022-01-02 | v8 | TRUE
https://raw.githubusercontent.com/mrc-ide/global-lmic-reports/master/AFG/projections.csv | 2021-07-22 | ICU_demand | 313.55 | 316.71 | 317.91 | 318.17 | 320.19 | 323.61 | Optimistic | Afghanistan | AFG | 2022-01-02 | v8 | TRUE
https://raw.githubusercontent.com/mrc-ide/global-lmic-reports/master/AFG/projections.csv | 2021-07-22 | hospital_incidence | 125.41 | 131.75 | 134.71 | 135.36 | 137.96 | 146.79 | Optimistic | Afghanistan | AFG | 2022-01-02 | v8 | TRUE
https://raw.githubusercontent.com/mrc-ide/global-lmic-reports/master/AFG/projections.csv | 2021-07-22 | ICU_incidence | 38.34 | 40.28 | 41.17 | 41.37 | 42.16 | 44.84 | Optimistic | Afghanistan | AFG | 2022-01-02 | v8 | TRUE
https://raw.githubusercontent.com/mrc-ide/global-lmic-reports/master/AFG/projections.csv | 2021-07-22 | prevalence | 101595.77 | 105718.98 | 109393.11 | 109856.46 | 114153.63 | 119250.81 | Optimistic | Afghanistan | AFG | 2022-01-02 | v8 | TRUE
https://raw.githubusercontent.com/mrc-ide/global-lmic-reports/master/AFG/projections.csv | 2021-07-22 | cumulative_infections | 3105193.32 | 3257420.79 | 3340702.13 | 3339769.19 | 3428636.77 | 3634526.09 | Optimistic | Afghanistan | AFG | 2022-01-02 | v8 | TRUE
https://raw.githubusercontent.com/mrc-ide/global-lmic-reports/master/AFG/projections.csv | 2021-07-22 | cumulative_deaths | 6049.37 | 6386.9 | 6575.13 | 6570.84 | 6768.99 | 7236.79 | Optimistic | Afghanistan | AFG | 2022-01-02 | v8 | TRUE
https://raw.githubusercontent.com/mrc-ide/global-lmic-reports/master/AFG/projections.csv | 2021-07-22 | Rt | 0.64 | 0.69 | 0.71 | 0.71 | 0.74 | 0.79 | Optimistic | Afghanistan | AFG | 2022-01-02 | v8 | TRUE
https://raw.githubusercontent.com/mrc-ide/global-lmic-reports/master/AFG/projections.csv | 2021-07-22 | Reff | 0.56 | 0.6 | 0.62 | 0.63 | 0.65 | 0.69 | Optimistic | Afghanistan | AFG | 2022-01-02 | v8 | TRUE
https://raw.githubusercontent.com/mrc-ide/global-lmic-reports/master/AFG/projections.csv | 2021-07-22 | infections | 10676.3 | 11321.16 | 11839.5 | 11910.68 | 12479.42 | 13423.28 | Pessimistic | Afghanistan | AFG | 2022-01-02 | v8 | TRUE
https://raw.githubusercontent.com/mrc-ide/global-lmic-reports/master/AFG/projections.csv | 2021-07-22 | deaths | 41.27 | 44.21 | 45.57 | 45.73 | 47.59 | 50.75 | Pessimistic | Afghanistan | AFG | 2022-01-02 | v8 | TRUE
https://raw.githubusercontent.com/mrc-ide/global-lmic-reports/master/AFG/projections.csv | 2021-07-22 | hospital_demand | 1582.97 | 1673.94 | 1727.08 | 1723.99 | 1783.76 | 1882.59 | Pessimistic | Afghanistan | AFG | 2022-01-02 | v8 | TRUE
https://raw.githubusercontent.com/mrc-ide/global-lmic-reports/master/AFG/projections.csv | 2021-07-22 | ICU_demand | 313.55 | 316.71 | 317.91 | 318.17 | 320.19 | 323.61 | Pessimistic | Afghanistan | AFG | 2022-01-02 | v8 | TRUE
https://raw.githubusercontent.com/mrc-ide/global-lmic-reports/master/AFG/projections.csv | 2021-07-22 | hospital_incidence | 125.41 | 131.75 | 134.71 | 135.36 | 137.96 | 146.79 | Pessimistic | Afghanistan | AFG | 2022-01-02 | v8 | TRUE
https://raw.githubusercontent.com/mrc-ide/global-lmic-reports/master/AFG/projections.csv | 2021-07-22 | ICU_incidence | 38.34 | 40.28 | 41.17 | 41.37 | 42.16 | 44.84 | Pessimistic | Afghanistan | AFG | 2022-01-02 | v8 | TRUE
https://raw.githubusercontent.com/mrc-ide/global-lmic-reports/master/AFG/projections.csv | 2021-07-22 | prevalence | 101595.77 | 105718.98 | 109393.11 | 109856.46 | 114153.63 | 119250.81 | Pessimistic | Afghanistan | AFG | 2022-01-02 | v8 | TRUE
https://raw.githubusercontent.com/mrc-ide/global-lmic-reports/master/AFG/projections.csv | 2021-07-22 | cumulative_infections | 3105193.32 | 3257420.79 | 3340702.13 | 3339769.19 | 3428636.77 | 3634526.09 | Pessimistic | Afghanistan | AFG | 2022-01-02 | v8 | TRUE
https://raw.githubusercontent.com/mrc-ide/global-lmic-reports/master/AFG/projections.csv | 2021-07-22 | cumulative_deaths | 6049.37 | 6386.9 | 6575.13 | 6570.84 | 6768.99 | 7236.79 | Pessimistic | Afghanistan | AFG | 2022-01-02 | v8 | TRUE
https://raw.githubusercontent.com/mrc-ide/global-lmic-reports/master/AFG/projections.csv | 2021-07-22 | Rt | 0.64 | 0.69 | 0.71 | 0.71 | 0.74 | 0.79 | Pessimistic | Afghanistan | AFG | 2022-01-02 | v8 | TRUE
https://raw.githubusercontent.com/mrc-ide/global-lmic-reports/master/AFG/projections.csv | 2021-07-22 | Reff | 0.56 | 0.6 | 0.62 | 0.63 | 0.65 | 0.69 | Pessimistic | Afghanistan | AFG | 2022-01-02 | v8 | TRUE
https://raw.githubusercontent.com/mrc-ide/global-lmic-reports/master/AFG/projections.csv | 2021-07-22 | infections | 10676.3 | 11321.16 | 11839.5 | 11910.68 | 12479.42 | 13423.28 | Relax Interventions 50% | Afghanistan | AFG | 2022-01-02 | v8 | TRUE
https://raw.githubusercontent.com/mrc-ide/global-lmic-reports/master/AFG/projections.csv | 2021-07-22 | deaths | 41.27 | 44.21 | 45.57 | 45.73 | 47.59 | 50.75 | Relax Interventions 50% | Afghanistan | AFG | 2022-01-02 | v8 | TRUE
https://raw.githubusercontent.com/mrc-ide/global-lmic-reports/master/AFG/projections.csv | 2021-07-22 | hospital_demand | 1582.97 | 1673.94 | 1727.08 | 1723.99 | 1783.76 | 1882.59 | Relax Interventions 50% | Afghanistan | AFG | 2022-01-02 | v8 | TRUE
https://raw.githubusercontent.com/mrc-ide/global-lmic-reports/master/AFG/projections.csv | 2021-07-22 | ICU_demand | 313.55 | 316.71 | 317.91 | 318.17 | 320.19 | 323.61 | Relax Interventions 50% | Afghanistan | AFG | 2022-01-02 | v8 | TRUE
https://raw.githubusercontent.com/mrc-ide/global-lmic-reports/master/AFG/projections.csv | 2021-07-22 | hospital_incidence | 125.41 | 131.75 | 134.71 | 135.36 | 137.96 | 146.79 | Relax Interventions 50% | Afghanistan | AFG | 2022-01-02 | v8 | TRUE
https://raw.githubusercontent.com/mrc-ide/global-lmic-reports/master/AFG/projections.csv | 2021-07-22 | ICU_incidence | 38.34 | 40.28 | 41.17 | 41.37 | 42.16 | 44.84 | Relax Interventions 50% | Afghanistan | AFG | 2022-01-02 | v8 | TRUE
https://raw.githubusercontent.com/mrc-ide/global-lmic-reports/master/AFG/projections.csv | 2021-07-22 | prevalence | 101595.77 | 105718.98 | 109393.11 | 109856.46 | 114153.63 | 119250.81 | Relax Interventions 50% | Afghanistan | AFG | 2022-01-02 | v8 | TRUE
https://raw.githubusercontent.com/mrc-ide/global-lmic-reports/master/AFG/projections.csv | 2021-07-22 | cumulative_infections | 3105193.32 | 3257420.79 | 3340702.13 | 3339769.19 | 3428636.77 | 3634526.09 | Relax Interventions 50% | Afghanistan | AFG | 2022-01-02 | v8 | TRUE
https://raw.githubusercontent.com/mrc-ide/global-lmic-reports/master/AFG/projections.csv | 2021-07-22 | cumulative_deaths | 6049.37 | 6386.9 | 6575.13 | 6570.84 | 6768.99 | 7236.79 | Relax Interventions 50% | Afghanistan | AFG | 2022-01-02 | v8 | TRUE
https://raw.githubusercontent.com/mrc-ide/global-lmic-reports/master/AFG/projections.csv | 2021-07-22 | Rt | 0.64 | 0.69 | 0.71 | 0.71 | 0.74 | 0.79 | Relax Interventions 50% | Afghanistan | AFG | 2022-01-02 | v8 | TRUE
https://raw.githubusercontent.com/mrc-ide/global-lmic-reports/master/AFG/projections.csv | 2021-07-22 | Reff | 0.56 | 0.6 | 0.62 | 0.63 | 0.65 | 0.69 | Relax Interventions 50% | Afghanistan | AFG | 2022-01-02 | v8 | TRUE
https://raw.githubusercontent.com/mrc-ide/global-lmic-reports/master/AFG/projections.csv | 2021-07-22 | infections | 10633.3 | 11518.7 | 11988.56 | 12050.82 | 12652.78 | 13454.96 | Surged Additional 50% Reduction | Afghanistan | AFG | 2022-01-02 | v8 | TRUE
https://raw.githubusercontent.com/mrc-ide/global-lmic-reports/master/AFG/projections.csv | 2021-07-22 | deaths | 42.16 | 44.72 | 46.7 | 46.46 | 47.65 | 50.98 | Surged Additional 50% Reduction | Afghanistan | AFG | 2022-01-02 | v8 | TRUE
https://raw.githubusercontent.com/mrc-ide/global-lmic-reports/master/AFG/projections.csv | 2021-07-22 | hospital_demand | 1648.61 | 1746.84 | 1814.06 | 1807.42 | 1856.76 | 1966.26 | Surged Additional 50% Reduction | Afghanistan | AFG | 2022-01-02 | v8 | TRUE
https://raw.githubusercontent.com/mrc-ide/global-lmic-reports/master/AFG/projections.csv | 2021-07-22 | ICU_demand | 753.24 | 800.33 | 830.54 | 826.71 | 846.72 | 901.22 | Surged Additional 50% Reduction | Afghanistan | AFG | 2022-01-02 | v8 | TRUE
https://raw.githubusercontent.com/mrc-ide/global-lmic-reports/master/AFG/projections.csv | 2021-07-22 | hospital_incidence | 125.67 | 131.03 | 136.44 | 135.7 | 140.29 | 146.23 | Surged Additional 50% Reduction | Afghanistan | AFG | 2022-01-02 | v8 | TRUE
https://raw.githubusercontent.com/mrc-ide/global-lmic-reports/master/AFG/projections.csv | 2021-07-22 | ICU_incidence | 38.42 | 40.05 | 41.7 | 41.47 | 42.88 | 44.68 | Surged Additional 50% Reduction | Afghanistan | AFG | 2022-01-02 | v8 | TRUE
https://raw.githubusercontent.com/mrc-ide/global-lmic-reports/master/AFG/projections.csv | 2021-07-22 | prevalence | 102403.08 | 106792.69 | 111074.09 | 110979.86 | 114972.27 | 119087.3 | Surged Additional 50% Reduction | Afghanistan | AFG | 2022-01-02 | v8 | TRUE
https://raw.githubusercontent.com/mrc-ide/global-lmic-reports/master/AFG/projections.csv | 2021-07-22 | cumulative_infections | 3176717.67 | 3246665.32 | 3313553.04 | 3317966.13 | 3372159.07 | 3534308.27 | Surged Additional 50% Reduction | Afghanistan | AFG | 2022-01-02 | v8 | TRUE
https://raw.githubusercontent.com/mrc-ide/global-lmic-reports/master/AFG/projections.csv | 2021-07-22 | cumulative_deaths | 4871.72 | 5008.46 | 5107.04 | 5111.35 | 5193.05 | 5443.22 | Surged Additional 50% Reduction | Afghanistan | AFG | 2022-01-02 | v8 | TRUE
https://raw.githubusercontent.com/mrc-ide/global-lmic-reports/master/AFG/projections.csv | 2021-07-22 | Rt | 0.66 | 0.7 | 0.72 | 0.72 | 0.74 | 0.77 | Surged Additional 50% Reduction | Afghanistan | AFG | 2022-01-02 | v8 | TRUE
https://raw.githubusercontent.com/mrc-ide/global-lmic-reports/master/AFG/projections.csv | 2021-07-22 | Reff | 0.57 | 0.62 | 0.63 | 0.63 | 0.65 | 0.68 | Surged Additional 50% Reduction | Afghanistan | AFG | 2022-01-02 | v8 | TRUE
https://raw.githubusercontent.com/mrc-ide/global-lmic-reports/master/AFG/projections.csv | 2021-07-22 | infections | 10633.3 | 11518.7 | 11988.56 | 12050.82 | 12652.78 | 13454.96 | Surged Maintain Status Quo | Afghanistan | AFG | 2022-01-02 | v8 | TRUE
https://raw.githubusercontent.com/mrc-ide/global-lmic-reports/master/AFG/projections.csv | 2021-07-22 | deaths | 42.16 | 44.72 | 46.7 | 46.46 | 47.65 | 50.98 | Surged Maintain Status Quo | Afghanistan | AFG | 2022-01-02 | v8 | TRUE
https://raw.githubusercontent.com/mrc-ide/global-lmic-reports/master/AFG/projections.csv | 2021-07-22 | hospital_demand | 1648.61 | 1746.84 | 1814.06 | 1807.42 | 1856.76 | 1966.26 | Surged Maintain Status Quo | Afghanistan | AFG | 2022-01-02 | v8 | TRUE
https://raw.githubusercontent.com/mrc-ide/global-lmic-reports/master/AFG/projections.csv | 2021-07-22 | ICU_demand | 753.24 | 800.33 | 830.54 | 826.71 | 846.72 | 901.22 | Surged Maintain Status Quo | Afghanistan | AFG | 2022-01-02 | v8 | TRUE
https://raw.githubusercontent.com/mrc-ide/global-lmic-reports/master/AFG/projections.csv | 2021-07-22 | hospital_incidence | 125.67 | 131.03 | 136.44 | 135.7 | 140.29 | 146.23 | Surged Maintain Status Quo | Afghanistan | AFG | 2022-01-02 | v8 | TRUE
https://raw.githubusercontent.com/mrc-ide/global-lmic-reports/master/AFG/projections.csv | 2021-07-22 | ICU_incidence | 38.42 | 40.05 | 41.7 | 41.47 | 42.88 | 44.68 | Surged Maintain Status Quo | Afghanistan | AFG | 2022-01-02 | v8 | TRUE
https://raw.githubusercontent.com/mrc-ide/global-lmic-reports/master/AFG/projections.csv | 2021-07-22 | prevalence | 102403.08 | 106792.69 | 111074.09 | 110979.86 | 114972.27 | 119087.3 | Surged Maintain Status Quo | Afghanistan | AFG | 2022-01-02 | v8 | TRUE
https://raw.githubusercontent.com/mrc-ide/global-lmic-reports/master/AFG/projections.csv | 2021-07-22 | cumulative_infections | 3176717.67 | 3246665.32 | 3313553.04 | 3317966.13 | 3372159.07 | 3534308.27 | Surged Maintain Status Quo | Afghanistan | AFG | 2022-01-02 | v8 | TRUE
https://raw.githubusercontent.com/mrc-ide/global-lmic-reports/master/AFG/projections.csv | 2021-07-22 | cumulative_deaths | 4871.72 | 5008.46 | 5107.04 | 5111.35 | 5193.05 | 5443.22 | Surged Maintain Status Quo | Afghanistan | AFG | 2022-01-02 | v8 | TRUE
https://raw.githubusercontent.com/mrc-ide/global-lmic-reports/master/AFG/projections.csv | 2021-07-22 | Rt | 0.66 | 0.7 | 0.72 | 0.72 | 0.74 | 0.77 | Surged Maintain Status Quo | Afghanistan | AFG | 2022-01-02 | v8 | TRUE
https://raw.githubusercontent.com/mrc-ide/global-lmic-reports/master/AFG/projections.csv | 2021-07-22 | Reff | 0.57 | 0.62 | 0.63 | 0.63 | 0.65 | 0.68 | Surged Maintain Status Quo | Afghanistan | AFG | 2022-01-02 | v8 | TRUE
https://raw.githubusercontent.com/mrc-ide/global-lmic-reports/master/AFG/projections.csv | 2021-07-22 | infections | 10633.3 | 11518.7 | 11988.56 | 12050.82 | 12652.78 | 13454.96 | Surged Optimistic | Afghanistan | AFG | 2022-01-02 | v8 | TRUE
https://raw.githubusercontent.com/mrc-ide/global-lmic-reports/master/AFG/projections.csv | 2021-07-22 | deaths | 42.16 | 44.72 | 46.7 | 46.46 | 47.65 | 50.98 | Surged Optimistic | Afghanistan | AFG | 2022-01-02 | v8 | TRUE
https://raw.githubusercontent.com/mrc-ide/global-lmic-reports/master/AFG/projections.csv | 2021-07-22 | hospital_demand | 1648.61 | 1746.84 | 1814.06 | 1807.42 | 1856.76 | 1966.26 | Surged Optimistic | Afghanistan | AFG | 2022-01-02 | v8 | TRUE
https://raw.githubusercontent.com/mrc-ide/global-lmic-reports/master/AFG/projections.csv | 2021-07-22 | ICU_demand | 753.24 | 800.33 | 830.54 | 826.71 | 846.72 | 901.22 | Surged Optimistic | Afghanistan | AFG | 2022-01-02 | v8 | TRUE
https://raw.githubusercontent.com/mrc-ide/global-lmic-reports/master/AFG/projections.csv | 2021-07-22 | hospital_incidence | 125.67 | 131.03 | 136.44 | 135.7 | 140.29 | 146.23 | Surged Optimistic | Afghanistan | AFG | 2022-01-02 | v8 | TRUE
https://raw.githubusercontent.com/mrc-ide/global-lmic-reports/master/AFG/projections.csv | 2021-07-22 | ICU_incidence | 38.42 | 40.05 | 41.7 | 41.47 | 42.88 | 44.68 | Surged Optimistic | Afghanistan | AFG | 2022-01-02 | v8 | TRUE
https://raw.githubusercontent.com/mrc-ide/global-lmic-reports/master/AFG/projections.csv | 2021-07-22 | prevalence | 102403.08 | 106792.69 | 111074.09 | 110979.86 | 114972.27 | 119087.3 | Surged Optimistic | Afghanistan | AFG | 2022-01-02 | v8 | TRUE
https://raw.githubusercontent.com/mrc-ide/global-lmic-reports/master/AFG/projections.csv | 2021-07-22 | cumulative_infections | 3176717.67 | 3246665.32 | 3313553.04 | 3317966.13 | 3372159.07 | 3534308.27 | Surged Optimistic | Afghanistan | AFG | 2022-01-02 | v8 | TRUE
https://raw.githubusercontent.com/mrc-ide/global-lmic-reports/master/AFG/projections.csv | 2021-07-22 | cumulative_deaths | 4871.72 | 5008.46 | 5107.04 | 5111.35 | 5193.05 | 5443.22 | Surged Optimistic | Afghanistan | AFG | 2022-01-02 | v8 | TRUE
https://raw.githubusercontent.com/mrc-ide/global-lmic-reports/master/AFG/projections.csv | 2021-07-22 | Rt | 0.66 | 0.7 | 0.72 | 0.72 | 0.74 | 0.77 | Surged Optimistic | Afghanistan | AFG | 2022-01-02 | v8 | TRUE
https://raw.githubusercontent.com/mrc-ide/global-lmic-reports/master/AFG/projections.csv | 2021-07-22 | Reff | 0.57 | 0.62 | 0.63 | 0.63 | 0.65 | 0.68 | Surged Optimistic | Afghanistan | AFG | 2022-01-02 | v8 | TRUE
https://raw.githubusercontent.com/mrc-ide/global-lmic-reports/master/AFG/projections.csv | 2021-07-22 | infections | 10633.3 | 11518.7 | 11988.56 | 12050.82 | 12652.78 | 13454.96 | Surged Pessimistic | Afghanistan | AFG | 2022-01-02 | v8 | TRUE
https://raw.githubusercontent.com/mrc-ide/global-lmic-reports/master/AFG/projections.csv | 2021-07-22 | deaths | 42.16 | 44.72 | 46.7 | 46.46 | 47.65 | 50.98 | Surged Pessimistic | Afghanistan | AFG | 2022-01-02 | v8 | TRUE
https://raw.githubusercontent.com/mrc-ide/global-lmic-reports/master/AFG/projections.csv | 2021-07-22 | hospital_demand | 1648.61 | 1746.84 | 1814.06 | 1807.42 | 1856.76 | 1966.26 | Surged Pessimistic | Afghanistan | AFG | 2022-01-02 | v8 | TRUE
https://raw.githubusercontent.com/mrc-ide/global-lmic-reports/master/AFG/projections.csv | 2021-07-22 | ICU_demand | 753.24 | 800.33 | 830.54 | 826.71 | 846.72 | 901.22 | Surged Pessimistic | Afghanistan | AFG | 2022-01-02 | v8 | TRUE
https://raw.githubusercontent.com/mrc-ide/global-lmic-reports/master/AFG/projections.csv | 2021-07-22 | hospital_incidence | 125.67 | 131.03 | 136.44 | 135.7 | 140.29 | 146.23 | Surged Pessimistic | Afghanistan | AFG | 2022-01-02 | v8 | TRUE
https://raw.githubusercontent.com/mrc-ide/global-lmic-reports/master/AFG/projections.csv | 2021-07-22 | ICU_incidence | 38.42 | 40.05 | 41.7 | 41.47 | 42.88 | 44.68 | Surged Pessimistic | Afghanistan | AFG | 2022-01-02 | v8 | TRUE
https://raw.githubusercontent.com/mrc-ide/global-lmic-reports/master/AFG/projections.csv | 2021-07-22 | prevalence | 102403.08 | 106792.69 | 111074.09 | 110979.86 | 114972.27 | 119087.3 | Surged Pessimistic | Afghanistan | AFG | 2022-01-02 | v8 | TRUE
https://raw.githubusercontent.com/mrc-ide/global-lmic-reports/master/AFG/projections.csv | 2021-07-22 | cumulative_infections | 3176717.67 | 3246665.32 | 3313553.04 | 3317966.13 | 3372159.07 | 3534308.27 | Surged Pessimistic | Afghanistan | AFG | 2022-01-02 | v8 | TRUE
https://raw.githubusercontent.com/mrc-ide/global-lmic-reports/master/AFG/projections.csv | 2021-07-22 | cumulative_deaths | 4871.72 | 5008.46 | 5107.04 | 5111.35 | 5193.05 | 5443.22 | Surged Pessimistic | Afghanistan | AFG | 2022-01-02 | v8 | TRUE
https://raw.githubusercontent.com/mrc-ide/global-lmic-reports/master/AFG/projections.csv | 2021-07-22 | Rt | 0.66 | 0.7 | 0.72 | 0.72 | 0.74 | 0.77 | Surged Pessimistic | Afghanistan | AFG | 2022-01-02 | v8 | TRUE
https://raw.githubusercontent.com/mrc-ide/global-lmic-reports/master/AFG/projections.csv | 2021-07-22 | Reff | 0.57 | 0.62 | 0.63 | 0.63 | 0.65 | 0.68 | Surged Pessimistic | Afghanistan | AFG | 2022-01-02 | v8 | TRUE
https://raw.githubusercontent.com/mrc-ide/global-lmic-reports/master/AFG/projections.csv | 2021-07-22 | infections | 10633.3 | 11518.7 | 11988.56 | 12050.82 | 12652.78 | 13454.96 | Surged Relax Interventions 50% | Afghanistan | AFG | 2022-01-02 | v8 | TRUE
https://raw.githubusercontent.com/mrc-ide/global-lmic-reports/master/AFG/projections.csv | 2021-07-22 | deaths | 42.16 | 44.72 | 46.7 | 46.46 | 47.65 | 50.98 | Surged Relax Interventions 50% | Afghanistan | AFG | 2022-01-02 | v8 | TRUE
https://raw.githubusercontent.com/mrc-ide/global-lmic-reports/master/AFG/projections.csv | 2021-07-22 | hospital_demand | 1648.61 | 1746.84 | 1814.06 | 1807.42 | 1856.76 | 1966.26 | Surged Relax Interventions 50% | Afghanistan | AFG | 2022-01-02 | v8 | TRUE
https://raw.githubusercontent.com/mrc-ide/global-lmic-reports/master/AFG/projections.csv | 2021-07-22 | ICU_demand | 753.24 | 800.33 | 830.54 | 826.71 | 846.72 | 901.22 | Surged Relax Interventions 50% | Afghanistan | AFG | 2022-01-02 | v8 | TRUE
https://raw.githubusercontent.com/mrc-ide/global-lmic-reports/master/AFG/projections.csv | 2021-07-22 | hospital_incidence | 125.67 | 131.03 | 136.44 | 135.7 | 140.29 | 146.23 | Surged Relax Interventions 50% | Afghanistan | AFG | 2022-01-02 | v8 | TRUE
https://raw.githubusercontent.com/mrc-ide/global-lmic-reports/master/AFG/projections.csv | 2021-07-22 | ICU_incidence | 38.42 | 40.05 | 41.7 | 41.47 | 42.88 | 44.68 | Surged Relax Interventions 50% | Afghanistan | AFG | 2022-01-02 | v8 | TRUE
https://raw.githubusercontent.com/mrc-ide/global-lmic-reports/master/AFG/projections.csv | 2021-07-22 | prevalence | 102403.08 | 106792.69 | 111074.09 | 110979.86 | 114972.27 | 119087.3 | Surged Relax Interventions 50% | Afghanistan | AFG | 2022-01-02 | v8 | TRUE
https://raw.githubusercontent.com/mrc-ide/global-lmic-reports/master/AFG/projections.csv | 2021-07-22 | cumulative_infections | 3176717.67 | 3246665.32 | 3313553.04 | 3317966.13 | 3372159.07 | 3534308.27 | Surged Relax Interventions 50% | Afghanistan | AFG | 2022-01-02 | v8 | TRUE
https://raw.githubusercontent.com/mrc-ide/global-lmic-reports/master/AFG/projections.csv | 2021-07-22 | cumulative_deaths | 4871.72 | 5008.46 | 5107.04 | 5111.35 | 5193.05 | 5443.22 | Surged Relax Interventions 50% | Afghanistan | AFG | 2022-01-02 | v8 | TRUE
https://raw.githubusercontent.com/mrc-ide/global-lmic-reports/master/AFG/projections.csv | 2021-07-22 | Rt | 0.66 | 0.7 | 0.72 | 0.72 | 0.74 | 0.77 | Surged Relax Interventions 50% | Afghanistan | AFG | 2022-01-02 | v8 | TRUE
https://raw.githubusercontent.com/mrc-ide/global-lmic-reports/master/AFG/projections.csv | 2021-07-22 | Reff | 0.57 | 0.62 | 0.63 | 0.63 | 0.65 | 0.68 | Surged Relax Interventions 50% | Afghanistan | AFG | 2022-01-02 | v8 | TRUE
https://raw.githubusercontent.com/mrc-ide/global-lmic-reports/master/AFG/projections.csv | 2021-07-23 | infections | 9792.47 | 10473.02 | 10999.13 | 11076.48 | 11627.63 | 12662.77 | Additional 50% Reduction | Afghanistan | AFG | 2022-01-02 | v8 | TRUE
https://raw.githubusercontent.com/mrc-ide/global-lmic-reports/master/AFG/projections.csv | 2021-07-23 | deaths | 39.19 | 41.88 | 42.91 | 43.19 | 44.88 | 47.95 | Additional 50% Reduction | Afghanistan | AFG | 2022-01-02 | v8 | TRUE
https://raw.githubusercontent.com/mrc-ide/global-lmic-reports/master/AFG/projections.csv | 2021-07-23 | hospital_demand | 1518.69 | 1608.21 | 1654.42 | 1654.51 | 1710.81 | 1805.4 | Additional 50% Reduction | Afghanistan | AFG | 2022-01-02 | v8 | TRUE
https://raw.githubusercontent.com/mrc-ide/global-lmic-reports/master/AFG/projections.csv | 2021-07-23 | ICU_demand | 310.98 | 313.84 | 314.92 | 315.29 | 316.84 | 320.43 | Additional 50% Reduction | Afghanistan | AFG | 2022-01-02 | v8 | TRUE
https://raw.githubusercontent.com/mrc-ide/global-lmic-reports/master/AFG/projections.csv | 2021-07-23 | hospital_incidence | 119.34 | 125.4 | 128.61 | 128.76 | 131.38 | 139.6 | Additional 50% Reduction | Afghanistan | AFG | 2022-01-02 | v8 | TRUE
https://raw.githubusercontent.com/mrc-ide/global-lmic-reports/master/AFG/projections.csv | 2021-07-23 | ICU_incidence | 36.46 | 38.3 | 39.28 | 39.32 | 40.13 | 42.63 | Additional 50% Reduction | Afghanistan | AFG | 2022-01-02 | v8 | TRUE
https://raw.githubusercontent.com/mrc-ide/global-lmic-reports/master/AFG/projections.csv | 2021-07-23 | prevalence | 95136.94 | 99197.4 | 102962.97 | 103131.83 | 107410.32 | 111834.6 | Additional 50% Reduction | Afghanistan | AFG | 2022-01-02 | v8 | TRUE
https://raw.githubusercontent.com/mrc-ide/global-lmic-reports/master/AFG/projections.csv | 2021-07-23 | cumulative_infections | 3115260.48 | 3268447.79 | 3352961.33 | 3350845.66 | 3440025.04 | 3645630.63 | Additional 50% Reduction | Afghanistan | AFG | 2022-01-02 | v8 | TRUE
https://raw.githubusercontent.com/mrc-ide/global-lmic-reports/master/AFG/projections.csv | 2021-07-23 | cumulative_deaths | 6089.59 | 6429.56 | 6617.55 | 6614.02 | 6814.07 | 7282.89 | Additional 50% Reduction | Afghanistan | AFG | 2022-01-02 | v8 | TRUE
https://raw.githubusercontent.com/mrc-ide/global-lmic-reports/master/AFG/projections.csv | 2021-07-23 | Rt | 0.75 | 0.77 | 0.79 | 0.79 | 0.8 | 0.85 | Additional 50% Reduction | Afghanistan | AFG | 2022-01-02 | v8 | TRUE
https://raw.githubusercontent.com/mrc-ide/global-lmic-reports/master/AFG/projections.csv | 2021-07-23 | Reff | 0.65 | 0.68 | 0.69 | 0.69 | 0.7 | 0.74 | Additional 50% Reduction | Afghanistan | AFG | 2022-01-02 | v8 | TRUE
https://raw.githubusercontent.com/mrc-ide/global-lmic-reports/master/AFG/projections.csv | 2021-07-23 | infections | 9792.47 | 10473.02 | 10999.13 | 11076.48 | 11627.63 | 12662.77 | Maintain Status Quo | Afghanistan | AFG | 2022-01-02 | v8 | TRUE
https://raw.githubusercontent.com/mrc-ide/global-lmic-reports/master/AFG/projections.csv | 2021-07-23 | deaths | 39.19 | 41.88 | 42.91 | 43.19 | 44.88 | 47.95 | Maintain Status Quo | Afghanistan | AFG | 2022-01-02 | v8 | TRUE
https://raw.githubusercontent.com/mrc-ide/global-lmic-reports/master/AFG/projections.csv | 2021-07-23 | hospital_demand | 1518.69 | 1608.21 | 1654.42 | 1654.51 | 1710.81 | 1805.4 | Maintain Status Quo | Afghanistan | AFG | 2022-01-02 | v8 | TRUE
https://raw.githubusercontent.com/mrc-ide/global-lmic-reports/master/AFG/projections.csv | 2021-07-23 | ICU_demand | 310.98 | 313.84 | 314.92 | 315.29 | 316.84 | 320.43 | Maintain Status Quo | Afghanistan | AFG | 2022-01-02 | v8 | TRUE
https://raw.githubusercontent.com/mrc-ide/global-lmic-reports/master/AFG/projections.csv | 2021-07-23 | hospital_incidence | 119.34 | 125.4 | 128.61 | 128.76 | 131.38 | 139.6 | Maintain Status Quo | Afghanistan | AFG | 2022-01-02 | v8 | TRUE
https://raw.githubusercontent.com/mrc-ide/global-lmic-reports/master/AFG/projections.csv | 2021-07-23 | ICU_incidence | 36.46 | 38.3 | 39.28 | 39.32 | 40.13 | 42.63 | Maintain Status Quo | Afghanistan | AFG | 2022-01-02 | v8 | TRUE
https://raw.githubusercontent.com/mrc-ide/global-lmic-reports/master/AFG/projections.csv | 2021-07-23 | prevalence | 95136.94 | 99197.4 | 102962.97 | 103131.83 | 107410.32 | 111834.6 | Maintain Status Quo | Afghanistan | AFG | 2022-01-02 | v8 | TRUE
https://raw.githubusercontent.com/mrc-ide/global-lmic-reports/master/AFG/projections.csv | 2021-07-23 | cumulative_infections | 3115260.48 | 3268447.79 | 3352961.33 | 3350845.66 | 3440025.04 | 3645630.63 | Maintain Status Quo | Afghanistan | AFG | 2022-01-02 | v8 | TRUE
https://raw.githubusercontent.com/mrc-ide/global-lmic-reports/master/AFG/projections.csv | 2021-07-23 | cumulative_deaths | 6089.59 | 6429.56 | 6617.55 | 6614.02 | 6814.07 | 7282.89 | Maintain Status Quo | Afghanistan | AFG | 2022-01-02 | v8 | TRUE
https://raw.githubusercontent.com/mrc-ide/global-lmic-reports/master/AFG/projections.csv | 2021-07-23 | Rt | 0.75 | 0.77 | 0.79 | 0.79 | 0.8 | 0.85 | Maintain Status Quo | Afghanistan | AFG | 2022-01-02 | v8 | TRUE
https://raw.githubusercontent.com/mrc-ide/global-lmic-reports/master/AFG/projections.csv | 2021-07-23 | Reff | 0.65 | 0.68 | 0.69 | 0.69 | 0.7 | 0.74 | Maintain Status Quo | Afghanistan | AFG | 2022-01-02 | v8 | TRUE
https://raw.githubusercontent.com/mrc-ide/global-lmic-reports/master/AFG/projections.csv | 2021-07-23 | infections | 9792.47 | 10473.02 | 10999.13 | 11076.48 | 11627.63 | 12662.77 | Optimistic | Afghanistan | AFG | 2022-01-02 | v8 | TRUE
https://raw.githubusercontent.com/mrc-ide/global-lmic-reports/master/AFG/projections.csv | 2021-07-23 | deaths | 39.19 | 41.88 | 42.91 | 43.19 | 44.88 | 47.95 | Optimistic | Afghanistan | AFG | 2022-01-02 | v8 | TRUE
https://raw.githubusercontent.com/mrc-ide/global-lmic-reports/master/AFG/projections.csv | 2021-07-23 | hospital_demand | 1518.69 | 1608.21 | 1654.42 | 1654.51 | 1710.81 | 1805.4 | Optimistic | Afghanistan | AFG | 2022-01-02 | v8 | TRUE
https://raw.githubusercontent.com/mrc-ide/global-lmic-reports/master/AFG/projections.csv | 2021-07-23 | ICU_demand | 310.98 | 313.84 | 314.92 | 315.29 | 316.84 | 320.43 | Optimistic | Afghanistan | AFG | 2022-01-02 | v8 | TRUE
https://raw.githubusercontent.com/mrc-ide/global-lmic-reports/master/AFG/projections.csv | 2021-07-23 | hospital_incidence | 119.34 | 125.4 | 128.61 | 128.76 | 131.38 | 139.6 | Optimistic | Afghanistan | AFG | 2022-01-02 | v8 | TRUE
https://raw.githubusercontent.com/mrc-ide/global-lmic-reports/master/AFG/projections.csv | 2021-07-23 | ICU_incidence | 36.46 | 38.3 | 39.28 | 39.32 | 40.13 | 42.63 | Optimistic | Afghanistan | AFG | 2022-01-02 | v8 | TRUE
https://raw.githubusercontent.com/mrc-ide/global-lmic-reports/master/AFG/projections.csv | 2021-07-23 | prevalence | 95136.94 | 99197.4 | 102962.97 | 103131.83 | 107410.32 | 111834.6 | Optimistic | Afghanistan | AFG | 2022-01-02 | v8 | TRUE
https://raw.githubusercontent.com/mrc-ide/global-lmic-reports/master/AFG/projections.csv | 2021-07-23 | cumulative_infections | 3115260.48 | 3268447.79 | 3352961.33 | 3350845.66 | 3440025.04 | 3645630.63 | Optimistic | Afghanistan | AFG | 2022-01-02 | v8 | TRUE
https://raw.githubusercontent.com/mrc-ide/global-lmic-reports/master/AFG/projections.csv | 2021-07-23 | cumulative_deaths | 6089.59 | 6429.56 | 6617.55 | 6614.02 | 6814.07 | 7282.89 | Optimistic | Afghanistan | AFG | 2022-01-02 | v8 | TRUE
https://raw.githubusercontent.com/mrc-ide/global-lmic-reports/master/AFG/projections.csv | 2021-07-23 | Rt | 0.75 | 0.77 | 0.79 | 0.79 | 0.8 | 0.85 | Optimistic | Afghanistan | AFG | 2022-01-02 | v8 | TRUE
https://raw.githubusercontent.com/mrc-ide/global-lmic-reports/master/AFG/projections.csv | 2021-07-23 | Reff | 0.65 | 0.68 | 0.69 | 0.69 | 0.7 | 0.74 | Optimistic | Afghanistan | AFG | 2022-01-02 | v8 | TRUE
https://raw.githubusercontent.com/mrc-ide/global-lmic-reports/master/AFG/projections.csv | 2021-07-23 | infections | 9792.47 | 10473.02 | 10999.13 | 11076.48 | 11627.63 | 12662.77 | Pessimistic | Afghanistan | AFG | 2022-01-02 | v8 | TRUE
https://raw.githubusercontent.com/mrc-ide/global-lmic-reports/master/AFG/projections.csv | 2021-07-23 | deaths | 39.19 | 41.88 | 42.91 | 43.19 | 44.88 | 47.95 | Pessimistic | Afghanistan | AFG | 2022-01-02 | v8 | TRUE
https://raw.githubusercontent.com/mrc-ide/global-lmic-reports/master/AFG/projections.csv | 2021-07-23 | hospital_demand | 1518.69 | 1608.21 | 1654.42 | 1654.51 | 1710.81 | 1805.4 | Pessimistic | Afghanistan | AFG | 2022-01-02 | v8 | TRUE
https://raw.githubusercontent.com/mrc-ide/global-lmic-reports/master/AFG/projections.csv | 2021-07-23 | ICU_demand | 310.98 | 313.84 | 314.92 | 315.29 | 316.84 | 320.43 | Pessimistic | Afghanistan | AFG | 2022-01-02 | v8 | TRUE
https://raw.githubusercontent.com/mrc-ide/global-lmic-reports/master/AFG/projections.csv | 2021-07-23 | hospital_incidence | 119.34 | 125.4 | 128.61 | 128.76 | 131.38 | 139.6 | Pessimistic | Afghanistan | AFG | 2022-01-02 | v8 | TRUE
https://raw.githubusercontent.com/mrc-ide/global-lmic-reports/master/AFG/projections.csv | 2021-07-23 | ICU_incidence | 36.46 | 38.3 | 39.28 | 39.32 | 40.13 | 42.63 | Pessimistic | Afghanistan | AFG | 2022-01-02 | v8 | TRUE
https://raw.githubusercontent.com/mrc-ide/global-lmic-reports/master/AFG/projections.csv | 2021-07-23 | prevalence | 95136.94 | 99197.4 | 102962.97 | 103131.83 | 107410.32 | 111834.6 | Pessimistic | Afghanistan | AFG | 2022-01-02 | v8 | TRUE
https://raw.githubusercontent.com/mrc-ide/global-lmic-reports/master/AFG/projections.csv | 2021-07-23 | cumulative_infections | 3115260.48 | 3268447.79 | 3352961.33 | 3350845.66 | 3440025.04 | 3645630.63 | Pessimistic | Afghanistan | AFG | 2022-01-02 | v8 | TRUE
https://raw.githubusercontent.com/mrc-ide/global-lmic-reports/master/AFG/projections.csv | 2021-07-23 | cumulative_deaths | 6089.59 | 6429.56 | 6617.55 | 6614.02 | 6814.07 | 7282.89 | Pessimistic | Afghanistan | AFG | 2022-01-02 | v8 | TRUE
https://raw.githubusercontent.com/mrc-ide/global-lmic-reports/master/AFG/projections.csv | 2021-07-23 | Rt | 0.75 | 0.77 | 0.79 | 0.79 | 0.8 | 0.85 | Pessimistic | Afghanistan | AFG | 2022-01-02 | v8 | TRUE
https://raw.githubusercontent.com/mrc-ide/global-lmic-reports/master/AFG/projections.csv | 2021-07-23 | Reff | 0.65 | 0.68 | 0.69 | 0.69 | 0.7 | 0.74 | Pessimistic | Afghanistan | AFG | 2022-01-02 | v8 | TRUE
https://raw.githubusercontent.com/mrc-ide/global-lmic-reports/master/AFG/projections.csv | 2021-07-23 | infections | 9792.47 | 10473.02 | 10999.13 | 11076.48 | 11627.63 | 12662.77 | Relax Interventions 50% | Afghanistan | AFG | 2022-01-02 | v8 | TRUE
https://raw.githubusercontent.com/mrc-ide/global-lmic-reports/master/AFG/projections.csv | 2021-07-23 | deaths | 39.19 | 41.88 | 42.91 | 43.19 | 44.88 | 47.95 | Relax Interventions 50% | Afghanistan | AFG | 2022-01-02 | v8 | TRUE
https://raw.githubusercontent.com/mrc-ide/global-lmic-reports/master/AFG/projections.csv | 2021-07-23 | hospital_demand | 1518.69 | 1608.21 | 1654.42 | 1654.51 | 1710.81 | 1805.4 | Relax Interventions 50% | Afghanistan | AFG | 2022-01-02 | v8 | TRUE
https://raw.githubusercontent.com/mrc-ide/global-lmic-reports/master/AFG/projections.csv | 2021-07-23 | ICU_demand | 310.98 | 313.84 | 314.92 | 315.29 | 316.84 | 320.43 | Relax Interventions 50% | Afghanistan | AFG | 2022-01-02 | v8 | TRUE
https://raw.githubusercontent.com/mrc-ide/global-lmic-reports/master/AFG/projections.csv | 2021-07-23 | hospital_incidence | 119.34 | 125.4 | 128.61 | 128.76 | 131.38 | 139.6 | Relax Interventions 50% | Afghanistan | AFG | 2022-01-02 | v8 | TRUE
https://raw.githubusercontent.com/mrc-ide/global-lmic-reports/master/AFG/projections.csv | 2021-07-23 | ICU_incidence | 36.46 | 38.3 | 39.28 | 39.32 | 40.13 | 42.63 | Relax Interventions 50% | Afghanistan | AFG | 2022-01-02 | v8 | TRUE
https://raw.githubusercontent.com/mrc-ide/global-lmic-reports/master/AFG/projections.csv | 2021-07-23 | prevalence | 95136.94 | 99197.4 | 102962.97 | 103131.83 | 107410.32 | 111834.6 | Relax Interventions 50% | Afghanistan | AFG | 2022-01-02 | v8 | TRUE
https://raw.githubusercontent.com/mrc-ide/global-lmic-reports/master/AFG/projections.csv | 2021-07-23 | cumulative_infections | 3115260.48 | 3268447.79 | 3352961.33 | 3350845.66 | 3440025.04 | 3645630.63 | Relax Interventions 50% | Afghanistan | AFG | 2022-01-02 | v8 | TRUE
https://raw.githubusercontent.com/mrc-ide/global-lmic-reports/master/AFG/projections.csv | 2021-07-23 | cumulative_deaths | 6089.59 | 6429.56 | 6617.55 | 6614.02 | 6814.07 | 7282.89 | Relax Interventions 50% | Afghanistan | AFG | 2022-01-02 | v8 | TRUE
https://raw.githubusercontent.com/mrc-ide/global-lmic-reports/master/AFG/projections.csv | 2021-07-23 | Rt | 0.75 | 0.77 | 0.79 | 0.79 | 0.8 | 0.85 | Relax Interventions 50% | Afghanistan | AFG | 2022-01-02 | v8 | TRUE
https://raw.githubusercontent.com/mrc-ide/global-lmic-reports/master/AFG/projections.csv | 2021-07-23 | Reff | 0.65 | 0.68 | 0.69 | 0.69 | 0.7 | 0.74 | Relax Interventions 50% | Afghanistan | AFG | 2022-01-02 | v8 | TRUE
https://raw.githubusercontent.com/mrc-ide/global-lmic-reports/master/AFG/projections.csv | 2021-07-23 | infections | 9777 | 10743.97 | 11154.34 | 11228.81 | 11826.11 | 12684.89 | Surged Additional 50% Reduction | Afghanistan | AFG | 2022-01-02 | v8 | TRUE
https://raw.githubusercontent.com/mrc-ide/global-lmic-reports/master/AFG/projections.csv | 2021-07-23 | deaths | 40.77 | 43.23 | 45.05 | 44.86 | 46 | 49.11 | Surged Additional 50% Reduction | Afghanistan | AFG | 2022-01-02 | v8 | TRUE
https://raw.githubusercontent.com/mrc-ide/global-lmic-reports/master/AFG/projections.csv | 2021-07-23 | hospital_demand | 1586.61 | 1678.62 | 1743.16 | 1735.92 | 1784.51 | 1881.41 | Surged Additional 50% Reduction | Afghanistan | AFG | 2022-01-02 | v8 | TRUE
https://raw.githubusercontent.com/mrc-ide/global-lmic-reports/master/AFG/projections.csv | 2021-07-23 | ICU_demand | 728.63 | 774.39 | 801.85 | 798.6 | 818.36 | 868.41 | Surged Additional 50% Reduction | Afghanistan | AFG | 2022-01-02 | v8 | TRUE
https://raw.githubusercontent.com/mrc-ide/global-lmic-reports/master/AFG/projections.csv | 2021-07-23 | hospital_incidence | 119.66 | 124.85 | 129.68 | 129.13 | 132.83 | 139.09 | Surged Additional 50% Reduction | Afghanistan | AFG | 2022-01-02 | v8 | TRUE
https://raw.githubusercontent.com/mrc-ide/global-lmic-reports/master/AFG/projections.csv | 2021-07-23 | ICU_incidence | 36.55 | 38.13 | 39.6 | 39.44 | 40.56 | 42.47 | Surged Additional 50% Reduction | Afghanistan | AFG | 2022-01-02 | v8 | TRUE
https://raw.githubusercontent.com/mrc-ide/global-lmic-reports/master/AFG/projections.csv | 2021-07-23 | prevalence | 95600.78 | 100380.15 | 104200.88 | 104318.65 | 108087.08 | 112691.82 | Surged Additional 50% Reduction | Afghanistan | AFG | 2022-01-02 | v8 | TRUE
https://raw.githubusercontent.com/mrc-ide/global-lmic-reports/master/AFG/projections.csv | 2021-07-23 | cumulative_infections | 3188122.14 | 3257644.26 | 3325183.34 | 3329194.94 | 3383856.87 | 3544576.67 | Surged Additional 50% Reduction | Afghanistan | AFG | 2022-01-02 | v8 | TRUE
https://raw.githubusercontent.com/mrc-ide/global-lmic-reports/master/AFG/projections.csv | 2021-07-23 | cumulative_deaths | 4915.82 | 5052.33 | 5152.6 | 5156.21 | 5238.65 | 5492.71 | Surged Additional 50% Reduction | Afghanistan | AFG | 2022-01-02 | v8 | TRUE
https://raw.githubusercontent.com/mrc-ide/global-lmic-reports/master/AFG/projections.csv | 2021-07-23 | Rt | 0.76 | 0.77 | 0.79 | 0.79 | 0.81 | 0.83 | Surged Additional 50% Reduction | Afghanistan | AFG | 2022-01-02 | v8 | TRUE
https://raw.githubusercontent.com/mrc-ide/global-lmic-reports/master/AFG/projections.csv | 2021-07-23 | Reff | 0.66 | 0.68 | 0.7 | 0.7 | 0.71 | 0.73 | Surged Additional 50% Reduction | Afghanistan | AFG | 2022-01-02 | v8 | TRUE
https://raw.githubusercontent.com/mrc-ide/global-lmic-reports/master/AFG/projections.csv | 2021-07-23 | infections | 9777 | 10743.97 | 11154.34 | 11228.81 | 11826.11 | 12684.89 | Surged Maintain Status Quo | Afghanistan | AFG | 2022-01-02 | v8 | TRUE
https://raw.githubusercontent.com/mrc-ide/global-lmic-reports/master/AFG/projections.csv | 2021-07-23 | deaths | 40.77 | 43.23 | 45.05 | 44.86 | 46 | 49.11 | Surged Maintain Status Quo | Afghanistan | AFG | 2022-01-02 | v8 | TRUE
https://raw.githubusercontent.com/mrc-ide/global-lmic-reports/master/AFG/projections.csv | 2021-07-23 | hospital_demand | 1586.61 | 1678.62 | 1743.16 | 1735.92 | 1784.51 | 1881.41 | Surged Maintain Status Quo | Afghanistan | AFG | 2022-01-02 | v8 | TRUE
https://raw.githubusercontent.com/mrc-ide/global-lmic-reports/master/AFG/projections.csv | 2021-07-23 | ICU_demand | 728.63 | 774.39 | 801.85 | 798.6 | 818.36 | 868.41 | Surged Maintain Status Quo | Afghanistan | AFG | 2022-01-02 | v8 | TRUE
https://raw.githubusercontent.com/mrc-ide/global-lmic-reports/master/AFG/projections.csv | 2021-07-23 | hospital_incidence | 119.66 | 124.85 | 129.68 | 129.13 | 132.83 | 139.09 | Surged Maintain Status Quo | Afghanistan | AFG | 2022-01-02 | v8 | TRUE
https://raw.githubusercontent.com/mrc-ide/global-lmic-reports/master/AFG/projections.csv | 2021-07-23 | ICU_incidence | 36.55 | 38.13 | 39.6 | 39.44 | 40.56 | 42.47 | Surged Maintain Status Quo | Afghanistan | AFG | 2022-01-02 | v8 | TRUE
https://raw.githubusercontent.com/mrc-ide/global-lmic-reports/master/AFG/projections.csv | 2021-07-23 | prevalence | 95600.78 | 100380.15 | 104200.88 | 104318.65 | 108087.08 | 112691.82 | Surged Maintain Status Quo | Afghanistan | AFG | 2022-01-02 | v8 | TRUE
https://raw.githubusercontent.com/mrc-ide/global-lmic-reports/master/AFG/projections.csv | 2021-07-23 | cumulative_infections | 3188122.14 | 3257644.26 | 3325183.34 | 3329194.94 | 3383856.87 | 3544576.67 | Surged Maintain Status Quo | Afghanistan | AFG | 2022-01-02 | v8 | TRUE
https://raw.githubusercontent.com/mrc-ide/global-lmic-reports/master/AFG/projections.csv | 2021-07-23 | cumulative_deaths | 4915.82 | 5052.33 | 5152.6 | 5156.21 | 5238.65 | 5492.71 | Surged Maintain Status Quo | Afghanistan | AFG | 2022-01-02 | v8 | TRUE
https://raw.githubusercontent.com/mrc-ide/global-lmic-reports/master/AFG/projections.csv | 2021-07-23 | Rt | 0.76 | 0.77 | 0.79 | 0.79 | 0.81 | 0.83 | Surged Maintain Status Quo | Afghanistan | AFG | 2022-01-02 | v8 | TRUE
https://raw.githubusercontent.com/mrc-ide/global-lmic-reports/master/AFG/projections.csv | 2021-07-23 | Reff | 0.66 | 0.68 | 0.7 | 0.7 | 0.71 | 0.73 | Surged Maintain Status Quo | Afghanistan | AFG | 2022-01-02 | v8 | TRUE
https://raw.githubusercontent.com/mrc-ide/global-lmic-reports/master/AFG/projections.csv | 2021-07-23 | infections | 9777 | 10743.97 | 11154.34 | 11228.81 | 11826.11 | 12684.89 | Surged Optimistic | Afghanistan | AFG | 2022-01-02 | v8 | TRUE
https://raw.githubusercontent.com/mrc-ide/global-lmic-reports/master/AFG/projections.csv | 2021-07-23 | deaths | 40.77 | 43.23 | 45.05 | 44.86 | 46 | 49.11 | Surged Optimistic | Afghanistan | AFG | 2022-01-02 | v8 | TRUE
https://raw.githubusercontent.com/mrc-ide/global-lmic-reports/master/AFG/projections.csv | 2021-07-23 | hospital_demand | 1586.61 | 1678.62 | 1743.16 | 1735.92 | 1784.51 | 1881.41 | Surged Optimistic | Afghanistan | AFG | 2022-01-02 | v8 | TRUE
https://raw.githubusercontent.com/mrc-ide/global-lmic-reports/master/AFG/projections.csv | 2021-07-23 | ICU_demand | 728.63 | 774.39 | 801.85 | 798.6 | 818.36 | 868.41 | Surged Optimistic | Afghanistan | AFG | 2022-01-02 | v8 | TRUE
https://raw.githubusercontent.com/mrc-ide/global-lmic-reports/master/AFG/projections.csv | 2021-07-23 | hospital_incidence | 119.66 | 124.85 | 129.68 | 129.13 | 132.83 | 139.09 | Surged Optimistic | Afghanistan | AFG | 2022-01-02 | v8 | TRUE
https://raw.githubusercontent.com/mrc-ide/global-lmic-reports/master/AFG/projections.csv | 2021-07-23 | ICU_incidence | 36.55 | 38.13 | 39.6 | 39.44 | 40.56 | 42.47 | Surged Optimistic | Afghanistan | AFG | 2022-01-02 | v8 | TRUE
https://raw.githubusercontent.com/mrc-ide/global-lmic-reports/master/AFG/projections.csv | 2021-07-23 | prevalence | 95600.78 | 100380.15 | 104200.88 | 104318.65 | 108087.08 | 112691.82 | Surged Optimistic | Afghanistan | AFG | 2022-01-02 | v8 | TRUE
https://raw.githubusercontent.com/mrc-ide/global-lmic-reports/master/AFG/projections.csv | 2021-07-23 | cumulative_infections | 3188122.14 | 3257644.26 | 3325183.34 | 3329194.94 | 3383856.87 | 3544576.67 | Surged Optimistic | Afghanistan | AFG | 2022-01-02 | v8 | TRUE
https://raw.githubusercontent.com/mrc-ide/global-lmic-reports/master/AFG/projections.csv | 2021-07-23 | cumulative_deaths | 4915.82 | 5052.33 | 5152.6 | 5156.21 | 5238.65 | 5492.71 | Surged Optimistic | Afghanistan | AFG | 2022-01-02 | v8 | TRUE
https://raw.githubusercontent.com/mrc-ide/global-lmic-reports/master/AFG/projections.csv | 2021-07-23 | Rt | 0.76 | 0.77 | 0.79 | 0.79 | 0.81 | 0.83 | Surged Optimistic | Afghanistan | AFG | 2022-01-02 | v8 | TRUE
https://raw.githubusercontent.com/mrc-ide/global-lmic-reports/master/AFG/projections.csv | 2021-07-23 | Reff | 0.66 | 0.68 | 0.7 | 0.7 | 0.71 | 0.73 | Surged Optimistic | Afghanistan | AFG | 2022-01-02 | v8 | TRUE
https://raw.githubusercontent.com/mrc-ide/global-lmic-reports/master/AFG/projections.csv | 2021-07-23 | infections | 9777 | 10743.97 | 11154.34 | 11228.81 | 11826.11 | 12684.89 | Surged Pessimistic | Afghanistan | AFG | 2022-01-02 | v8 | TRUE
https://raw.githubusercontent.com/mrc-ide/global-lmic-reports/master/AFG/projections.csv | 2021-07-23 | deaths | 40.77 | 43.23 | 45.05 | 44.86 | 46 | 49.11 | Surged Pessimistic | Afghanistan | AFG | 2022-01-02 | v8 | TRUE
https://raw.githubusercontent.com/mrc-ide/global-lmic-reports/master/AFG/projections.csv | 2021-07-23 | hospital_demand | 1586.61 | 1678.62 | 1743.16 | 1735.92 | 1784.51 | 1881.41 | Surged Pessimistic | Afghanistan | AFG | 2022-01-02 | v8 | TRUE
https://raw.githubusercontent.com/mrc-ide/global-lmic-reports/master/AFG/projections.csv | 2021-07-23 | ICU_demand | 728.63 | 774.39 | 801.85 | 798.6 | 818.36 | 868.41 | Surged Pessimistic | Afghanistan | AFG | 2022-01-02 | v8 | TRUE
https://raw.githubusercontent.com/mrc-ide/global-lmic-reports/master/AFG/projections.csv | 2021-07-23 | hospital_incidence | 119.66 | 124.85 | 129.68 | 129.13 | 132.83 | 139.09 | Surged Pessimistic | Afghanistan | AFG | 2022-01-02 | v8 | TRUE
https://raw.githubusercontent.com/mrc-ide/global-lmic-reports/master/AFG/projections.csv | 2021-07-23 | ICU_incidence | 36.55 | 38.13 | 39.6 | 39.44 | 40.56 | 42.47 | Surged Pessimistic | Afghanistan | AFG | 2022-01-02 | v8 | TRUE
https://raw.githubusercontent.com/mrc-ide/global-lmic-reports/master/AFG/projections.csv | 2021-07-23 | prevalence | 95600.78 | 100380.15 | 104200.88 | 104318.65 | 108087.08 | 112691.82 | Surged Pessimistic | Afghanistan | AFG | 2022-01-02 | v8 | TRUE
https://raw.githubusercontent.com/mrc-ide/global-lmic-reports/master/AFG/projections.csv | 2021-07-23 | cumulative_infections | 3188122.14 | 3257644.26 | 3325183.34 | 3329194.94 | 3383856.87 | 3544576.67 | Surged Pessimistic | Afghanistan | AFG | 2022-01-02 | v8 | TRUE
https://raw.githubusercontent.com/mrc-ide/global-lmic-reports/master/AFG/projections.csv | 2021-07-23 | cumulative_deaths | 4915.82 | 5052.33 | 5152.6 | 5156.21 | 5238.65 | 5492.71 | Surged Pessimistic | Afghanistan | AFG | 2022-01-02 | v8 | TRUE
https://raw.githubusercontent.com/mrc-ide/global-lmic-reports/master/AFG/projections.csv | 2021-07-23 | Rt | 0.76 | 0.77 | 0.79 | 0.79 | 0.81 | 0.83 | Surged Pessimistic | Afghanistan | AFG | 2022-01-02 | v8 | TRUE
https://raw.githubusercontent.com/mrc-ide/global-lmic-reports/master/AFG/projections.csv | 2021-07-23 | Reff | 0.66 | 0.68 | 0.7 | 0.7 | 0.71 | 0.73 | Surged Pessimistic | Afghanistan | AFG | 2022-01-02 | v8 | TRUE
https://raw.githubusercontent.com/mrc-ide/global-lmic-reports/master/AFG/projections.csv | 2021-07-23 | infections | 9777 | 10743.97 | 11154.34 | 11228.81 | 11826.11 | 12684.89 | Surged Relax Interventions 50% | Afghanistan | AFG | 2022-01-02 | v8 | TRUE
https://raw.githubusercontent.com/mrc-ide/global-lmic-reports/master/AFG/projections.csv | 2021-07-23 | deaths | 40.77 | 43.23 | 45.05 | 44.86 | 46 | 49.11 | Surged Relax Interventions 50% | Afghanistan | AFG | 2022-01-02 | v8 | TRUE
https://raw.githubusercontent.com/mrc-ide/global-lmic-reports/master/AFG/projections.csv | 2021-07-23 | hospital_demand | 1586.61 | 1678.62 | 1743.16 | 1735.92 | 1784.51 | 1881.41 | Surged Relax Interventions 50% | Afghanistan | AFG | 2022-01-02 | v8 | TRUE
https://raw.githubusercontent.com/mrc-ide/global-lmic-reports/master/AFG/projections.csv | 2021-07-23 | ICU_demand | 728.63 | 774.39 | 801.85 | 798.6 | 818.36 | 868.41 | Surged Relax Interventions 50% | Afghanistan | AFG | 2022-01-02 | v8 | TRUE
https://raw.githubusercontent.com/mrc-ide/global-lmic-reports/master/AFG/projections.csv | 2021-07-23 | hospital_incidence | 119.66 | 124.85 | 129.68 | 129.13 | 132.83 | 139.09 | Surged Relax Interventions 50% | Afghanistan | AFG | 2022-01-02 | v8 | TRUE
https://raw.githubusercontent.com/mrc-ide/global-lmic-reports/master/AFG/projections.csv | 2021-07-23 | ICU_incidence | 36.55 | 38.13 | 39.6 | 39.44 | 40.56 | 42.47 | Surged Relax Interventions 50% | Afghanistan | AFG | 2022-01-02 | v8 | TRUE
https://raw.githubusercontent.com/mrc-ide/global-lmic-reports/master/AFG/projections.csv | 2021-07-23 | prevalence | 95600.78 | 100380.15 | 104200.88 | 104318.65 | 108087.08 | 112691.82 | Surged Relax Interventions 50% | Afghanistan | AFG | 2022-01-02 | v8 | TRUE
https://raw.githubusercontent.com/mrc-ide/global-lmic-reports/master/AFG/projections.csv | 2021-07-23 | cumulative_infections | 3188122.14 | 3257644.26 | 3325183.34 | 3329194.94 | 3383856.87 | 3544576.67 | Surged Relax Interventions 50% | Afghanistan | AFG | 2022-01-02 | v8 | TRUE
https://raw.githubusercontent.com/mrc-ide/global-lmic-reports/master/AFG/projections.csv | 2021-07-23 | cumulative_deaths | 4915.82 | 5052.33 | 5152.6 | 5156.21 | 5238.65 | 5492.71 | Surged Relax Interventions 50% | Afghanistan | AFG | 2022-01-02 | v8 | TRUE
https://raw.githubusercontent.com/mrc-ide/global-lmic-reports/master/AFG/projections.csv | 2021-07-23 | Rt | 0.76 | 0.77 | 0.79 | 0.79 | 0.81 | 0.83 | Surged Relax Interventions 50% | Afghanistan | AFG | 2022-01-02 | v8 | TRUE
https://raw.githubusercontent.com/mrc-ide/global-lmic-reports/master/AFG/projections.csv | 2021-07-23 | Reff | 0.66 | 0.68 | 0.7 | 0.7 | 0.71 | 0.73 | Surged Relax Interventions 50% | Afghanistan | AFG | 2022-01-02 | v8 | TRUE
https://raw.githubusercontent.com/mrc-ide/global-lmic-reports/master/AFG/projections.csv | 2021-07-24 | infections | 10391.92 | 10870.03 | 11665.64 | 11591.83 | 12078.82 | 13531.32 | Additional 50% Reduction | Afghanistan | AFG | 2022-01-02 | v8 | TRUE
https://raw.githubusercontent.com/mrc-ide/global-lmic-reports/master/AFG/projections.csv | 2021-07-24 | deaths | 36.93 | 39.4 | 40.41 | 40.7 | 41.99 | 45.19 | Additional 50% Reduction | Afghanistan | AFG | 2022-01-02 | v8 | TRUE
https://raw.githubusercontent.com/mrc-ide/global-lmic-reports/master/AFG/projections.csv | 2021-07-24 | hospital_demand | 1455.63 | 1543.55 | 1583.15 | 1586.25 | 1640.98 | 1729.61 | Additional 50% Reduction | Afghanistan | AFG | 2022-01-02 | v8 | TRUE
https://raw.githubusercontent.com/mrc-ide/global-lmic-reports/master/AFG/projections.csv | 2021-07-24 | ICU_demand | 308.38 | 310.98 | 312.13 | 312.46 | 313.57 | 317.18 | Additional 50% Reduction | Afghanistan | AFG | 2022-01-02 | v8 | TRUE
https://raw.githubusercontent.com/mrc-ide/global-lmic-reports/master/AFG/projections.csv | 2021-07-24 | hospital_incidence | 113.22 | 118.45 | 122.15 | 122.16 | 125.57 | 132.82 | Additional 50% Reduction | Afghanistan | AFG | 2022-01-02 | v8 | TRUE
https://raw.githubusercontent.com/mrc-ide/global-lmic-reports/master/AFG/projections.csv | 2021-07-24 | ICU_incidence | 34.56 | 36.15 | 37.27 | 37.28 | 38.33 | 40.52 | Additional 50% Reduction | Afghanistan | AFG | 2022-01-02 | v8 | TRUE
https://raw.githubusercontent.com/mrc-ide/global-lmic-reports/master/AFG/projections.csv | 2021-07-24 | prevalence | 90214.69 | 93992.73 | 97913.4 | 97885.22 | 101977.42 | 106290.72 | Additional 50% Reduction | Afghanistan | AFG | 2022-01-02 | v8 | TRUE
https://raw.githubusercontent.com/mrc-ide/global-lmic-reports/master/AFG/projections.csv | 2021-07-24 | cumulative_infections | 3126045.75 | 3280008.99 | 3365114.99 | 3362437.5 | 3451864.44 | 3657764.68 | Additional 50% Reduction | Afghanistan | AFG | 2022-01-02 | v8 | TRUE
https://raw.githubusercontent.com/mrc-ide/global-lmic-reports/master/AFG/projections.csv | 2021-07-24 | cumulative_deaths | 6127.57 | 6468.9 | 6658.37 | 6654.72 | 6856.62 | 7326.25 | Additional 50% Reduction | Afghanistan | AFG | 2022-01-02 | v8 | TRUE
https://raw.githubusercontent.com/mrc-ide/global-lmic-reports/master/AFG/projections.csv | 2021-07-24 | Rt | 0.74 | 0.76 | 0.78 | 0.78 | 0.79 | 0.84 | Additional 50% Reduction | Afghanistan | AFG | 2022-01-02 | v8 | TRUE
https://raw.githubusercontent.com/mrc-ide/global-lmic-reports/master/AFG/projections.csv | 2021-07-24 | Reff | 0.64 | 0.66 | 0.68 | 0.68 | 0.7 | 0.74 | Additional 50% Reduction | Afghanistan | AFG | 2022-01-02 | v8 | TRUE
https://raw.githubusercontent.com/mrc-ide/global-lmic-reports/master/AFG/projections.csv | 2021-07-24 | infections | 10391.92 | 10870.03 | 11665.64 | 11591.83 | 12078.82 | 13531.32 | Maintain Status Quo | Afghanistan | AFG | 2022-01-02 | v8 | TRUE
https://raw.githubusercontent.com/mrc-ide/global-lmic-reports/master/AFG/projections.csv | 2021-07-24 | deaths | 36.93 | 39.4 | 40.41 | 40.7 | 41.99 | 45.19 | Maintain Status Quo | Afghanistan | AFG | 2022-01-02 | v8 | TRUE
https://raw.githubusercontent.com/mrc-ide/global-lmic-reports/master/AFG/projections.csv | 2021-07-24 | hospital_demand | 1455.63 | 1543.55 | 1583.15 | 1586.25 | 1640.98 | 1729.61 | Maintain Status Quo | Afghanistan | AFG | 2022-01-02 | v8 | TRUE
https://raw.githubusercontent.com/mrc-ide/global-lmic-reports/master/AFG/projections.csv | 2021-07-24 | ICU_demand | 308.38 | 310.98 | 312.13 | 312.46 | 313.57 | 317.18 | Maintain Status Quo | Afghanistan | AFG | 2022-01-02 | v8 | TRUE
https://raw.githubusercontent.com/mrc-ide/global-lmic-reports/master/AFG/projections.csv | 2021-07-24 | hospital_incidence | 113.22 | 118.45 | 122.15 | 122.16 | 125.57 | 132.82 | Maintain Status Quo | Afghanistan | AFG | 2022-01-02 | v8 | TRUE
https://raw.githubusercontent.com/mrc-ide/global-lmic-reports/master/AFG/projections.csv | 2021-07-24 | ICU_incidence | 34.56 | 36.15 | 37.27 | 37.28 | 38.33 | 40.52 | Maintain Status Quo | Afghanistan | AFG | 2022-01-02 | v8 | TRUE
https://raw.githubusercontent.com/mrc-ide/global-lmic-reports/master/AFG/projections.csv | 2021-07-24 | prevalence | 90214.69 | 93992.73 | 97913.4 | 97885.22 | 101977.42 | 106290.72 | Maintain Status Quo | Afghanistan | AFG | 2022-01-02 | v8 | TRUE
https://raw.githubusercontent.com/mrc-ide/global-lmic-reports/master/AFG/projections.csv | 2021-07-24 | cumulative_infections | 3126045.75 | 3280008.99 | 3365114.99 | 3362437.5 | 3451864.44 | 3657764.68 | Maintain Status Quo | Afghanistan | AFG | 2022-01-02 | v8 | TRUE
https://raw.githubusercontent.com/mrc-ide/global-lmic-reports/master/AFG/projections.csv | 2021-07-24 | cumulative_deaths | 6127.57 | 6468.9 | 6658.37 | 6654.72 | 6856.62 | 7326.25 | Maintain Status Quo | Afghanistan | AFG | 2022-01-02 | v8 | TRUE
https://raw.githubusercontent.com/mrc-ide/global-lmic-reports/master/AFG/projections.csv | 2021-07-24 | Rt | 0.74 | 0.76 | 0.78 | 0.78 | 0.79 | 0.84 | Maintain Status Quo | Afghanistan | AFG | 2022-01-02 | v8 | TRUE
https://raw.githubusercontent.com/mrc-ide/global-lmic-reports/master/AFG/projections.csv | 2021-07-24 | Reff | 0.64 | 0.66 | 0.68 | 0.68 | 0.7 | 0.74 | Maintain Status Quo | Afghanistan | AFG | 2022-01-02 | v8 | TRUE
https://raw.githubusercontent.com/mrc-ide/global-lmic-reports/master/AFG/projections.csv | 2021-07-24 | infections | 10391.92 | 10870.03 | 11665.64 | 11591.83 | 12078.82 | 13531.32 | Optimistic | Afghanistan | AFG | 2022-01-02 | v8 | TRUE
https://raw.githubusercontent.com/mrc-ide/global-lmic-reports/master/AFG/projections.csv | 2021-07-24 | deaths | 36.93 | 39.4 | 40.41 | 40.7 | 41.99 | 45.19 | Optimistic | Afghanistan | AFG | 2022-01-02 | v8 | TRUE
https://raw.githubusercontent.com/mrc-ide/global-lmic-reports/master/AFG/projections.csv | 2021-07-24 | hospital_demand | 1455.63 | 1543.55 | 1583.15 | 1586.25 | 1640.98 | 1729.61 | Optimistic | Afghanistan | AFG | 2022-01-02 | v8 | TRUE
https://raw.githubusercontent.com/mrc-ide/global-lmic-reports/master/AFG/projections.csv | 2021-07-24 | ICU_demand | 308.38 | 310.98 | 312.13 | 312.46 | 313.57 | 317.18 | Optimistic | Afghanistan | AFG | 2022-01-02 | v8 | TRUE
https://raw.githubusercontent.com/mrc-ide/global-lmic-reports/master/AFG/projections.csv | 2021-07-24 | hospital_incidence | 113.22 | 118.45 | 122.15 | 122.16 | 125.57 | 132.82 | Optimistic | Afghanistan | AFG | 2022-01-02 | v8 | TRUE
https://raw.githubusercontent.com/mrc-ide/global-lmic-reports/master/AFG/projections.csv | 2021-07-24 | ICU_incidence | 34.56 | 36.15 | 37.27 | 37.28 | 38.33 | 40.52 | Optimistic | Afghanistan | AFG | 2022-01-02 | v8 | TRUE
https://raw.githubusercontent.com/mrc-ide/global-lmic-reports/master/AFG/projections.csv | 2021-07-24 | prevalence | 90214.69 | 93992.73 | 97913.4 | 97885.22 | 101977.42 | 106290.72 | Optimistic | Afghanistan | AFG | 2022-01-02 | v8 | TRUE
https://raw.githubusercontent.com/mrc-ide/global-lmic-reports/master/AFG/projections.csv | 2021-07-24 | cumulative_infections | 3126045.75 | 3280008.99 | 3365114.99 | 3362437.5 | 3451864.44 | 3657764.68 | Optimistic | Afghanistan | AFG | 2022-01-02 | v8 | TRUE
https://raw.githubusercontent.com/mrc-ide/global-lmic-reports/master/AFG/projections.csv | 2021-07-24 | cumulative_deaths | 6127.57 | 6468.9 | 6658.37 | 6654.72 | 6856.62 | 7326.25 | Optimistic | Afghanistan | AFG | 2022-01-02 | v8 | TRUE
https://raw.githubusercontent.com/mrc-ide/global-lmic-reports/master/AFG/projections.csv | 2021-07-24 | Rt | 0.74 | 0.76 | 0.78 | 0.78 | 0.79 | 0.84 | Optimistic | Afghanistan | AFG | 2022-01-02 | v8 | TRUE
https://raw.githubusercontent.com/mrc-ide/global-lmic-reports/master/AFG/projections.csv | 2021-07-24 | Reff | 0.64 | 0.66 | 0.68 | 0.68 | 0.7 | 0.74 | Optimistic | Afghanistan | AFG | 2022-01-02 | v8 | TRUE
https://raw.githubusercontent.com/mrc-ide/global-lmic-reports/master/AFG/projections.csv | 2021-07-24 | infections | 10391.92 | 10870.03 | 11665.64 | 11591.83 | 12078.82 | 13531.32 | Pessimistic | Afghanistan | AFG | 2022-01-02 | v8 | TRUE
https://raw.githubusercontent.com/mrc-ide/global-lmic-reports/master/AFG/projections.csv | 2021-07-24 | deaths | 36.93 | 39.4 | 40.41 | 40.7 | 41.99 | 45.19 | Pessimistic | Afghanistan | AFG | 2022-01-02 | v8 | TRUE
https://raw.githubusercontent.com/mrc-ide/global-lmic-reports/master/AFG/projections.csv | 2021-07-24 | hospital_demand | 1455.63 | 1543.55 | 1583.15 | 1586.25 | 1640.98 | 1729.61 | Pessimistic | Afghanistan | AFG | 2022-01-02 | v8 | TRUE
https://raw.githubusercontent.com/mrc-ide/global-lmic-reports/master/AFG/projections.csv | 2021-07-24 | ICU_demand | 308.38 | 310.98 | 312.13 | 312.46 | 313.57 | 317.18 | Pessimistic | Afghanistan | AFG | 2022-01-02 | v8 | TRUE
https://raw.githubusercontent.com/mrc-ide/global-lmic-reports/master/AFG/projections.csv | 2021-07-24 | hospital_incidence | 113.22 | 118.45 | 122.15 | 122.16 | 125.57 | 132.82 | Pessimistic | Afghanistan | AFG | 2022-01-02 | v8 | TRUE
https://raw.githubusercontent.com/mrc-ide/global-lmic-reports/master/AFG/projections.csv | 2021-07-24 | ICU_incidence | 34.56 | 36.15 | 37.27 | 37.28 | 38.33 | 40.52 | Pessimistic | Afghanistan | AFG | 2022-01-02 | v8 | TRUE
https://raw.githubusercontent.com/mrc-ide/global-lmic-reports/master/AFG/projections.csv | 2021-07-24 | prevalence | 90214.69 | 93992.73 | 97913.4 | 97885.22 | 101977.42 | 106290.72 | Pessimistic | Afghanistan | AFG | 2022-01-02 | v8 | TRUE
https://raw.githubusercontent.com/mrc-ide/global-lmic-reports/master/AFG/projections.csv | 2021-07-24 | cumulative_infections | 3126045.75 | 3280008.99 | 3365114.99 | 3362437.5 | 3451864.44 | 3657764.68 | Pessimistic | Afghanistan | AFG | 2022-01-02 | v8 | TRUE
https://raw.githubusercontent.com/mrc-ide/global-lmic-reports/master/AFG/projections.csv | 2021-07-24 | cumulative_deaths | 6127.57 | 6468.9 | 6658.37 | 6654.72 | 6856.62 | 7326.25 | Pessimistic | Afghanistan | AFG | 2022-01-02 | v8 | TRUE
https://raw.githubusercontent.com/mrc-ide/global-lmic-reports/master/AFG/projections.csv | 2021-07-24 | Rt | 0.74 | 0.76 | 0.78 | 0.78 | 0.79 | 0.84 | Pessimistic | Afghanistan | AFG | 2022-01-02 | v8 | TRUE
https://raw.githubusercontent.com/mrc-ide/global-lmic-reports/master/AFG/projections.csv | 2021-07-24 | Reff | 0.64 | 0.66 | 0.68 | 0.68 | 0.7 | 0.74 | Pessimistic | Afghanistan | AFG | 2022-01-02 | v8 | TRUE
https://raw.githubusercontent.com/mrc-ide/global-lmic-reports/master/AFG/projections.csv | 2021-07-24 | infections | 10391.92 | 10870.03 | 11665.64 | 11591.83 | 12078.82 | 13531.32 | Relax Interventions 50% | Afghanistan | AFG | 2022-01-02 | v8 | TRUE
https://raw.githubusercontent.com/mrc-ide/global-lmic-reports/master/AFG/projections.csv | 2021-07-24 | deaths | 36.93 | 39.4 | 40.41 | 40.7 | 41.99 | 45.19 | Relax Interventions 50% | Afghanistan | AFG | 2022-01-02 | v8 | TRUE
https://raw.githubusercontent.com/mrc-ide/global-lmic-reports/master/AFG/projections.csv | 2021-07-24 | hospital_demand | 1455.63 | 1543.55 | 1583.15 | 1586.25 | 1640.98 | 1729.61 | Relax Interventions 50% | Afghanistan | AFG | 2022-01-02 | v8 | TRUE
https://raw.githubusercontent.com/mrc-ide/global-lmic-reports/master/AFG/projections.csv | 2021-07-24 | ICU_demand | 308.38 | 310.98 | 312.13 | 312.46 | 313.57 | 317.18 | Relax Interventions 50% | Afghanistan | AFG | 2022-01-02 | v8 | TRUE
https://raw.githubusercontent.com/mrc-ide/global-lmic-reports/master/AFG/projections.csv | 2021-07-24 | hospital_incidence | 113.22 | 118.45 | 122.15 | 122.16 | 125.57 | 132.82 | Relax Interventions 50% | Afghanistan | AFG | 2022-01-02 | v8 | TRUE
https://raw.githubusercontent.com/mrc-ide/global-lmic-reports/master/AFG/projections.csv | 2021-07-24 | ICU_incidence | 34.56 | 36.15 | 37.27 | 37.28 | 38.33 | 40.52 | Relax Interventions 50% | Afghanistan | AFG | 2022-01-02 | v8 | TRUE
https://raw.githubusercontent.com/mrc-ide/global-lmic-reports/master/AFG/projections.csv | 2021-07-24 | prevalence | 90214.69 | 93992.73 | 97913.4 | 97885.22 | 101977.42 | 106290.72 | Relax Interventions 50% | Afghanistan | AFG | 2022-01-02 | v8 | TRUE
https://raw.githubusercontent.com/mrc-ide/global-lmic-reports/master/AFG/projections.csv | 2021-07-24 | cumulative_infections | 3126045.75 | 3280008.99 | 3365114.99 | 3362437.5 | 3451864.44 | 3657764.68 | Relax Interventions 50% | Afghanistan | AFG | 2022-01-02 | v8 | TRUE
https://raw.githubusercontent.com/mrc-ide/global-lmic-reports/master/AFG/projections.csv | 2021-07-24 | cumulative_deaths | 6127.57 | 6468.9 | 6658.37 | 6654.72 | 6856.62 | 7326.25 | Relax Interventions 50% | Afghanistan | AFG | 2022-01-02 | v8 | TRUE
https://raw.githubusercontent.com/mrc-ide/global-lmic-reports/master/AFG/projections.csv | 2021-07-24 | Rt | 0.74 | 0.76 | 0.78 | 0.78 | 0.79 | 0.84 | Relax Interventions 50% | Afghanistan | AFG | 2022-01-02 | v8 | TRUE
https://raw.githubusercontent.com/mrc-ide/global-lmic-reports/master/AFG/projections.csv | 2021-07-24 | Reff | 0.64 | 0.66 | 0.68 | 0.68 | 0.7 | 0.74 | Relax Interventions 50% | Afghanistan | AFG | 2022-01-02 | v8 | TRUE
https://raw.githubusercontent.com/mrc-ide/global-lmic-reports/master/AFG/projections.csv | 2021-07-24 | infections | 10566.26 | 11203.45 | 11561.34 | 11687.01 | 12232.69 | 12914.47 | Surged Additional 50% Reduction | Afghanistan | AFG | 2022-01-02 | v8 | TRUE
https://raw.githubusercontent.com/mrc-ide/global-lmic-reports/master/AFG/projections.csv | 2021-07-24 | deaths | 39.37 | 41.78 | 43.41 | 43.25 | 44.34 | 47.22 | Surged Additional 50% Reduction | Afghanistan | AFG | 2022-01-02 | v8 | TRUE
https://raw.githubusercontent.com/mrc-ide/global-lmic-reports/master/AFG/projections.csv | 2021-07-24 | hospital_demand | 1525.59 | 1613.9 | 1671.23 | 1665.48 | 1713.22 | 1797.78 | Surged Additional 50% Reduction | Afghanistan | AFG | 2022-01-02 | v8 | TRUE
https://raw.githubusercontent.com/mrc-ide/global-lmic-reports/master/AFG/projections.csv | 2021-07-24 | ICU_demand | 704.08 | 747.28 | 772.95 | 770.52 | 790.81 | 835.56 | Surged Additional 50% Reduction | Afghanistan | AFG | 2022-01-02 | v8 | TRUE
https://raw.githubusercontent.com/mrc-ide/global-lmic-reports/master/AFG/projections.csv | 2021-07-24 | hospital_incidence | 113.56 | 118.44 | 123.32 | 122.57 | 126.83 | 131.78 | Surged Additional 50% Reduction | Afghanistan | AFG | 2022-01-02 | v8 | TRUE
https://raw.githubusercontent.com/mrc-ide/global-lmic-reports/master/AFG/projections.csv | 2021-07-24 | ICU_incidence | 34.67 | 36.14 | 37.63 | 37.41 | 38.7 | 40.2 | Surged Additional 50% Reduction | Afghanistan | AFG | 2022-01-02 | v8 | TRUE
https://raw.githubusercontent.com/mrc-ide/global-lmic-reports/master/AFG/projections.csv | 2021-07-24 | prevalence | 90487.01 | 95218.52 | 98848.92 | 99068.37 | 102787.98 | 107436.04 | Surged Additional 50% Reduction | Afghanistan | AFG | 2022-01-02 | v8 | TRUE
https://raw.githubusercontent.com/mrc-ide/global-lmic-reports/master/AFG/projections.csv | 2021-07-24 | cumulative_infections | 3199886.42 | 3268889.99 | 3336917.25 | 3340881.95 | 3396089.86 | 3555686.99 | Surged Additional 50% Reduction | Afghanistan | AFG | 2022-01-02 | v8 | TRUE
https://raw.githubusercontent.com/mrc-ide/global-lmic-reports/master/AFG/projections.csv | 2021-07-24 | cumulative_deaths | 4958.45 | 5093.97 | 5195.89 | 5199.46 | 5283.59 | 5540.61 | Surged Additional 50% Reduction | Afghanistan | AFG | 2022-01-02 | v8 | TRUE
https://raw.githubusercontent.com/mrc-ide/global-lmic-reports/master/AFG/projections.csv | 2021-07-24 | Rt | 0.75 | 0.77 | 0.78 | 0.78 | 0.8 | 0.82 | Surged Additional 50% Reduction | Afghanistan | AFG | 2022-01-02 | v8 | TRUE
https://raw.githubusercontent.com/mrc-ide/global-lmic-reports/master/AFG/projections.csv | 2021-07-24 | Reff | 0.65 | 0.67 | 0.69 | 0.69 | 0.7 | 0.72 | Surged Additional 50% Reduction | Afghanistan | AFG | 2022-01-02 | v8 | TRUE
https://raw.githubusercontent.com/mrc-ide/global-lmic-reports/master/AFG/projections.csv | 2021-07-24 | infections | 10566.26 | 11203.45 | 11561.34 | 11687.01 | 12232.69 | 12914.47 | Surged Maintain Status Quo | Afghanistan | AFG | 2022-01-02 | v8 | TRUE
https://raw.githubusercontent.com/mrc-ide/global-lmic-reports/master/AFG/projections.csv | 2021-07-24 | deaths | 39.37 | 41.78 | 43.41 | 43.25 | 44.34 | 47.22 | Surged Maintain Status Quo | Afghanistan | AFG | 2022-01-02 | v8 | TRUE
https://raw.githubusercontent.com/mrc-ide/global-lmic-reports/master/AFG/projections.csv | 2021-07-24 | hospital_demand | 1525.59 | 1613.9 | 1671.23 | 1665.48 | 1713.22 | 1797.78 | Surged Maintain Status Quo | Afghanistan | AFG | 2022-01-02 | v8 | TRUE
https://raw.githubusercontent.com/mrc-ide/global-lmic-reports/master/AFG/projections.csv | 2021-07-24 | ICU_demand | 704.08 | 747.28 | 772.95 | 770.52 | 790.81 | 835.56 | Surged Maintain Status Quo | Afghanistan | AFG | 2022-01-02 | v8 | TRUE
https://raw.githubusercontent.com/mrc-ide/global-lmic-reports/master/AFG/projections.csv | 2021-07-24 | hospital_incidence | 113.56 | 118.44 | 123.32 | 122.57 | 126.83 | 131.78 | Surged Maintain Status Quo | Afghanistan | AFG | 2022-01-02 | v8 | TRUE
https://raw.githubusercontent.com/mrc-ide/global-lmic-reports/master/AFG/projections.csv | 2021-07-24 | ICU_incidence | 34.67 | 36.14 | 37.63 | 37.41 | 38.7 | 40.2 | Surged Maintain Status Quo | Afghanistan | AFG | 2022-01-02 | v8 | TRUE
https://raw.githubusercontent.com/mrc-ide/global-lmic-reports/master/AFG/projections.csv | 2021-07-24 | prevalence | 90487.01 | 95218.52 | 98848.92 | 99068.37 | 102787.98 | 107436.04 | Surged Maintain Status Quo | Afghanistan | AFG | 2022-01-02 | v8 | TRUE
https://raw.githubusercontent.com/mrc-ide/global-lmic-reports/master/AFG/projections.csv | 2021-07-24 | cumulative_infections | 3199886.42 | 3268889.99 | 3336917.25 | 3340881.95 | 3396089.86 | 3555686.99 | Surged Maintain Status Quo | Afghanistan | AFG | 2022-01-02 | v8 | TRUE
https://raw.githubusercontent.com/mrc-ide/global-lmic-reports/master/AFG/projections.csv | 2021-07-24 | cumulative_deaths | 4958.45 | 5093.97 | 5195.89 | 5199.46 | 5283.59 | 5540.61 | Surged Maintain Status Quo | Afghanistan | AFG | 2022-01-02 | v8 | TRUE
https://raw.githubusercontent.com/mrc-ide/global-lmic-reports/master/AFG/projections.csv | 2021-07-24 | Rt | 0.75 | 0.77 | 0.78 | 0.78 | 0.8 | 0.82 | Surged Maintain Status Quo | Afghanistan | AFG | 2022-01-02 | v8 | TRUE
https://raw.githubusercontent.com/mrc-ide/global-lmic-reports/master/AFG/projections.csv | 2021-07-24 | Reff | 0.65 | 0.67 | 0.69 | 0.69 | 0.7 | 0.72 | Surged Maintain Status Quo | Afghanistan | AFG | 2022-01-02 | v8 | TRUE
https://raw.githubusercontent.com/mrc-ide/global-lmic-reports/master/AFG/projections.csv | 2021-07-24 | infections | 10566.26 | 11203.45 | 11561.34 | 11687.01 | 12232.69 | 12914.47 | Surged Optimistic | Afghanistan | AFG | 2022-01-02 | v8 | TRUE
https://raw.githubusercontent.com/mrc-ide/global-lmic-reports/master/AFG/projections.csv | 2021-07-24 | deaths | 39.37 | 41.78 | 43.41 | 43.25 | 44.34 | 47.22 | Surged Optimistic | Afghanistan | AFG | 2022-01-02 | v8 | TRUE
https://raw.githubusercontent.com/mrc-ide/global-lmic-reports/master/AFG/projections.csv | 2021-07-24 | hospital_demand | 1525.59 | 1613.9 | 1671.23 | 1665.48 | 1713.22 | 1797.78 | Surged Optimistic | Afghanistan | AFG | 2022-01-02 | v8 | TRUE
https://raw.githubusercontent.com/mrc-ide/global-lmic-reports/master/AFG/projections.csv | 2021-07-24 | ICU_demand | 704.08 | 747.28 | 772.95 | 770.52 | 790.81 | 835.56 | Surged Optimistic | Afghanistan | AFG | 2022-01-02 | v8 | TRUE
https://raw.githubusercontent.com/mrc-ide/global-lmic-reports/master/AFG/projections.csv | 2021-07-24 | hospital_incidence | 113.56 | 118.44 | 123.32 | 122.57 | 126.83 | 131.78 | Surged Optimistic | Afghanistan | AFG | 2022-01-02 | v8 | TRUE
https://raw.githubusercontent.com/mrc-ide/global-lmic-reports/master/AFG/projections.csv | 2021-07-24 | ICU_incidence | 34.67 | 36.14 | 37.63 | 37.41 | 38.7 | 40.2 | Surged Optimistic | Afghanistan | AFG | 2022-01-02 | v8 | TRUE
https://raw.githubusercontent.com/mrc-ide/global-lmic-reports/master/AFG/projections.csv | 2021-07-24 | prevalence | 90487.01 | 95218.52 | 98848.92 | 99068.37 | 102787.98 | 107436.04 | Surged Optimistic | Afghanistan | AFG | 2022-01-02 | v8 | TRUE
https://raw.githubusercontent.com/mrc-ide/global-lmic-reports/master/AFG/projections.csv | 2021-07-24 | cumulative_infections | 3199886.42 | 3268889.99 | 3336917.25 | 3340881.95 | 3396089.86 | 3555686.99 | Surged Optimistic | Afghanistan | AFG | 2022-01-02 | v8 | TRUE
https://raw.githubusercontent.com/mrc-ide/global-lmic-reports/master/AFG/projections.csv | 2021-07-24 | cumulative_deaths | 4958.45 | 5093.97 | 5195.89 | 5199.46 | 5283.59 | 5540.61 | Surged Optimistic | Afghanistan | AFG | 2022-01-02 | v8 | TRUE
https://raw.githubusercontent.com/mrc-ide/global-lmic-reports/master/AFG/projections.csv | 2021-07-24 | Rt | 0.75 | 0.77 | 0.78 | 0.78 | 0.8 | 0.82 | Surged Optimistic | Afghanistan | AFG | 2022-01-02 | v8 | TRUE
https://raw.githubusercontent.com/mrc-ide/global-lmic-reports/master/AFG/projections.csv | 2021-07-24 | Reff | 0.65 | 0.67 | 0.69 | 0.69 | 0.7 | 0.72 | Surged Optimistic | Afghanistan | AFG | 2022-01-02 | v8 | TRUE
https://raw.githubusercontent.com/mrc-ide/global-lmic-reports/master/AFG/projections.csv | 2021-07-24 | infections | 10566.26 | 11203.45 | 11561.34 | 11687.01 | 12232.69 | 12914.47 | Surged Pessimistic | Afghanistan | AFG | 2022-01-02 | v8 | TRUE
https://raw.githubusercontent.com/mrc-ide/global-lmic-reports/master/AFG/projections.csv | 2021-07-24 | deaths | 39.37 | 41.78 | 43.41 | 43.25 | 44.34 | 47.22 | Surged Pessimistic | Afghanistan | AFG | 2022-01-02 | v8 | TRUE
https://raw.githubusercontent.com/mrc-ide/global-lmic-reports/master/AFG/projections.csv | 2021-07-24 | hospital_demand | 1525.59 | 1613.9 | 1671.23 | 1665.48 | 1713.22 | 1797.78 | Surged Pessimistic | Afghanistan | AFG | 2022-01-02 | v8 | TRUE
https://raw.githubusercontent.com/mrc-ide/global-lmic-reports/master/AFG/projections.csv | 2021-07-24 | ICU_demand | 704.08 | 747.28 | 772.95 | 770.52 | 790.81 | 835.56 | Surged Pessimistic | Afghanistan | AFG | 2022-01-02 | v8 | TRUE
https://raw.githubusercontent.com/mrc-ide/global-lmic-reports/master/AFG/projections.csv | 2021-07-24 | hospital_incidence | 113.56 | 118.44 | 123.32 | 122.57 | 126.83 | 131.78 | Surged Pessimistic | Afghanistan | AFG | 2022-01-02 | v8 | TRUE
https://raw.githubusercontent.com/mrc-ide/global-lmic-reports/master/AFG/projections.csv | 2021-07-24 | ICU_incidence | 34.67 | 36.14 | 37.63 | 37.41 | 38.7 | 40.2 | Surged Pessimistic | Afghanistan | AFG | 2022-01-02 | v8 | TRUE
https://raw.githubusercontent.com/mrc-ide/global-lmic-reports/master/AFG/projections.csv | 2021-07-24 | prevalence | 90487.01 | 95218.52 | 98848.92 | 99068.37 | 102787.98 | 107436.04 | Surged Pessimistic | Afghanistan | AFG | 2022-01-02 | v8 | TRUE
https://raw.githubusercontent.com/mrc-ide/global-lmic-reports/master/AFG/projections.csv | 2021-07-24 | cumulative_infections | 3199886.42 | 3268889.99 | 3336917.25 | 3340881.95 | 3396089.86 | 3555686.99 | Surged Pessimistic | Afghanistan | AFG | 2022-01-02 | v8 | TRUE
https://raw.githubusercontent.com/mrc-ide/global-lmic-reports/master/AFG/projections.csv | 2021-07-24 | cumulative_deaths | 4958.45 | 5093.97 | 5195.89 | 5199.46 | 5283.59 | 5540.61 | Surged Pessimistic | Afghanistan | AFG | 2022-01-02 | v8 | TRUE
https://raw.githubusercontent.com/mrc-ide/global-lmic-reports/master/AFG/projections.csv | 2021-07-24 | Rt | 0.75 | 0.77 | 0.78 | 0.78 | 0.8 | 0.82 | Surged Pessimistic | Afghanistan | AFG | 2022-01-02 | v8 | TRUE
https://raw.githubusercontent.com/mrc-ide/global-lmic-reports/master/AFG/projections.csv | 2021-07-24 | Reff | 0.65 | 0.67 | 0.69 | 0.69 | 0.7 | 0.72 | Surged Pessimistic | Afghanistan | AFG | 2022-01-02 | v8 | TRUE
https://raw.githubusercontent.com/mrc-ide/global-lmic-reports/master/AFG/projections.csv | 2021-07-24 | infections | 10566.26 | 11203.45 | 11561.34 | 11687.01 | 12232.69 | 12914.47 | Surged Relax Interventions 50% | Afghanistan | AFG | 2022-01-02 | v8 | TRUE
https://raw.githubusercontent.com/mrc-ide/global-lmic-reports/master/AFG/projections.csv | 2021-07-24 | deaths | 39.37 | 41.78 | 43.41 | 43.25 | 44.34 | 47.22 | Surged Relax Interventions 50% | Afghanistan | AFG | 2022-01-02 | v8 | TRUE
https://raw.githubusercontent.com/mrc-ide/global-lmic-reports/master/AFG/projections.csv | 2021-07-24 | hospital_demand | 1525.59 | 1613.9 | 1671.23 | 1665.48 | 1713.22 | 1797.78 | Surged Relax Interventions 50% | Afghanistan | AFG | 2022-01-02 | v8 | TRUE
https://raw.githubusercontent.com/mrc-ide/global-lmic-reports/master/AFG/projections.csv | 2021-07-24 | ICU_demand | 704.08 | 747.28 | 772.95 | 770.52 | 790.81 | 835.56 | Surged Relax Interventions 50% | Afghanistan | AFG | 2022-01-02 | v8 | TRUE
https://raw.githubusercontent.com/mrc-ide/global-lmic-reports/master/AFG/projections.csv | 2021-07-24 | hospital_incidence | 113.56 | 118.44 | 123.32 | 122.57 | 126.83 | 131.78 | Surged Relax Interventions 50% | Afghanistan | AFG | 2022-01-02 | v8 | TRUE
https://raw.githubusercontent.com/mrc-ide/global-lmic-reports/master/AFG/projections.csv | 2021-07-24 | ICU_incidence | 34.67 | 36.14 | 37.63 | 37.41 | 38.7 | 40.2 | Surged Relax Interventions 50% | Afghanistan | AFG | 2022-01-02 | v8 | TRUE
https://raw.githubusercontent.com/mrc-ide/global-lmic-reports/master/AFG/projections.csv | 2021-07-24 | prevalence | 90487.01 | 95218.52 | 98848.92 | 99068.37 | 102787.98 | 107436.04 | Surged Relax Interventions 50% | Afghanistan | AFG | 2022-01-02 | v8 | TRUE
https://raw.githubusercontent.com/mrc-ide/global-lmic-reports/master/AFG/projections.csv | 2021-07-24 | cumulative_infections | 3199886.42 | 3268889.99 | 3336917.25 | 3340881.95 | 3396089.86 | 3555686.99 | Surged Relax Interventions 50% | Afghanistan | AFG | 2022-01-02 | v8 | TRUE
https://raw.githubusercontent.com/mrc-ide/global-lmic-reports/master/AFG/projections.csv | 2021-07-24 | cumulative_deaths | 4958.45 | 5093.97 | 5195.89 | 5199.46 | 5283.59 | 5540.61 | Surged Relax Interventions 50% | Afghanistan | AFG | 2022-01-02 | v8 | TRUE
https://raw.githubusercontent.com/mrc-ide/global-lmic-reports/master/AFG/projections.csv | 2021-07-24 | Rt | 0.75 | 0.77 | 0.78 | 0.78 | 0.8 | 0.82 | Surged Relax Interventions 50% | Afghanistan | AFG | 2022-01-02 | v8 | TRUE
https://raw.githubusercontent.com/mrc-ide/global-lmic-reports/master/AFG/projections.csv | 2021-07-24 | Reff | 0.65 | 0.67 | 0.69 | 0.69 | 0.7 | 0.72 | Surged Relax Interventions 50% | Afghanistan | AFG | 2022-01-02 | v8 | TRUE
https://raw.githubusercontent.com/mrc-ide/global-lmic-reports/master/AFG/projections.csv | 2021-07-25 | infections | 9640.13 | 10098.16 | 10848.96 | 10824.57 | 11258.42 | 12721.11 | Additional 50% Reduction | Afghanistan | AFG | 2022-01-02 | v8 | TRUE
https://raw.githubusercontent.com/mrc-ide/global-lmic-reports/master/AFG/projections.csv | 2021-07-25 | deaths | 34.66 | 36.96 | 37.97 | 38.25 | 39.17 | 42.35 | Additional 50% Reduction | Afghanistan | AFG | 2022-01-02 | v8 | TRUE
https://raw.githubusercontent.com/mrc-ide/global-lmic-reports/master/AFG/projections.csv | 2021-07-25 | hospital_demand | 1393.52 | 1479 | 1513.91 | 1519.17 | 1569.82 | 1655.13 | Additional 50% Reduction | Afghanistan | AFG | 2022-01-02 | v8 | TRUE
https://raw.githubusercontent.com/mrc-ide/global-lmic-reports/master/AFG/projections.csv | 2021-07-25 | ICU_demand | 305.79 | 308.36 | 309.57 | 309.67 | 310.71 | 314 | Additional 50% Reduction | Afghanistan | AFG | 2022-01-02 | v8 | TRUE
https://raw.githubusercontent.com/mrc-ide/global-lmic-reports/master/AFG/projections.csv | 2021-07-25 | hospital_incidence | 107.12 | 111.61 | 115.32 | 115.65 | 119.21 | 125.49 | Additional 50% Reduction | Afghanistan | AFG | 2022-01-02 | v8 | TRUE
https://raw.githubusercontent.com/mrc-ide/global-lmic-reports/master/AFG/projections.csv | 2021-07-25 | ICU_incidence | 32.68 | 34.04 | 35.17 | 35.27 | 36.36 | 38.25 | Additional 50% Reduction | Afghanistan | AFG | 2022-01-02 | v8 | TRUE
https://raw.githubusercontent.com/mrc-ide/global-lmic-reports/master/AFG/projections.csv | 2021-07-25 | prevalence | 85302.94 | 88966.05 | 92966.87 | 92809.65 | 96325.92 | 101864.56 | Additional 50% Reduction | Afghanistan | AFG | 2022-01-02 | v8 | TRUE
https://raw.githubusercontent.com/mrc-ide/global-lmic-reports/master/AFG/projections.csv | 2021-07-25 | cumulative_infections | 3136083.17 | 3290736.27 | 3376620.44 | 3373262.07 | 3462890.11 | 3668978.78 | Additional 50% Reduction | Afghanistan | AFG | 2022-01-02 | v8 | TRUE
https://raw.githubusercontent.com/mrc-ide/global-lmic-reports/master/AFG/projections.csv | 2021-07-25 | cumulative_deaths | 6163.31 | 6505.7 | 6696.24 | 6692.97 | 6896.69 | 7367.1 | Additional 50% Reduction | Afghanistan | AFG | 2022-01-02 | v8 | TRUE
https://raw.githubusercontent.com/mrc-ide/global-lmic-reports/master/AFG/projections.csv | 2021-07-25 | Rt | 0.77 | 0.8 | 0.82 | 0.82 | 0.83 | 0.88 | Additional 50% Reduction | Afghanistan | AFG | 2022-01-02 | v8 | TRUE
https://raw.githubusercontent.com/mrc-ide/global-lmic-reports/master/AFG/projections.csv | 2021-07-25 | Reff | 0.67 | 0.7 | 0.72 | 0.72 | 0.73 | 0.77 | Additional 50% Reduction | Afghanistan | AFG | 2022-01-02 | v8 | TRUE
https://raw.githubusercontent.com/mrc-ide/global-lmic-reports/master/AFG/projections.csv | 2021-07-25 | infections | 9640.13 | 10098.16 | 10848.96 | 10824.57 | 11258.42 | 12721.11 | Maintain Status Quo | Afghanistan | AFG | 2022-01-02 | v8 | TRUE
https://raw.githubusercontent.com/mrc-ide/global-lmic-reports/master/AFG/projections.csv | 2021-07-25 | deaths | 34.66 | 36.96 | 37.97 | 38.25 | 39.17 | 42.35 | Maintain Status Quo | Afghanistan | AFG | 2022-01-02 | v8 | TRUE
https://raw.githubusercontent.com/mrc-ide/global-lmic-reports/master/AFG/projections.csv | 2021-07-25 | hospital_demand | 1393.52 | 1479 | 1513.91 | 1519.17 | 1569.82 | 1655.13 | Maintain Status Quo | Afghanistan | AFG | 2022-01-02 | v8 | TRUE
https://raw.githubusercontent.com/mrc-ide/global-lmic-reports/master/AFG/projections.csv | 2021-07-25 | ICU_demand | 305.79 | 308.36 | 309.57 | 309.67 | 310.71 | 314 | Maintain Status Quo | Afghanistan | AFG | 2022-01-02 | v8 | TRUE
https://raw.githubusercontent.com/mrc-ide/global-lmic-reports/master/AFG/projections.csv | 2021-07-25 | hospital_incidence | 107.12 | 111.61 | 115.32 | 115.65 | 119.21 | 125.49 | Maintain Status Quo | Afghanistan | AFG | 2022-01-02 | v8 | TRUE
https://raw.githubusercontent.com/mrc-ide/global-lmic-reports/master/AFG/projections.csv | 2021-07-25 | ICU_incidence | 32.68 | 34.04 | 35.17 | 35.27 | 36.36 | 38.25 | Maintain Status Quo | Afghanistan | AFG | 2022-01-02 | v8 | TRUE
https://raw.githubusercontent.com/mrc-ide/global-lmic-reports/master/AFG/projections.csv | 2021-07-25 | prevalence | 85302.94 | 88966.05 | 92966.87 | 92809.65 | 96325.92 | 101864.56 | Maintain Status Quo | Afghanistan | AFG | 2022-01-02 | v8 | TRUE
https://raw.githubusercontent.com/mrc-ide/global-lmic-reports/master/AFG/projections.csv | 2021-07-25 | cumulative_infections | 3136083.17 | 3290736.27 | 3376620.44 | 3373262.07 | 3462890.11 | 3668978.78 | Maintain Status Quo | Afghanistan | AFG | 2022-01-02 | v8 | TRUE
https://raw.githubusercontent.com/mrc-ide/global-lmic-reports/master/AFG/projections.csv | 2021-07-25 | cumulative_deaths | 6163.31 | 6505.7 | 6696.24 | 6692.97 | 6896.69 | 7367.1 | Maintain Status Quo | Afghanistan | AFG | 2022-01-02 | v8 | TRUE
https://raw.githubusercontent.com/mrc-ide/global-lmic-reports/master/AFG/projections.csv | 2021-07-25 | Rt | 0.77 | 0.8 | 0.82 | 0.82 | 0.83 | 0.88 | Maintain Status Quo | Afghanistan | AFG | 2022-01-02 | v8 | TRUE
https://raw.githubusercontent.com/mrc-ide/global-lmic-reports/master/AFG/projections.csv | 2021-07-25 | Reff | 0.67 | 0.7 | 0.72 | 0.72 | 0.73 | 0.77 | Maintain Status Quo | Afghanistan | AFG | 2022-01-02 | v8 | TRUE
https://raw.githubusercontent.com/mrc-ide/global-lmic-reports/master/AFG/projections.csv | 2021-07-25 | infections | 9640.13 | 10098.16 | 10848.96 | 10824.57 | 11258.42 | 12721.11 | Optimistic | Afghanistan | AFG | 2022-01-02 | v8 | TRUE
https://raw.githubusercontent.com/mrc-ide/global-lmic-reports/master/AFG/projections.csv | 2021-07-25 | deaths | 34.66 | 36.96 | 37.97 | 38.25 | 39.17 | 42.35 | Optimistic | Afghanistan | AFG | 2022-01-02 | v8 | TRUE
https://raw.githubusercontent.com/mrc-ide/global-lmic-reports/master/AFG/projections.csv | 2021-07-25 | hospital_demand | 1393.52 | 1479 | 1513.91 | 1519.17 | 1569.82 | 1655.13 | Optimistic | Afghanistan | AFG | 2022-01-02 | v8 | TRUE
https://raw.githubusercontent.com/mrc-ide/global-lmic-reports/master/AFG/projections.csv | 2021-07-25 | ICU_demand | 305.79 | 308.36 | 309.57 | 309.67 | 310.71 | 314 | Optimistic | Afghanistan | AFG | 2022-01-02 | v8 | TRUE
https://raw.githubusercontent.com/mrc-ide/global-lmic-reports/master/AFG/projections.csv | 2021-07-25 | hospital_incidence | 107.12 | 111.61 | 115.32 | 115.65 | 119.21 | 125.49 | Optimistic | Afghanistan | AFG | 2022-01-02 | v8 | TRUE
https://raw.githubusercontent.com/mrc-ide/global-lmic-reports/master/AFG/projections.csv | 2021-07-25 | ICU_incidence | 32.68 | 34.04 | 35.17 | 35.27 | 36.36 | 38.25 | Optimistic | Afghanistan | AFG | 2022-01-02 | v8 | TRUE
https://raw.githubusercontent.com/mrc-ide/global-lmic-reports/master/AFG/projections.csv | 2021-07-25 | prevalence | 85302.94 | 88966.05 | 92966.87 | 92809.65 | 96325.92 | 101864.56 | Optimistic | Afghanistan | AFG | 2022-01-02 | v8 | TRUE
https://raw.githubusercontent.com/mrc-ide/global-lmic-reports/master/AFG/projections.csv | 2021-07-25 | cumulative_infections | 3136083.17 | 3290736.27 | 3376620.44 | 3373262.07 | 3462890.11 | 3668978.78 | Optimistic | Afghanistan | AFG | 2022-01-02 | v8 | TRUE
https://raw.githubusercontent.com/mrc-ide/global-lmic-reports/master/AFG/projections.csv | 2021-07-25 | cumulative_deaths | 6163.31 | 6505.7 | 6696.24 | 6692.97 | 6896.69 | 7367.1 | Optimistic | Afghanistan | AFG | 2022-01-02 | v8 | TRUE
https://raw.githubusercontent.com/mrc-ide/global-lmic-reports/master/AFG/projections.csv | 2021-07-25 | Rt | 0.77 | 0.8 | 0.82 | 0.82 | 0.83 | 0.88 | Optimistic | Afghanistan | AFG | 2022-01-02 | v8 | TRUE
https://raw.githubusercontent.com/mrc-ide/global-lmic-reports/master/AFG/projections.csv | 2021-07-25 | Reff | 0.67 | 0.7 | 0.72 | 0.72 | 0.73 | 0.77 | Optimistic | Afghanistan | AFG | 2022-01-02 | v8 | TRUE
https://raw.githubusercontent.com/mrc-ide/global-lmic-reports/master/AFG/projections.csv | 2021-07-25 | infections | 9640.13 | 10098.16 | 10848.96 | 10824.57 | 11258.42 | 12721.11 | Pessimistic | Afghanistan | AFG | 2022-01-02 | v8 | TRUE
https://raw.githubusercontent.com/mrc-ide/global-lmic-reports/master/AFG/projections.csv | 2021-07-25 | deaths | 34.66 | 36.96 | 37.97 | 38.25 | 39.17 | 42.35 | Pessimistic | Afghanistan | AFG | 2022-01-02 | v8 | TRUE
https://raw.githubusercontent.com/mrc-ide/global-lmic-reports/master/AFG/projections.csv | 2021-07-25 | hospital_demand | 1393.52 | 1479 | 1513.91 | 1519.17 | 1569.82 | 1655.13 | Pessimistic | Afghanistan | AFG | 2022-01-02 | v8 | TRUE
https://raw.githubusercontent.com/mrc-ide/global-lmic-reports/master/AFG/projections.csv | 2021-07-25 | ICU_demand | 305.79 | 308.36 | 309.57 | 309.67 | 310.71 | 314 | Pessimistic | Afghanistan | AFG | 2022-01-02 | v8 | TRUE
https://raw.githubusercontent.com/mrc-ide/global-lmic-reports/master/AFG/projections.csv | 2021-07-25 | hospital_incidence | 107.12 | 111.61 | 115.32 | 115.65 | 119.21 | 125.49 | Pessimistic | Afghanistan | AFG | 2022-01-02 | v8 | TRUE
https://raw.githubusercontent.com/mrc-ide/global-lmic-reports/master/AFG/projections.csv | 2021-07-25 | ICU_incidence | 32.68 | 34.04 | 35.17 | 35.27 | 36.36 | 38.25 | Pessimistic | Afghanistan | AFG | 2022-01-02 | v8 | TRUE
https://raw.githubusercontent.com/mrc-ide/global-lmic-reports/master/AFG/projections.csv | 2021-07-25 | prevalence | 85302.94 | 88966.05 | 92966.87 | 92809.65 | 96325.92 | 101864.56 | Pessimistic | Afghanistan | AFG | 2022-01-02 | v8 | TRUE
https://raw.githubusercontent.com/mrc-ide/global-lmic-reports/master/AFG/projections.csv | 2021-07-25 | cumulative_infections | 3136083.17 | 3290736.27 | 3376620.44 | 3373262.07 | 3462890.11 | 3668978.78 | Pessimistic | Afghanistan | AFG | 2022-01-02 | v8 | TRUE
https://raw.githubusercontent.com/mrc-ide/global-lmic-reports/master/AFG/projections.csv | 2021-07-25 | cumulative_deaths | 6163.31 | 6505.7 | 6696.24 | 6692.97 | 6896.69 | 7367.1 | Pessimistic | Afghanistan | AFG | 2022-01-02 | v8 | TRUE
https://raw.githubusercontent.com/mrc-ide/global-lmic-reports/master/AFG/projections.csv | 2021-07-25 | Rt | 0.77 | 0.8 | 0.82 | 0.82 | 0.83 | 0.88 | Pessimistic | Afghanistan | AFG | 2022-01-02 | v8 | TRUE
https://raw.githubusercontent.com/mrc-ide/global-lmic-reports/master/AFG/projections.csv | 2021-07-25 | Reff | 0.67 | 0.7 | 0.72 | 0.72 | 0.73 | 0.77 | Pessimistic | Afghanistan | AFG | 2022-01-02 | v8 | TRUE
https://raw.githubusercontent.com/mrc-ide/global-lmic-reports/master/AFG/projections.csv | 2021-07-25 | infections | 9640.13 | 10098.16 | 10848.96 | 10824.57 | 11258.42 | 12721.11 | Relax Interventions 50% | Afghanistan | AFG | 2022-01-02 | v8 | TRUE
https://raw.githubusercontent.com/mrc-ide/global-lmic-reports/master/AFG/projections.csv | 2021-07-25 | deaths | 34.66 | 36.96 | 37.97 | 38.25 | 39.17 | 42.35 | Relax Interventions 50% | Afghanistan | AFG | 2022-01-02 | v8 | TRUE
https://raw.githubusercontent.com/mrc-ide/global-lmic-reports/master/AFG/projections.csv | 2021-07-25 | hospital_demand | 1393.52 | 1479 | 1513.91 | 1519.17 | 1569.82 | 1655.13 | Relax Interventions 50% | Afghanistan | AFG | 2022-01-02 | v8 | TRUE
https://raw.githubusercontent.com/mrc-ide/global-lmic-reports/master/AFG/projections.csv | 2021-07-25 | ICU_demand | 305.79 | 308.36 | 309.57 | 309.67 | 310.71 | 314 | Relax Interventions 50% | Afghanistan | AFG | 2022-01-02 | v8 | TRUE
https://raw.githubusercontent.com/mrc-ide/global-lmic-reports/master/AFG/projections.csv | 2021-07-25 | hospital_incidence | 107.12 | 111.61 | 115.32 | 115.65 | 119.21 | 125.49 | Relax Interventions 50% | Afghanistan | AFG | 2022-01-02 | v8 | TRUE
https://raw.githubusercontent.com/mrc-ide/global-lmic-reports/master/AFG/projections.csv | 2021-07-25 | ICU_incidence | 32.68 | 34.04 | 35.17 | 35.27 | 36.36 | 38.25 | Relax Interventions 50% | Afghanistan | AFG | 2022-01-02 | v8 | TRUE
https://raw.githubusercontent.com/mrc-ide/global-lmic-reports/master/AFG/projections.csv | 2021-07-25 | prevalence | 85302.94 | 88966.05 | 92966.87 | 92809.65 | 96325.92 | 101864.56 | Relax Interventions 50% | Afghanistan | AFG | 2022-01-02 | v8 | TRUE
https://raw.githubusercontent.com/mrc-ide/global-lmic-reports/master/AFG/projections.csv | 2021-07-25 | cumulative_infections | 3136083.17 | 3290736.27 | 3376620.44 | 3373262.07 | 3462890.11 | 3668978.78 | Relax Interventions 50% | Afghanistan | AFG | 2022-01-02 | v8 | TRUE
https://raw.githubusercontent.com/mrc-ide/global-lmic-reports/master/AFG/projections.csv | 2021-07-25 | cumulative_deaths | 6163.31 | 6505.7 | 6696.24 | 6692.97 | 6896.69 | 7367.1 | Relax Interventions 50% | Afghanistan | AFG | 2022-01-02 | v8 | TRUE
https://raw.githubusercontent.com/mrc-ide/global-lmic-reports/master/AFG/projections.csv | 2021-07-25 | Rt | 0.77 | 0.8 | 0.82 | 0.82 | 0.83 | 0.88 | Relax Interventions 50% | Afghanistan | AFG | 2022-01-02 | v8 | TRUE
https://raw.githubusercontent.com/mrc-ide/global-lmic-reports/master/AFG/projections.csv | 2021-07-25 | Reff | 0.67 | 0.7 | 0.72 | 0.72 | 0.73 | 0.77 | Relax Interventions 50% | Afghanistan | AFG | 2022-01-02 | v8 | TRUE
https://raw.githubusercontent.com/mrc-ide/global-lmic-reports/master/AFG/projections.csv | 2021-07-25 | infections | 9786.21 | 10468.12 | 10835.99 | 10928.56 | 11478.6 | 12183.79 | Surged Additional 50% Reduction | Afghanistan | AFG | 2022-01-02 | v8 | TRUE
https://raw.githubusercontent.com/mrc-ide/global-lmic-reports/master/AFG/projections.csv | 2021-07-25 | deaths | 37.97 | 40.32 | 41.81 | 41.64 | 42.77 | 45.33 | Surged Additional 50% Reduction | Afghanistan | AFG | 2022-01-02 | v8 | TRUE
https://raw.githubusercontent.com/mrc-ide/global-lmic-reports/master/AFG/projections.csv | 2021-07-25 | hospital_demand | 1465.47 | 1548.24 | 1602 | 1596.08 | 1642.1 | 1717.11 | Surged Additional 50% Reduction | Afghanistan | AFG | 2022-01-02 | v8 | TRUE
https://raw.githubusercontent.com/mrc-ide/global-lmic-reports/master/AFG/projections.csv | 2021-07-25 | ICU_demand | 679.6 | 720.09 | 744.84 | 742.5 | 762.79 | 802.78 | Surged Additional 50% Reduction | Afghanistan | AFG | 2022-01-02 | v8 | TRUE
https://raw.githubusercontent.com/mrc-ide/global-lmic-reports/master/AFG/projections.csv | 2021-07-25 | hospital_incidence | 107.53 | 111.88 | 116.86 | 116.11 | 120.24 | 124.49 | Surged Additional 50% Reduction | Afghanistan | AFG | 2022-01-02 | v8 | TRUE
https://raw.githubusercontent.com/mrc-ide/global-lmic-reports/master/AFG/projections.csv | 2021-07-25 | ICU_incidence | 32.8 | 34.11 | 35.64 | 35.41 | 36.67 | 37.95 | Surged Additional 50% Reduction | Afghanistan | AFG | 2022-01-02 | v8 | TRUE
https://raw.githubusercontent.com/mrc-ide/global-lmic-reports/master/AFG/projections.csv | 2021-07-25 | prevalence | 85534.51 | 90387.92 | 93528.01 | 93987.98 | 97711.39 | 102356.58 | Surged Additional 50% Reduction | Afghanistan | AFG | 2022-01-02 | v8 | TRUE
https://raw.githubusercontent.com/mrc-ide/global-lmic-reports/master/AFG/projections.csv | 2021-07-25 | cumulative_infections | 3210920.22 | 3279382.7 | 3347967.7 | 3351810.51 | 3407536.32 | 3565947.67 | Surged Additional 50% Reduction | Afghanistan | AFG | 2022-01-02 | v8 | TRUE
https://raw.githubusercontent.com/mrc-ide/global-lmic-reports/master/AFG/projections.csv | 2021-07-25 | cumulative_deaths | 4999.6 | 5134.05 | 5236.87 | 5241.1 | 5326.85 | 5587.04 | Surged Additional 50% Reduction | Afghanistan | AFG | 2022-01-02 | v8 | TRUE
https://raw.githubusercontent.com/mrc-ide/global-lmic-reports/master/AFG/projections.csv | 2021-07-25 | Rt | 0.78 | 0.8 | 0.82 | 0.82 | 0.84 | 0.86 | Surged Additional 50% Reduction | Afghanistan | AFG | 2022-01-02 | v8 | TRUE
https://raw.githubusercontent.com/mrc-ide/global-lmic-reports/master/AFG/projections.csv | 2021-07-25 | Reff | 0.68 | 0.7 | 0.72 | 0.72 | 0.73 | 0.76 | Surged Additional 50% Reduction | Afghanistan | AFG | 2022-01-02 | v8 | TRUE
https://raw.githubusercontent.com/mrc-ide/global-lmic-reports/master/AFG/projections.csv | 2021-07-25 | infections | 9786.21 | 10468.12 | 10835.99 | 10928.56 | 11478.6 | 12183.79 | Surged Maintain Status Quo | Afghanistan | AFG | 2022-01-02 | v8 | TRUE
https://raw.githubusercontent.com/mrc-ide/global-lmic-reports/master/AFG/projections.csv | 2021-07-25 | deaths | 37.97 | 40.32 | 41.81 | 41.64 | 42.77 | 45.33 | Surged Maintain Status Quo | Afghanistan | AFG | 2022-01-02 | v8 | TRUE
https://raw.githubusercontent.com/mrc-ide/global-lmic-reports/master/AFG/projections.csv | 2021-07-25 | hospital_demand | 1465.47 | 1548.24 | 1602 | 1596.08 | 1642.1 | 1717.11 | Surged Maintain Status Quo | Afghanistan | AFG | 2022-01-02 | v8 | TRUE
https://raw.githubusercontent.com/mrc-ide/global-lmic-reports/master/AFG/projections.csv | 2021-07-25 | ICU_demand | 679.6 | 720.09 | 744.84 | 742.5 | 762.79 | 802.78 | Surged Maintain Status Quo | Afghanistan | AFG | 2022-01-02 | v8 | TRUE
https://raw.githubusercontent.com/mrc-ide/global-lmic-reports/master/AFG/projections.csv | 2021-07-25 | hospital_incidence | 107.53 | 111.88 | 116.86 | 116.11 | 120.24 | 124.49 | Surged Maintain Status Quo | Afghanistan | AFG | 2022-01-02 | v8 | TRUE
https://raw.githubusercontent.com/mrc-ide/global-lmic-reports/master/AFG/projections.csv | 2021-07-25 | ICU_incidence | 32.8 | 34.11 | 35.64 | 35.41 | 36.67 | 37.95 | Surged Maintain Status Quo | Afghanistan | AFG | 2022-01-02 | v8 | TRUE
https://raw.githubusercontent.com/mrc-ide/global-lmic-reports/master/AFG/projections.csv | 2021-07-25 | prevalence | 85534.51 | 90387.92 | 93528.01 | 93987.98 | 97711.39 | 102356.58 | Surged Maintain Status Quo | Afghanistan | AFG | 2022-01-02 | v8 | TRUE
https://raw.githubusercontent.com/mrc-ide/global-lmic-reports/master/AFG/projections.csv | 2021-07-25 | cumulative_infections | 3210920.22 | 3279382.7 | 3347967.7 | 3351810.51 | 3407536.32 | 3565947.67 | Surged Maintain Status Quo | Afghanistan | AFG | 2022-01-02 | v8 | TRUE
https://raw.githubusercontent.com/mrc-ide/global-lmic-reports/master/AFG/projections.csv | 2021-07-25 | cumulative_deaths | 4999.6 | 5134.05 | 5236.87 | 5241.1 | 5326.85 | 5587.04 | Surged Maintain Status Quo | Afghanistan | AFG | 2022-01-02 | v8 | TRUE
https://raw.githubusercontent.com/mrc-ide/global-lmic-reports/master/AFG/projections.csv | 2021-07-25 | Rt | 0.78 | 0.8 | 0.82 | 0.82 | 0.84 | 0.86 | Surged Maintain Status Quo | Afghanistan | AFG | 2022-01-02 | v8 | TRUE
https://raw.githubusercontent.com/mrc-ide/global-lmic-reports/master/AFG/projections.csv | 2021-07-25 | Reff | 0.68 | 0.7 | 0.72 | 0.72 | 0.73 | 0.76 | Surged Maintain Status Quo | Afghanistan | AFG | 2022-01-02 | v8 | TRUE
https://raw.githubusercontent.com/mrc-ide/global-lmic-reports/master/AFG/projections.csv | 2021-07-25 | infections | 9786.21 | 10468.12 | 10835.99 | 10928.56 | 11478.6 | 12183.79 | Surged Optimistic | Afghanistan | AFG | 2022-01-02 | v8 | TRUE
https://raw.githubusercontent.com/mrc-ide/global-lmic-reports/master/AFG/projections.csv | 2021-07-25 | deaths | 37.97 | 40.32 | 41.81 | 41.64 | 42.77 | 45.33 | Surged Optimistic | Afghanistan | AFG | 2022-01-02 | v8 | TRUE
https://raw.githubusercontent.com/mrc-ide/global-lmic-reports/master/AFG/projections.csv | 2021-07-25 | hospital_demand | 1465.47 | 1548.24 | 1602 | 1596.08 | 1642.1 | 1717.11 | Surged Optimistic | Afghanistan | AFG | 2022-01-02 | v8 | TRUE
https://raw.githubusercontent.com/mrc-ide/global-lmic-reports/master/AFG/projections.csv | 2021-07-25 | ICU_demand | 679.6 | 720.09 | 744.84 | 742.5 | 762.79 | 802.78 | Surged Optimistic | Afghanistan | AFG | 2022-01-02 | v8 | TRUE
https://raw.githubusercontent.com/mrc-ide/global-lmic-reports/master/AFG/projections.csv | 2021-07-25 | hospital_incidence | 107.53 | 111.88 | 116.86 | 116.11 | 120.24 | 124.49 | Surged Optimistic | Afghanistan | AFG | 2022-01-02 | v8 | TRUE
https://raw.githubusercontent.com/mrc-ide/global-lmic-reports/master/AFG/projections.csv | 2021-07-25 | ICU_incidence | 32.8 | 34.11 | 35.64 | 35.41 | 36.67 | 37.95 | Surged Optimistic | Afghanistan | AFG | 2022-01-02 | v8 | TRUE
https://raw.githubusercontent.com/mrc-ide/global-lmic-reports/master/AFG/projections.csv | 2021-07-25 | prevalence | 85534.51 | 90387.92 | 93528.01 | 93987.98 | 97711.39 | 102356.58 | Surged Optimistic | Afghanistan | AFG | 2022-01-02 | v8 | TRUE
https://raw.githubusercontent.com/mrc-ide/global-lmic-reports/master/AFG/projections.csv | 2021-07-25 | cumulative_infections | 3210920.22 | 3279382.7 | 3347967.7 | 3351810.51 | 3407536.32 | 3565947.67 | Surged Optimistic | Afghanistan | AFG | 2022-01-02 | v8 | TRUE
https://raw.githubusercontent.com/mrc-ide/global-lmic-reports/master/AFG/projections.csv | 2021-07-25 | cumulative_deaths | 4999.6 | 5134.05 | 5236.87 | 5241.1 | 5326.85 | 5587.04 | Surged Optimistic | Afghanistan | AFG | 2022-01-02 | v8 | TRUE
https://raw.githubusercontent.com/mrc-ide/global-lmic-reports/master/AFG/projections.csv | 2021-07-25 | Rt | 0.78 | 0.8 | 0.82 | 0.82 | 0.84 | 0.86 | Surged Optimistic | Afghanistan | AFG | 2022-01-02 | v8 | TRUE
https://raw.githubusercontent.com/mrc-ide/global-lmic-reports/master/AFG/projections.csv | 2021-07-25 | Reff | 0.68 | 0.7 | 0.72 | 0.72 | 0.73 | 0.76 | Surged Optimistic | Afghanistan | AFG | 2022-01-02 | v8 | TRUE
https://raw.githubusercontent.com/mrc-ide/global-lmic-reports/master/AFG/projections.csv | 2021-07-25 | infections | 9786.21 | 10468.12 | 10835.99 | 10928.56 | 11478.6 | 12183.79 | Surged Pessimistic | Afghanistan | AFG | 2022-01-02 | v8 | TRUE
https://raw.githubusercontent.com/mrc-ide/global-lmic-reports/master/AFG/projections.csv | 2021-07-25 | deaths | 37.97 | 40.32 | 41.81 | 41.64 | 42.77 | 45.33 | Surged Pessimistic | Afghanistan | AFG | 2022-01-02 | v8 | TRUE
https://raw.githubusercontent.com/mrc-ide/global-lmic-reports/master/AFG/projections.csv | 2021-07-25 | hospital_demand | 1465.47 | 1548.24 | 1602 | 1596.08 | 1642.1 | 1717.11 | Surged Pessimistic | Afghanistan | AFG | 2022-01-02 | v8 | TRUE
https://raw.githubusercontent.com/mrc-ide/global-lmic-reports/master/AFG/projections.csv | 2021-07-25 | ICU_demand | 679.6 | 720.09 | 744.84 | 742.5 | 762.79 | 802.78 | Surged Pessimistic | Afghanistan | AFG | 2022-01-02 | v8 | TRUE
https://raw.githubusercontent.com/mrc-ide/global-lmic-reports/master/AFG/projections.csv | 2021-07-25 | hospital_incidence | 107.53 | 111.88 | 116.86 | 116.11 | 120.24 | 124.49 | Surged Pessimistic | Afghanistan | AFG | 2022-01-02 | v8 | TRUE
https://raw.githubusercontent.com/mrc-ide/global-lmic-reports/master/AFG/projections.csv | 2021-07-25 | ICU_incidence | 32.8 | 34.11 | 35.64 | 35.41 | 36.67 | 37.95 | Surged Pessimistic | Afghanistan | AFG | 2022-01-02 | v8 | TRUE
https://raw.githubusercontent.com/mrc-ide/global-lmic-reports/master/AFG/projections.csv | 2021-07-25 | prevalence | 85534.51 | 90387.92 | 93528.01 | 93987.98 | 97711.39 | 102356.58 | Surged Pessimistic | Afghanistan | AFG | 2022-01-02 | v8 | TRUE
https://raw.githubusercontent.com/mrc-ide/global-lmic-reports/master/AFG/projections.csv | 2021-07-25 | cumulative_infections | 3210920.22 | 3279382.7 | 3347967.7 | 3351810.51 | 3407536.32 | 3565947.67 | Surged Pessimistic | Afghanistan | AFG | 2022-01-02 | v8 | TRUE
https://raw.githubusercontent.com/mrc-ide/global-lmic-reports/master/AFG/projections.csv | 2021-07-25 | cumulative_deaths | 4999.6 | 5134.05 | 5236.87 | 5241.1 | 5326.85 | 5587.04 | Surged Pessimistic | Afghanistan | AFG | 2022-01-02 | v8 | TRUE
https://raw.githubusercontent.com/mrc-ide/global-lmic-reports/master/AFG/projections.csv | 2021-07-25 | Rt | 0.78 | 0.8 | 0.82 | 0.82 | 0.84 | 0.86 | Surged Pessimistic | Afghanistan | AFG | 2022-01-02 | v8 | TRUE
https://raw.githubusercontent.com/mrc-ide/global-lmic-reports/master/AFG/projections.csv | 2021-07-25 | Reff | 0.68 | 0.7 | 0.72 | 0.72 | 0.73 | 0.76 | Surged Pessimistic | Afghanistan | AFG | 2022-01-02 | v8 | TRUE
https://raw.githubusercontent.com/mrc-ide/global-lmic-reports/master/AFG/projections.csv | 2021-07-25 | infections | 9786.21 | 10468.12 | 10835.99 | 10928.56 | 11478.6 | 12183.79 | Surged Relax Interventions 50% | Afghanistan | AFG | 2022-01-02 | v8 | TRUE
https://raw.githubusercontent.com/mrc-ide/global-lmic-reports/master/AFG/projections.csv | 2021-07-25 | deaths | 37.97 | 40.32 | 41.81 | 41.64 | 42.77 | 45.33 | Surged Relax Interventions 50% | Afghanistan | AFG | 2022-01-02 | v8 | TRUE
https://raw.githubusercontent.com/mrc-ide/global-lmic-reports/master/AFG/projections.csv | 2021-07-25 | hospital_demand | 1465.47 | 1548.24 | 1602 | 1596.08 | 1642.1 | 1717.11 | Surged Relax Interventions 50% | Afghanistan | AFG | 2022-01-02 | v8 | TRUE
https://raw.githubusercontent.com/mrc-ide/global-lmic-reports/master/AFG/projections.csv | 2021-07-25 | ICU_demand | 679.6 | 720.09 | 744.84 | 742.5 | 762.79 | 802.78 | Surged Relax Interventions 50% | Afghanistan | AFG | 2022-01-02 | v8 | TRUE
https://raw.githubusercontent.com/mrc-ide/global-lmic-reports/master/AFG/projections.csv | 2021-07-25 | hospital_incidence | 107.53 | 111.88 | 116.86 | 116.11 | 120.24 | 124.49 | Surged Relax Interventions 50% | Afghanistan | AFG | 2022-01-02 | v8 | TRUE
https://raw.githubusercontent.com/mrc-ide/global-lmic-reports/master/AFG/projections.csv | 2021-07-25 | ICU_incidence | 32.8 | 34.11 | 35.64 | 35.41 | 36.67 | 37.95 | Surged Relax Interventions 50% | Afghanistan | AFG | 2022-01-02 | v8 | TRUE
https://raw.githubusercontent.com/mrc-ide/global-lmic-reports/master/AFG/projections.csv | 2021-07-25 | prevalence | 85534.51 | 90387.92 | 93528.01 | 93987.98 | 97711.39 | 102356.58 | Surged Relax Interventions 50% | Afghanistan | AFG | 2022-01-02 | v8 | TRUE
https://raw.githubusercontent.com/mrc-ide/global-lmic-reports/master/AFG/projections.csv | 2021-07-25 | cumulative_infections | 3210920.22 | 3279382.7 | 3347967.7 | 3351810.51 | 3407536.32 | 3565947.67 | Surged Relax Interventions 50% | Afghanistan | AFG | 2022-01-02 | v8 | TRUE
https://raw.githubusercontent.com/mrc-ide/global-lmic-reports/master/AFG/projections.csv | 2021-07-25 | cumulative_deaths | 4999.6 | 5134.05 | 5236.87 | 5241.1 | 5326.85 | 5587.04 | Surged Relax Interventions 50% | Afghanistan | AFG | 2022-01-02 | v8 | TRUE
https://raw.githubusercontent.com/mrc-ide/global-lmic-reports/master/AFG/projections.csv | 2021-07-25 | Rt | 0.78 | 0.8 | 0.82 | 0.82 | 0.84 | 0.86 | Surged Relax Interventions 50% | Afghanistan | AFG | 2022-01-02 | v8 | TRUE
https://raw.githubusercontent.com/mrc-ide/global-lmic-reports/master/AFG/projections.csv | 2021-07-25 | Reff | 0.68 | 0.7 | 0.72 | 0.72 | 0.73 | 0.76 | Surged Relax Interventions 50% | Afghanistan | AFG | 2022-01-02 | v8 | TRUE
https://raw.githubusercontent.com/mrc-ide/global-lmic-reports/master/AFG/projections.csv | 2021-07-26 | infections | 9515.75 | 9992.36 | 10742.73 | 10745.26 | 11214 | 12763.89 | Additional 50% Reduction | Afghanistan | AFG | 2022-01-02 | v8 | TRUE
https://raw.githubusercontent.com/mrc-ide/global-lmic-reports/master/AFG/projections.csv | 2021-07-26 | deaths | 32.41 | 34.65 | 35.74 | 35.82 | 36.77 | 39.59 | Additional 50% Reduction | Afghanistan | AFG | 2022-01-02 | v8 | TRUE
https://raw.githubusercontent.com/mrc-ide/global-lmic-reports/master/AFG/projections.csv | 2021-07-26 | hospital_demand | 1341.59 | 1415.65 | 1451.27 | 1453.3 | 1501.41 | 1581.97 | Additional 50% Reduction | Afghanistan | AFG | 2022-01-02 | v8 | TRUE
https://raw.githubusercontent.com/mrc-ide/global-lmic-reports/master/AFG/projections.csv | 2021-07-26 | ICU_demand | 303.25 | 305.54 | 306.94 | 306.94 | 308.28 | 311.24 | Additional 50% Reduction | Afghanistan | AFG | 2022-01-02 | v8 | TRUE
https://raw.githubusercontent.com/mrc-ide/global-lmic-reports/master/AFG/projections.csv | 2021-07-26 | hospital_incidence | 101.2 | 105.37 | 108.7 | 109.34 | 112.99 | 118.57 | Additional 50% Reduction | Afghanistan | AFG | 2022-01-02 | v8 | TRUE
https://raw.githubusercontent.com/mrc-ide/global-lmic-reports/master/AFG/projections.csv | 2021-07-26 | ICU_incidence | 30.86 | 32.12 | 33.13 | 33.32 | 34.43 | 36.12 | Additional 50% Reduction | Afghanistan | AFG | 2022-01-02 | v8 | TRUE
https://raw.githubusercontent.com/mrc-ide/global-lmic-reports/master/AFG/projections.csv | 2021-07-26 | prevalence | 81276.54 | 84700.58 | 88727.13 | 88529.23 | 91667.65 | 98958.85 | Additional 50% Reduction | Afghanistan | AFG | 2022-01-02 | v8 | TRUE
https://raw.githubusercontent.com/mrc-ide/global-lmic-reports/master/AFG/projections.csv | 2021-07-26 | cumulative_infections | 3146160.63 | 3300949.29 | 3387779.86 | 3384007.33 | 3473863.15 | 3680299.94 | Additional 50% Reduction | Afghanistan | AFG | 2022-01-02 | v8 | TRUE
https://raw.githubusercontent.com/mrc-ide/global-lmic-reports/master/AFG/projections.csv | 2021-07-26 | cumulative_deaths | 6196.07 | 6540.04 | 6731.52 | 6728.78 | 6933.48 | 7406.21 | Additional 50% Reduction | Afghanistan | AFG | 2022-01-02 | v8 | TRUE
https://raw.githubusercontent.com/mrc-ide/global-lmic-reports/master/AFG/projections.csv | 2021-07-26 | Rt | 0.78 | 0.81 | 0.84 | 0.84 | 0.85 | 0.9 | Additional 50% Reduction | Afghanistan | AFG | 2022-01-02 | v8 | TRUE
https://raw.githubusercontent.com/mrc-ide/global-lmic-reports/master/AFG/projections.csv | 2021-07-26 | Reff | 0.68 | 0.71 | 0.73 | 0.73 | 0.75 | 0.79 | Additional 50% Reduction | Afghanistan | AFG | 2022-01-02 | v8 | TRUE
https://raw.githubusercontent.com/mrc-ide/global-lmic-reports/master/AFG/projections.csv | 2021-07-26 | infections | 9515.75 | 9992.36 | 10742.73 | 10745.26 | 11214 | 12763.89 | Maintain Status Quo | Afghanistan | AFG | 2022-01-02 | v8 | TRUE
https://raw.githubusercontent.com/mrc-ide/global-lmic-reports/master/AFG/projections.csv | 2021-07-26 | deaths | 32.41 | 34.65 | 35.74 | 35.82 | 36.77 | 39.59 | Maintain Status Quo | Afghanistan | AFG | 2022-01-02 | v8 | TRUE
https://raw.githubusercontent.com/mrc-ide/global-lmic-reports/master/AFG/projections.csv | 2021-07-26 | hospital_demand | 1341.59 | 1415.65 | 1451.27 | 1453.3 | 1501.41 | 1581.97 | Maintain Status Quo | Afghanistan | AFG | 2022-01-02 | v8 | TRUE
https://raw.githubusercontent.com/mrc-ide/global-lmic-reports/master/AFG/projections.csv | 2021-07-26 | ICU_demand | 303.25 | 305.54 | 306.94 | 306.94 | 308.28 | 311.24 | Maintain Status Quo | Afghanistan | AFG | 2022-01-02 | v8 | TRUE
https://raw.githubusercontent.com/mrc-ide/global-lmic-reports/master/AFG/projections.csv | 2021-07-26 | hospital_incidence | 101.2 | 105.37 | 108.7 | 109.34 | 112.99 | 118.57 | Maintain Status Quo | Afghanistan | AFG | 2022-01-02 | v8 | TRUE
https://raw.githubusercontent.com/mrc-ide/global-lmic-reports/master/AFG/projections.csv | 2021-07-26 | ICU_incidence | 30.86 | 32.12 | 33.13 | 33.32 | 34.43 | 36.12 | Maintain Status Quo | Afghanistan | AFG | 2022-01-02 | v8 | TRUE
https://raw.githubusercontent.com/mrc-ide/global-lmic-reports/master/AFG/projections.csv | 2021-07-26 | prevalence | 81276.54 | 84700.58 | 88727.13 | 88529.23 | 91667.65 | 98958.85 | Maintain Status Quo | Afghanistan | AFG | 2022-01-02 | v8 | TRUE
https://raw.githubusercontent.com/mrc-ide/global-lmic-reports/master/AFG/projections.csv | 2021-07-26 | cumulative_infections | 3146160.63 | 3300949.29 | 3387779.86 | 3384007.33 | 3473863.15 | 3680299.94 | Maintain Status Quo | Afghanistan | AFG | 2022-01-02 | v8 | TRUE
https://raw.githubusercontent.com/mrc-ide/global-lmic-reports/master/AFG/projections.csv | 2021-07-26 | cumulative_deaths | 6196.07 | 6540.04 | 6731.52 | 6728.78 | 6933.48 | 7406.21 | Maintain Status Quo | Afghanistan | AFG | 2022-01-02 | v8 | TRUE
https://raw.githubusercontent.com/mrc-ide/global-lmic-reports/master/AFG/projections.csv | 2021-07-26 | Rt | 0.78 | 0.81 | 0.84 | 0.84 | 0.85 | 0.9 | Maintain Status Quo | Afghanistan | AFG | 2022-01-02 | v8 | TRUE
https://raw.githubusercontent.com/mrc-ide/global-lmic-reports/master/AFG/projections.csv | 2021-07-26 | Reff | 0.68 | 0.71 | 0.73 | 0.73 | 0.75 | 0.79 | Maintain Status Quo | Afghanistan | AFG | 2022-01-02 | v8 | TRUE
https://raw.githubusercontent.com/mrc-ide/global-lmic-reports/master/AFG/projections.csv | 2021-07-26 | infections | 9515.75 | 9992.36 | 10742.73 | 10745.26 | 11214 | 12763.89 | Optimistic | Afghanistan | AFG | 2022-01-02 | v8 | TRUE
https://raw.githubusercontent.com/mrc-ide/global-lmic-reports/master/AFG/projections.csv | 2021-07-26 | deaths | 32.41 | 34.65 | 35.74 | 35.82 | 36.77 | 39.59 | Optimistic | Afghanistan | AFG | 2022-01-02 | v8 | TRUE
https://raw.githubusercontent.com/mrc-ide/global-lmic-reports/master/AFG/projections.csv | 2021-07-26 | hospital_demand | 1341.59 | 1415.65 | 1451.27 | 1453.3 | 1501.41 | 1581.97 | Optimistic | Afghanistan | AFG | 2022-01-02 | v8 | TRUE
https://raw.githubusercontent.com/mrc-ide/global-lmic-reports/master/AFG/projections.csv | 2021-07-26 | ICU_demand | 303.25 | 305.54 | 306.94 | 306.94 | 308.28 | 311.24 | Optimistic | Afghanistan | AFG | 2022-01-02 | v8 | TRUE
https://raw.githubusercontent.com/mrc-ide/global-lmic-reports/master/AFG/projections.csv | 2021-07-26 | hospital_incidence | 101.2 | 105.37 | 108.7 | 109.34 | 112.99 | 118.57 | Optimistic | Afghanistan | AFG | 2022-01-02 | v8 | TRUE
https://raw.githubusercontent.com/mrc-ide/global-lmic-reports/master/AFG/projections.csv | 2021-07-26 | ICU_incidence | 30.86 | 32.12 | 33.13 | 33.32 | 34.43 | 36.12 | Optimistic | Afghanistan | AFG | 2022-01-02 | v8 | TRUE
https://raw.githubusercontent.com/mrc-ide/global-lmic-reports/master/AFG/projections.csv | 2021-07-26 | prevalence | 81276.54 | 84700.58 | 88727.13 | 88529.23 | 91667.65 | 98958.85 | Optimistic | Afghanistan | AFG | 2022-01-02 | v8 | TRUE
https://raw.githubusercontent.com/mrc-ide/global-lmic-reports/master/AFG/projections.csv | 2021-07-26 | cumulative_infections | 3146160.63 | 3300949.29 | 3387779.86 | 3384007.33 | 3473863.15 | 3680299.94 | Optimistic | Afghanistan | AFG | 2022-01-02 | v8 | TRUE
https://raw.githubusercontent.com/mrc-ide/global-lmic-reports/master/AFG/projections.csv | 2021-07-26 | cumulative_deaths | 6196.07 | 6540.04 | 6731.52 | 6728.78 | 6933.48 | 7406.21 | Optimistic | Afghanistan | AFG | 2022-01-02 | v8 | TRUE
https://raw.githubusercontent.com/mrc-ide/global-lmic-reports/master/AFG/projections.csv | 2021-07-26 | Rt | 0.78 | 0.81 | 0.84 | 0.84 | 0.85 | 0.9 | Optimistic | Afghanistan | AFG | 2022-01-02 | v8 | TRUE
https://raw.githubusercontent.com/mrc-ide/global-lmic-reports/master/AFG/projections.csv | 2021-07-26 | Reff | 0.68 | 0.71 | 0.73 | 0.73 | 0.75 | 0.79 | Optimistic | Afghanistan | AFG | 2022-01-02 | v8 | TRUE
https://raw.githubusercontent.com/mrc-ide/global-lmic-reports/master/AFG/projections.csv | 2021-07-26 | infections | 9515.75 | 9992.36 | 10742.73 | 10745.26 | 11214 | 12763.89 | Pessimistic | Afghanistan | AFG | 2022-01-02 | v8 | TRUE
https://raw.githubusercontent.com/mrc-ide/global-lmic-reports/master/AFG/projections.csv | 2021-07-26 | deaths | 32.41 | 34.65 | 35.74 | 35.82 | 36.77 | 39.59 | Pessimistic | Afghanistan | AFG | 2022-01-02 | v8 | TRUE
https://raw.githubusercontent.com/mrc-ide/global-lmic-reports/master/AFG/projections.csv | 2021-07-26 | hospital_demand | 1341.59 | 1415.65 | 1451.27 | 1453.3 | 1501.41 | 1581.97 | Pessimistic | Afghanistan | AFG | 2022-01-02 | v8 | TRUE
https://raw.githubusercontent.com/mrc-ide/global-lmic-reports/master/AFG/projections.csv | 2021-07-26 | ICU_demand | 303.25 | 305.54 | 306.94 | 306.94 | 308.28 | 311.24 | Pessimistic | Afghanistan | AFG | 2022-01-02 | v8 | TRUE
https://raw.githubusercontent.com/mrc-ide/global-lmic-reports/master/AFG/projections.csv | 2021-07-26 | hospital_incidence | 101.2 | 105.37 | 108.7 | 109.34 | 112.99 | 118.57 | Pessimistic | Afghanistan | AFG | 2022-01-02 | v8 | TRUE
https://raw.githubusercontent.com/mrc-ide/global-lmic-reports/master/AFG/projections.csv | 2021-07-26 | ICU_incidence | 30.86 | 32.12 | 33.13 | 33.32 | 34.43 | 36.12 | Pessimistic | Afghanistan | AFG | 2022-01-02 | v8 | TRUE
https://raw.githubusercontent.com/mrc-ide/global-lmic-reports/master/AFG/projections.csv | 2021-07-26 | prevalence | 81276.54 | 84700.58 | 88727.13 | 88529.23 | 91667.65 | 98958.85 | Pessimistic | Afghanistan | AFG | 2022-01-02 | v8 | TRUE
https://raw.githubusercontent.com/mrc-ide/global-lmic-reports/master/AFG/projections.csv | 2021-07-26 | cumulative_infections | 3146160.63 | 3300949.29 | 3387779.86 | 3384007.33 | 3473863.15 | 3680299.94 | Pessimistic | Afghanistan | AFG | 2022-01-02 | v8 | TRUE
https://raw.githubusercontent.com/mrc-ide/global-lmic-reports/master/AFG/projections.csv | 2021-07-26 | cumulative_deaths | 6196.07 | 6540.04 | 6731.52 | 6728.78 | 6933.48 | 7406.21 | Pessimistic | Afghanistan | AFG | 2022-01-02 | v8 | TRUE
https://raw.githubusercontent.com/mrc-ide/global-lmic-reports/master/AFG/projections.csv | 2021-07-26 | Rt | 0.78 | 0.81 | 0.84 | 0.84 | 0.85 | 0.9 | Pessimistic | Afghanistan | AFG | 2022-01-02 | v8 | TRUE
https://raw.githubusercontent.com/mrc-ide/global-lmic-reports/master/AFG/projections.csv | 2021-07-26 | Reff | 0.68 | 0.71 | 0.73 | 0.73 | 0.75 | 0.79 | Pessimistic | Afghanistan | AFG | 2022-01-02 | v8 | TRUE
https://raw.githubusercontent.com/mrc-ide/global-lmic-reports/master/AFG/projections.csv | 2021-07-26 | infections | 9515.75 | 9992.36 | 10742.73 | 10745.26 | 11214 | 12763.89 | Relax Interventions 50% | Afghanistan | AFG | 2022-01-02 | v8 | TRUE
https://raw.githubusercontent.com/mrc-ide/global-lmic-reports/master/AFG/projections.csv | 2021-07-26 | deaths | 32.41 | 34.65 | 35.74 | 35.82 | 36.77 | 39.59 | Relax Interventions 50% | Afghanistan | AFG | 2022-01-02 | v8 | TRUE
https://raw.githubusercontent.com/mrc-ide/global-lmic-reports/master/AFG/projections.csv | 2021-07-26 | hospital_demand | 1341.59 | 1415.65 | 1451.27 | 1453.3 | 1501.41 | 1581.97 | Relax Interventions 50% | Afghanistan | AFG | 2022-01-02 | v8 | TRUE
https://raw.githubusercontent.com/mrc-ide/global-lmic-reports/master/AFG/projections.csv | 2021-07-26 | ICU_demand | 303.25 | 305.54 | 306.94 | 306.94 | 308.28 | 311.24 | Relax Interventions 50% | Afghanistan | AFG | 2022-01-02 | v8 | TRUE
https://raw.githubusercontent.com/mrc-ide/global-lmic-reports/master/AFG/projections.csv | 2021-07-26 | hospital_incidence | 101.2 | 105.37 | 108.7 | 109.34 | 112.99 | 118.57 | Relax Interventions 50% | Afghanistan | AFG | 2022-01-02 | v8 | TRUE
https://raw.githubusercontent.com/mrc-ide/global-lmic-reports/master/AFG/projections.csv | 2021-07-26 | ICU_incidence | 30.86 | 32.12 | 33.13 | 33.32 | 34.43 | 36.12 | Relax Interventions 50% | Afghanistan | AFG | 2022-01-02 | v8 | TRUE
https://raw.githubusercontent.com/mrc-ide/global-lmic-reports/master/AFG/projections.csv | 2021-07-26 | prevalence | 81276.54 | 84700.58 | 88727.13 | 88529.23 | 91667.65 | 98958.85 | Relax Interventions 50% | Afghanistan | AFG | 2022-01-02 | v8 | TRUE
https://raw.githubusercontent.com/mrc-ide/global-lmic-reports/master/AFG/projections.csv | 2021-07-26 | cumulative_infections | 3146160.63 | 3300949.29 | 3387779.86 | 3384007.33 | 3473863.15 | 3680299.94 | Relax Interventions 50% | Afghanistan | AFG | 2022-01-02 | v8 | TRUE
https://raw.githubusercontent.com/mrc-ide/global-lmic-reports/master/AFG/projections.csv | 2021-07-26 | cumulative_deaths | 6196.07 | 6540.04 | 6731.52 | 6728.78 | 6933.48 | 7406.21 | Relax Interventions 50% | Afghanistan | AFG | 2022-01-02 | v8 | TRUE
https://raw.githubusercontent.com/mrc-ide/global-lmic-reports/master/AFG/projections.csv | 2021-07-26 | Rt | 0.78 | 0.81 | 0.84 | 0.84 | 0.85 | 0.9 | Relax Interventions 50% | Afghanistan | AFG | 2022-01-02 | v8 | TRUE
https://raw.githubusercontent.com/mrc-ide/global-lmic-reports/master/AFG/projections.csv | 2021-07-26 | Reff | 0.68 | 0.71 | 0.73 | 0.73 | 0.75 | 0.79 | Relax Interventions 50% | Afghanistan | AFG | 2022-01-02 | v8 | TRUE
https://raw.githubusercontent.com/mrc-ide/global-lmic-reports/master/AFG/projections.csv | 2021-07-26 | infections | 9733.88 | 10210.83 | 10687.9 | 10826.17 | 11381.61 | 12040.74 | Surged Additional 50% Reduction | Afghanistan | AFG | 2022-01-02 | v8 | TRUE
https://raw.githubusercontent.com/mrc-ide/global-lmic-reports/master/AFG/projections.csv | 2021-07-26 | deaths | 36.58 | 38.76 | 40.16 | 40.05 | 41.12 | 43.46 | Surged Additional 50% Reduction | Afghanistan | AFG | 2022-01-02 | v8 | TRUE
https://raw.githubusercontent.com/mrc-ide/global-lmic-reports/master/AFG/projections.csv | 2021-07-26 | hospital_demand | 1403.64 | 1483.52 | 1529.06 | 1527.78 | 1573.99 | 1641.23 | Surged Additional 50% Reduction | Afghanistan | AFG | 2022-01-02 | v8 | TRUE
https://raw.githubusercontent.com/mrc-ide/global-lmic-reports/master/AFG/projections.csv | 2021-07-26 | ICU_demand | 655.24 | 693.05 | 717.01 | 714.61 | 733.66 | 770.17 | Surged Additional 50% Reduction | Afghanistan | AFG | 2022-01-02 | v8 | TRUE
https://raw.githubusercontent.com/mrc-ide/global-lmic-reports/master/AFG/projections.csv | 2021-07-26 | hospital_incidence | 101.56 | 105.49 | 110.3 | 109.85 | 113.87 | 117.71 | Surged Additional 50% Reduction | Afghanistan | AFG | 2022-01-02 | v8 | TRUE
https://raw.githubusercontent.com/mrc-ide/global-lmic-reports/master/AFG/projections.csv | 2021-07-26 | ICU_incidence | 30.96 | 32.16 | 33.62 | 33.48 | 34.7 | 35.87 | Surged Additional 50% Reduction | Afghanistan | AFG | 2022-01-02 | v8 | TRUE
https://raw.githubusercontent.com/mrc-ide/global-lmic-reports/master/AFG/projections.csv | 2021-07-26 | prevalence | 81474.84 | 86249.53 | 89094.94 | 89671.8 | 93118.42 | 98094.23 | Surged Additional 50% Reduction | Afghanistan | AFG | 2022-01-02 | v8 | TRUE
https://raw.githubusercontent.com/mrc-ide/global-lmic-reports/master/AFG/projections.csv | 2021-07-26 | cumulative_infections | 3221823.93 | 3289675.18 | 3358771.52 | 3362636.68 | 3418524.86 | 3576261.3 | Surged Additional 50% Reduction | Afghanistan | AFG | 2022-01-02 | v8 | TRUE
https://raw.githubusercontent.com/mrc-ide/global-lmic-reports/master/AFG/projections.csv | 2021-07-26 | cumulative_deaths | 5039.28 | 5172.69 | 5276.21 | 5281.15 | 5368.43 | 5631.59 | Surged Additional 50% Reduction | Afghanistan | AFG | 2022-01-02 | v8 | TRUE
https://raw.githubusercontent.com/mrc-ide/global-lmic-reports/master/AFG/projections.csv | 2021-07-26 | Rt | 0.79 | 0.82 | 0.84 | 0.84 | 0.85 | 0.88 | Surged Additional 50% Reduction | Afghanistan | AFG | 2022-01-02 | v8 | TRUE
https://raw.githubusercontent.com/mrc-ide/global-lmic-reports/master/AFG/projections.csv | 2021-07-26 | Reff | 0.69 | 0.72 | 0.73 | 0.74 | 0.75 | 0.78 | Surged Additional 50% Reduction | Afghanistan | AFG | 2022-01-02 | v8 | TRUE
https://raw.githubusercontent.com/mrc-ide/global-lmic-reports/master/AFG/projections.csv | 2021-07-26 | infections | 9733.88 | 10210.83 | 10687.9 | 10826.17 | 11381.61 | 12040.74 | Surged Maintain Status Quo | Afghanistan | AFG | 2022-01-02 | v8 | TRUE
https://raw.githubusercontent.com/mrc-ide/global-lmic-reports/master/AFG/projections.csv | 2021-07-26 | deaths | 36.58 | 38.76 | 40.16 | 40.05 | 41.12 | 43.46 | Surged Maintain Status Quo | Afghanistan | AFG | 2022-01-02 | v8 | TRUE
https://raw.githubusercontent.com/mrc-ide/global-lmic-reports/master/AFG/projections.csv | 2021-07-26 | hospital_demand | 1403.64 | 1483.52 | 1529.06 | 1527.78 | 1573.99 | 1641.23 | Surged Maintain Status Quo | Afghanistan | AFG | 2022-01-02 | v8 | TRUE
https://raw.githubusercontent.com/mrc-ide/global-lmic-reports/master/AFG/projections.csv | 2021-07-26 | ICU_demand | 655.24 | 693.05 | 717.01 | 714.61 | 733.66 | 770.17 | Surged Maintain Status Quo | Afghanistan | AFG | 2022-01-02 | v8 | TRUE
https://raw.githubusercontent.com/mrc-ide/global-lmic-reports/master/AFG/projections.csv | 2021-07-26 | hospital_incidence | 101.56 | 105.49 | 110.3 | 109.85 | 113.87 | 117.71 | Surged Maintain Status Quo | Afghanistan | AFG | 2022-01-02 | v8 | TRUE
https://raw.githubusercontent.com/mrc-ide/global-lmic-reports/master/AFG/projections.csv | 2021-07-26 | ICU_incidence | 30.96 | 32.16 | 33.62 | 33.48 | 34.7 | 35.87 | Surged Maintain Status Quo | Afghanistan | AFG | 2022-01-02 | v8 | TRUE
https://raw.githubusercontent.com/mrc-ide/global-lmic-reports/master/AFG/projections.csv | 2021-07-26 | prevalence | 81474.84 | 86249.53 | 89094.94 | 89671.8 | 93118.42 | 98094.23 | Surged Maintain Status Quo | Afghanistan | AFG | 2022-01-02 | v8 | TRUE
https://raw.githubusercontent.com/mrc-ide/global-lmic-reports/master/AFG/projections.csv | 2021-07-26 | cumulative_infections | 3221823.93 | 3289675.18 | 3358771.52 | 3362636.68 | 3418524.86 | 3576261.3 | Surged Maintain Status Quo | Afghanistan | AFG | 2022-01-02 | v8 | TRUE
https://raw.githubusercontent.com/mrc-ide/global-lmic-reports/master/AFG/projections.csv | 2021-07-26 | cumulative_deaths | 5039.28 | 5172.69 | 5276.21 | 5281.15 | 5368.43 | 5631.59 | Surged Maintain Status Quo | Afghanistan | AFG | 2022-01-02 | v8 | TRUE
https://raw.githubusercontent.com/mrc-ide/global-lmic-reports/master/AFG/projections.csv | 2021-07-26 | Rt | 0.79 | 0.82 | 0.84 | 0.84 | 0.85 | 0.88 | Surged Maintain Status Quo | Afghanistan | AFG | 2022-01-02 | v8 | TRUE
https://raw.githubusercontent.com/mrc-ide/global-lmic-reports/master/AFG/projections.csv | 2021-07-26 | Reff | 0.69 | 0.72 | 0.73 | 0.74 | 0.75 | 0.78 | Surged Maintain Status Quo | Afghanistan | AFG | 2022-01-02 | v8 | TRUE
https://raw.githubusercontent.com/mrc-ide/global-lmic-reports/master/AFG/projections.csv | 2021-07-26 | infections | 9733.88 | 10210.83 | 10687.9 | 10826.17 | 11381.61 | 12040.74 | Surged Optimistic | Afghanistan | AFG | 2022-01-02 | v8 | TRUE
https://raw.githubusercontent.com/mrc-ide/global-lmic-reports/master/AFG/projections.csv | 2021-07-26 | deaths | 36.58 | 38.76 | 40.16 | 40.05 | 41.12 | 43.46 | Surged Optimistic | Afghanistan | AFG | 2022-01-02 | v8 | TRUE
https://raw.githubusercontent.com/mrc-ide/global-lmic-reports/master/AFG/projections.csv | 2021-07-26 | hospital_demand | 1403.64 | 1483.52 | 1529.06 | 1527.78 | 1573.99 | 1641.23 | Surged Optimistic | Afghanistan | AFG | 2022-01-02 | v8 | TRUE
https://raw.githubusercontent.com/mrc-ide/global-lmic-reports/master/AFG/projections.csv | 2021-07-26 | ICU_demand | 655.24 | 693.05 | 717.01 | 714.61 | 733.66 | 770.17 | Surged Optimistic | Afghanistan | AFG | 2022-01-02 | v8 | TRUE
https://raw.githubusercontent.com/mrc-ide/global-lmic-reports/master/AFG/projections.csv | 2021-07-26 | hospital_incidence | 101.56 | 105.49 | 110.3 | 109.85 | 113.87 | 117.71 | Surged Optimistic | Afghanistan | AFG | 2022-01-02 | v8 | TRUE
https://raw.githubusercontent.com/mrc-ide/global-lmic-reports/master/AFG/projections.csv | 2021-07-26 | ICU_incidence | 30.96 | 32.16 | 33.62 | 33.48 | 34.7 | 35.87 | Surged Optimistic | Afghanistan | AFG | 2022-01-02 | v8 | TRUE
https://raw.githubusercontent.com/mrc-ide/global-lmic-reports/master/AFG/projections.csv | 2021-07-26 | prevalence | 81474.84 | 86249.53 | 89094.94 | 89671.8 | 93118.42 | 98094.23 | Surged Optimistic | Afghanistan | AFG | 2022-01-02 | v8 | TRUE
https://raw.githubusercontent.com/mrc-ide/global-lmic-reports/master/AFG/projections.csv | 2021-07-26 | cumulative_infections | 3221823.93 | 3289675.18 | 3358771.52 | 3362636.68 | 3418524.86 | 3576261.3 | Surged Optimistic | Afghanistan | AFG | 2022-01-02 | v8 | TRUE
https://raw.githubusercontent.com/mrc-ide/global-lmic-reports/master/AFG/projections.csv | 2021-07-26 | cumulative_deaths | 5039.28 | 5172.69 | 5276.21 | 5281.15 | 5368.43 | 5631.59 | Surged Optimistic | Afghanistan | AFG | 2022-01-02 | v8 | TRUE
https://raw.githubusercontent.com/mrc-ide/global-lmic-reports/master/AFG/projections.csv | 2021-07-26 | Rt | 0.79 | 0.82 | 0.84 | 0.84 | 0.85 | 0.88 | Surged Optimistic | Afghanistan | AFG | 2022-01-02 | v8 | TRUE
https://raw.githubusercontent.com/mrc-ide/global-lmic-reports/master/AFG/projections.csv | 2021-07-26 | Reff | 0.69 | 0.72 | 0.73 | 0.74 | 0.75 | 0.78 | Surged Optimistic | Afghanistan | AFG | 2022-01-02 | v8 | TRUE
https://raw.githubusercontent.com/mrc-ide/global-lmic-reports/master/AFG/projections.csv | 2021-07-26 | infections | 9733.88 | 10210.83 | 10687.9 | 10826.17 | 11381.61 | 12040.74 | Surged Pessimistic | Afghanistan | AFG | 2022-01-02 | v8 | TRUE
https://raw.githubusercontent.com/mrc-ide/global-lmic-reports/master/AFG/projections.csv | 2021-07-26 | deaths | 36.58 | 38.76 | 40.16 | 40.05 | 41.12 | 43.46 | Surged Pessimistic | Afghanistan | AFG | 2022-01-02 | v8 | TRUE
https://raw.githubusercontent.com/mrc-ide/global-lmic-reports/master/AFG/projections.csv | 2021-07-26 | hospital_demand | 1403.64 | 1483.52 | 1529.06 | 1527.78 | 1573.99 | 1641.23 | Surged Pessimistic | Afghanistan | AFG | 2022-01-02 | v8 | TRUE
https://raw.githubusercontent.com/mrc-ide/global-lmic-reports/master/AFG/projections.csv | 2021-07-26 | ICU_demand | 655.24 | 693.05 | 717.01 | 714.61 | 733.66 | 770.17 | Surged Pessimistic | Afghanistan | AFG | 2022-01-02 | v8 | TRUE
https://raw.githubusercontent.com/mrc-ide/global-lmic-reports/master/AFG/projections.csv | 2021-07-26 | hospital_incidence | 101.56 | 105.49 | 110.3 | 109.85 | 113.87 | 117.71 | Surged Pessimistic | Afghanistan | AFG | 2022-01-02 | v8 | TRUE
https://raw.githubusercontent.com/mrc-ide/global-lmic-reports/master/AFG/projections.csv | 2021-07-26 | ICU_incidence | 30.96 | 32.16 | 33.62 | 33.48 | 34.7 | 35.87 | Surged Pessimistic | Afghanistan | AFG | 2022-01-02 | v8 | TRUE
https://raw.githubusercontent.com/mrc-ide/global-lmic-reports/master/AFG/projections.csv | 2021-07-26 | prevalence | 81474.84 | 86249.53 | 89094.94 | 89671.8 | 93118.42 | 98094.23 | Surged Pessimistic | Afghanistan | AFG | 2022-01-02 | v8 | TRUE
https://raw.githubusercontent.com/mrc-ide/global-lmic-reports/master/AFG/projections.csv | 2021-07-26 | cumulative_infections | 3221823.93 | 3289675.18 | 3358771.52 | 3362636.68 | 3418524.86 | 3576261.3 | Surged Pessimistic | Afghanistan | AFG | 2022-01-02 | v8 | TRUE
https://raw.githubusercontent.com/mrc-ide/global-lmic-reports/master/AFG/projections.csv | 2021-07-26 | cumulative_deaths | 5039.28 | 5172.69 | 5276.21 | 5281.15 | 5368.43 | 5631.59 | Surged Pessimistic | Afghanistan | AFG | 2022-01-02 | v8 | TRUE
https://raw.githubusercontent.com/mrc-ide/global-lmic-reports/master/AFG/projections.csv | 2021-07-26 | Rt | 0.79 | 0.82 | 0.84 | 0.84 | 0.85 | 0.88 | Surged Pessimistic | Afghanistan | AFG | 2022-01-02 | v8 | TRUE
https://raw.githubusercontent.com/mrc-ide/global-lmic-reports/master/AFG/projections.csv | 2021-07-26 | Reff | 0.69 | 0.72 | 0.73 | 0.74 | 0.75 | 0.78 | Surged Pessimistic | Afghanistan | AFG | 2022-01-02 | v8 | TRUE
https://raw.githubusercontent.com/mrc-ide/global-lmic-reports/master/AFG/projections.csv | 2021-07-26 | infections | 9733.88 | 10210.83 | 10687.9 | 10826.17 | 11381.61 | 12040.74 | Surged Relax Interventions 50% | Afghanistan | AFG | 2022-01-02 | v8 | TRUE
https://raw.githubusercontent.com/mrc-ide/global-lmic-reports/master/AFG/projections.csv | 2021-07-26 | deaths | 36.58 | 38.76 | 40.16 | 40.05 | 41.12 | 43.46 | Surged Relax Interventions 50% | Afghanistan | AFG | 2022-01-02 | v8 | TRUE
https://raw.githubusercontent.com/mrc-ide/global-lmic-reports/master/AFG/projections.csv | 2021-07-26 | hospital_demand | 1403.64 | 1483.52 | 1529.06 | 1527.78 | 1573.99 | 1641.23 | Surged Relax Interventions 50% | Afghanistan | AFG | 2022-01-02 | v8 | TRUE
https://raw.githubusercontent.com/mrc-ide/global-lmic-reports/master/AFG/projections.csv | 2021-07-26 | ICU_demand | 655.24 | 693.05 | 717.01 | 714.61 | 733.66 | 770.17 | Surged Relax Interventions 50% | Afghanistan | AFG | 2022-01-02 | v8 | TRUE
https://raw.githubusercontent.com/mrc-ide/global-lmic-reports/master/AFG/projections.csv | 2021-07-26 | hospital_incidence | 101.56 | 105.49 | 110.3 | 109.85 | 113.87 | 117.71 | Surged Relax Interventions 50% | Afghanistan | AFG | 2022-01-02 | v8 | TRUE
https://raw.githubusercontent.com/mrc-ide/global-lmic-reports/master/AFG/projections.csv | 2021-07-26 | ICU_incidence | 30.96 | 32.16 | 33.62 | 33.48 | 34.7 | 35.87 | Surged Relax Interventions 50% | Afghanistan | AFG | 2022-01-02 | v8 | TRUE
https://raw.githubusercontent.com/mrc-ide/global-lmic-reports/master/AFG/projections.csv | 2021-07-26 | prevalence | 81474.84 | 86249.53 | 89094.94 | 89671.8 | 93118.42 | 98094.23 | Surged Relax Interventions 50% | Afghanistan | AFG | 2022-01-02 | v8 | TRUE
https://raw.githubusercontent.com/mrc-ide/global-lmic-reports/master/AFG/projections.csv | 2021-07-26 | cumulative_infections | 3221823.93 | 3289675.18 | 3358771.52 | 3362636.68 | 3418524.86 | 3576261.3 | Surged Relax Interventions 50% | Afghanistan | AFG | 2022-01-02 | v8 | TRUE
https://raw.githubusercontent.com/mrc-ide/global-lmic-reports/master/AFG/projections.csv | 2021-07-26 | cumulative_deaths | 5039.28 | 5172.69 | 5276.21 | 5281.15 | 5368.43 | 5631.59 | Surged Relax Interventions 50% | Afghanistan | AFG | 2022-01-02 | v8 | TRUE
https://raw.githubusercontent.com/mrc-ide/global-lmic-reports/master/AFG/projections.csv | 2021-07-26 | Rt | 0.79 | 0.82 | 0.84 | 0.84 | 0.85 | 0.88 | Surged Relax Interventions 50% | Afghanistan | AFG | 2022-01-02 | v8 | TRUE
https://raw.githubusercontent.com/mrc-ide/global-lmic-reports/master/AFG/projections.csv | 2021-07-26 | Reff | 0.69 | 0.72 | 0.73 | 0.74 | 0.75 | 0.78 | Surged Relax Interventions 50% | Afghanistan | AFG | 2022-01-02 | v8 | TRUE
https://raw.githubusercontent.com/mrc-ide/global-lmic-reports/master/AFG/projections.csv | 2021-07-27 | infections | 9111.96 | 9644.14 | 10299.89 | 10381.38 | 10838.09 | 12440.27 | Additional 50% Reduction | Afghanistan | AFG | 2022-01-02 | v8 | TRUE
https://raw.githubusercontent.com/mrc-ide/global-lmic-reports/master/AFG/projections.csv | 2021-07-27 | deaths | 30.19 | 32.22 | 33.43 | 33.44 | 34.66 | 37.21 | Additional 50% Reduction | Afghanistan | AFG | 2022-01-02 | v8 | TRUE
https://raw.githubusercontent.com/mrc-ide/global-lmic-reports/master/AFG/projections.csv | 2021-07-27 | hospital_demand | 1286 | 1354.34 | 1384.53 | 1388.79 | 1432.85 | 1510.32 | Additional 50% Reduction | Afghanistan | AFG | 2022-01-02 | v8 | TRUE
https://raw.githubusercontent.com/mrc-ide/global-lmic-reports/master/AFG/projections.csv | 2021-07-27 | ICU_demand | 300.79 | 302.73 | 304.26 | 304.31 | 305.62 | 308.38 | Additional 50% Reduction | Afghanistan | AFG | 2022-01-02 | v8 | TRUE
https://raw.githubusercontent.com/mrc-ide/global-lmic-reports/master/AFG/projections.csv | 2021-07-27 | hospital_incidence | 95.59 | 99.5 | 103.1 | 103.37 | 107.52 | 112.04 | Additional 50% Reduction | Afghanistan | AFG | 2022-01-02 | v8 | TRUE
https://raw.githubusercontent.com/mrc-ide/global-lmic-reports/master/AFG/projections.csv | 2021-07-27 | ICU_incidence | 29.13 | 30.31 | 31.41 | 31.48 | 32.75 | 34.11 | Additional 50% Reduction | Afghanistan | AFG | 2022-01-02 | v8 | TRUE
https://raw.githubusercontent.com/mrc-ide/global-lmic-reports/master/AFG/projections.csv | 2021-07-27 | prevalence | 77251.36 | 80377.88 | 84957.09 | 84679.95 | 87765.08 | 96445.82 | Additional 50% Reduction | Afghanistan | AFG | 2022-01-02 | v8 | TRUE
https://raw.githubusercontent.com/mrc-ide/global-lmic-reports/master/AFG/projections.csv | 2021-07-27 | cumulative_infections | 3155938.1 | 3310832.33 | 3398483.32 | 3394388.7 | 3484476.72 | 3691296.57 | Additional 50% Reduction | Afghanistan | AFG | 2022-01-02 | v8 | TRUE
https://raw.githubusercontent.com/mrc-ide/global-lmic-reports/master/AFG/projections.csv | 2021-07-27 | cumulative_deaths | 6226.51 | 6571.98 | 6764.54 | 6762.23 | 6966.31 | 7442.66 | Additional 50% Reduction | Afghanistan | AFG | 2022-01-02 | v8 | TRUE
https://raw.githubusercontent.com/mrc-ide/global-lmic-reports/master/AFG/projections.csv | 2021-07-27 | Rt | 0.77 | 0.8 | 0.83 | 0.83 | 0.84 | 0.88 | Additional 50% Reduction | Afghanistan | AFG | 2022-01-02 | v8 | TRUE
https://raw.githubusercontent.com/mrc-ide/global-lmic-reports/master/AFG/projections.csv | 2021-07-27 | Reff | 0.68 | 0.71 | 0.72 | 0.73 | 0.74 | 0.78 | Additional 50% Reduction | Afghanistan | AFG | 2022-01-02 | v8 | TRUE
https://raw.githubusercontent.com/mrc-ide/global-lmic-reports/master/AFG/projections.csv | 2021-07-27 | infections | 9111.96 | 9644.14 | 10299.89 | 10381.38 | 10838.09 | 12440.27 | Maintain Status Quo | Afghanistan | AFG | 2022-01-02 | v8 | TRUE
https://raw.githubusercontent.com/mrc-ide/global-lmic-reports/master/AFG/projections.csv | 2021-07-27 | deaths | 30.19 | 32.22 | 33.43 | 33.44 | 34.66 | 37.21 | Maintain Status Quo | Afghanistan | AFG | 2022-01-02 | v8 | TRUE
https://raw.githubusercontent.com/mrc-ide/global-lmic-reports/master/AFG/projections.csv | 2021-07-27 | hospital_demand | 1286 | 1354.34 | 1384.53 | 1388.79 | 1432.85 | 1510.32 | Maintain Status Quo | Afghanistan | AFG | 2022-01-02 | v8 | TRUE
https://raw.githubusercontent.com/mrc-ide/global-lmic-reports/master/AFG/projections.csv | 2021-07-27 | ICU_demand | 300.79 | 302.73 | 304.26 | 304.31 | 305.62 | 308.38 | Maintain Status Quo | Afghanistan | AFG | 2022-01-02 | v8 | TRUE
https://raw.githubusercontent.com/mrc-ide/global-lmic-reports/master/AFG/projections.csv | 2021-07-27 | hospital_incidence | 95.59 | 99.5 | 103.1 | 103.37 | 107.52 | 112.04 | Maintain Status Quo | Afghanistan | AFG | 2022-01-02 | v8 | TRUE
https://raw.githubusercontent.com/mrc-ide/global-lmic-reports/master/AFG/projections.csv | 2021-07-27 | ICU_incidence | 29.13 | 30.31 | 31.41 | 31.48 | 32.75 | 34.11 | Maintain Status Quo | Afghanistan | AFG | 2022-01-02 | v8 | TRUE
https://raw.githubusercontent.com/mrc-ide/global-lmic-reports/master/AFG/projections.csv | 2021-07-27 | prevalence | 77251.36 | 80377.88 | 84957.09 | 84679.95 | 87765.08 | 96445.82 | Maintain Status Quo | Afghanistan | AFG | 2022-01-02 | v8 | TRUE
https://raw.githubusercontent.com/mrc-ide/global-lmic-reports/master/AFG/projections.csv | 2021-07-27 | cumulative_infections | 3155938.1 | 3310832.33 | 3398483.32 | 3394388.7 | 3484476.72 | 3691296.57 | Maintain Status Quo | Afghanistan | AFG | 2022-01-02 | v8 | TRUE
https://raw.githubusercontent.com/mrc-ide/global-lmic-reports/master/AFG/projections.csv | 2021-07-27 | cumulative_deaths | 6226.51 | 6571.98 | 6764.54 | 6762.23 | 6966.31 | 7442.66 | Maintain Status Quo | Afghanistan | AFG | 2022-01-02 | v8 | TRUE
https://raw.githubusercontent.com/mrc-ide/global-lmic-reports/master/AFG/projections.csv | 2021-07-27 | Rt | 0.77 | 0.8 | 0.83 | 0.83 | 0.84 | 0.88 | Maintain Status Quo | Afghanistan | AFG | 2022-01-02 | v8 | TRUE
https://raw.githubusercontent.com/mrc-ide/global-lmic-reports/master/AFG/projections.csv | 2021-07-27 | Reff | 0.68 | 0.71 | 0.72 | 0.73 | 0.74 | 0.78 | Maintain Status Quo | Afghanistan | AFG | 2022-01-02 | v8 | TRUE
https://raw.githubusercontent.com/mrc-ide/global-lmic-reports/master/AFG/projections.csv | 2021-07-27 | infections | 9111.96 | 9644.14 | 10299.89 | 10381.38 | 10838.09 | 12440.27 | Optimistic | Afghanistan | AFG | 2022-01-02 | v8 | TRUE
https://raw.githubusercontent.com/mrc-ide/global-lmic-reports/master/AFG/projections.csv | 2021-07-27 | deaths | 30.19 | 32.22 | 33.43 | 33.44 | 34.66 | 37.21 | Optimistic | Afghanistan | AFG | 2022-01-02 | v8 | TRUE
https://raw.githubusercontent.com/mrc-ide/global-lmic-reports/master/AFG/projections.csv | 2021-07-27 | hospital_demand | 1286 | 1354.34 | 1384.53 | 1388.79 | 1432.85 | 1510.32 | Optimistic | Afghanistan | AFG | 2022-01-02 | v8 | TRUE
https://raw.githubusercontent.com/mrc-ide/global-lmic-reports/master/AFG/projections.csv | 2021-07-27 | ICU_demand | 300.79 | 302.73 | 304.26 | 304.31 | 305.62 | 308.38 | Optimistic | Afghanistan | AFG | 2022-01-02 | v8 | TRUE
https://raw.githubusercontent.com/mrc-ide/global-lmic-reports/master/AFG/projections.csv | 2021-07-27 | hospital_incidence | 95.59 | 99.5 | 103.1 | 103.37 | 107.52 | 112.04 | Optimistic | Afghanistan | AFG | 2022-01-02 | v8 | TRUE
https://raw.githubusercontent.com/mrc-ide/global-lmic-reports/master/AFG/projections.csv | 2021-07-27 | ICU_incidence | 29.13 | 30.31 | 31.41 | 31.48 | 32.75 | 34.11 | Optimistic | Afghanistan | AFG | 2022-01-02 | v8 | TRUE
https://raw.githubusercontent.com/mrc-ide/global-lmic-reports/master/AFG/projections.csv | 2021-07-27 | prevalence | 77251.36 | 80377.88 | 84957.09 | 84679.95 | 87765.08 | 96445.82 | Optimistic | Afghanistan | AFG | 2022-01-02 | v8 | TRUE
https://raw.githubusercontent.com/mrc-ide/global-lmic-reports/master/AFG/projections.csv | 2021-07-27 | cumulative_infections | 3155938.1 | 3310832.33 | 3398483.32 | 3394388.7 | 3484476.72 | 3691296.57 | Optimistic | Afghanistan | AFG | 2022-01-02 | v8 | TRUE
https://raw.githubusercontent.com/mrc-ide/global-lmic-reports/master/AFG/projections.csv | 2021-07-27 | cumulative_deaths | 6226.51 | 6571.98 | 6764.54 | 6762.23 | 6966.31 | 7442.66 | Optimistic | Afghanistan | AFG | 2022-01-02 | v8 | TRUE
https://raw.githubusercontent.com/mrc-ide/global-lmic-reports/master/AFG/projections.csv | 2021-07-27 | Rt | 0.77 | 0.8 | 0.83 | 0.83 | 0.84 | 0.88 | Optimistic | Afghanistan | AFG | 2022-01-02 | v8 | TRUE
https://raw.githubusercontent.com/mrc-ide/global-lmic-reports/master/AFG/projections.csv | 2021-07-27 | Reff | 0.68 | 0.71 | 0.72 | 0.73 | 0.74 | 0.78 | Optimistic | Afghanistan | AFG | 2022-01-02 | v8 | TRUE
https://raw.githubusercontent.com/mrc-ide/global-lmic-reports/master/AFG/projections.csv | 2021-07-27 | infections | 9111.96 | 9644.14 | 10299.89 | 10381.38 | 10838.09 | 12440.27 | Pessimistic | Afghanistan | AFG | 2022-01-02 | v8 | TRUE
https://raw.githubusercontent.com/mrc-ide/global-lmic-reports/master/AFG/projections.csv | 2021-07-27 | deaths | 30.19 | 32.22 | 33.43 | 33.44 | 34.66 | 37.21 | Pessimistic | Afghanistan | AFG | 2022-01-02 | v8 | TRUE
https://raw.githubusercontent.com/mrc-ide/global-lmic-reports/master/AFG/projections.csv | 2021-07-27 | hospital_demand | 1286 | 1354.34 | 1384.53 | 1388.79 | 1432.85 | 1510.32 | Pessimistic | Afghanistan | AFG | 2022-01-02 | v8 | TRUE
https://raw.githubusercontent.com/mrc-ide/global-lmic-reports/master/AFG/projections.csv | 2021-07-27 | ICU_demand | 300.79 | 302.73 | 304.26 | 304.31 | 305.62 | 308.38 | Pessimistic | Afghanistan | AFG | 2022-01-02 | v8 | TRUE
https://raw.githubusercontent.com/mrc-ide/global-lmic-reports/master/AFG/projections.csv | 2021-07-27 | hospital_incidence | 95.59 | 99.5 | 103.1 | 103.37 | 107.52 | 112.04 | Pessimistic | Afghanistan | AFG | 2022-01-02 | v8 | TRUE
https://raw.githubusercontent.com/mrc-ide/global-lmic-reports/master/AFG/projections.csv | 2021-07-27 | ICU_incidence | 29.13 | 30.31 | 31.41 | 31.48 | 32.75 | 34.11 | Pessimistic | Afghanistan | AFG | 2022-01-02 | v8 | TRUE
https://raw.githubusercontent.com/mrc-ide/global-lmic-reports/master/AFG/projections.csv | 2021-07-27 | prevalence | 77251.36 | 80377.88 | 84957.09 | 84679.95 | 87765.08 | 96445.82 | Pessimistic | Afghanistan | AFG | 2022-01-02 | v8 | TRUE
https://raw.githubusercontent.com/mrc-ide/global-lmic-reports/master/AFG/projections.csv | 2021-07-27 | cumulative_infections | 3155938.1 | 3310832.33 | 3398483.32 | 3394388.7 | 3484476.72 | 3691296.57 | Pessimistic | Afghanistan | AFG | 2022-01-02 | v8 | TRUE
https://raw.githubusercontent.com/mrc-ide/global-lmic-reports/master/AFG/projections.csv | 2021-07-27 | cumulative_deaths | 6226.51 | 6571.98 | 6764.54 | 6762.23 | 6966.31 | 7442.66 | Pessimistic | Afghanistan | AFG | 2022-01-02 | v8 | TRUE
https://raw.githubusercontent.com/mrc-ide/global-lmic-reports/master/AFG/projections.csv | 2021-07-27 | Rt | 0.77 | 0.8 | 0.83 | 0.83 | 0.84 | 0.88 | Pessimistic | Afghanistan | AFG | 2022-01-02 | v8 | TRUE
https://raw.githubusercontent.com/mrc-ide/global-lmic-reports/master/AFG/projections.csv | 2021-07-27 | Reff | 0.68 | 0.71 | 0.72 | 0.73 | 0.74 | 0.78 | Pessimistic | Afghanistan | AFG | 2022-01-02 | v8 | TRUE
https://raw.githubusercontent.com/mrc-ide/global-lmic-reports/master/AFG/projections.csv | 2021-07-27 | infections | 9111.96 | 9644.14 | 10299.89 | 10381.38 | 10838.09 | 12440.27 | Relax Interventions 50% | Afghanistan | AFG | 2022-01-02 | v8 | TRUE
https://raw.githubusercontent.com/mrc-ide/global-lmic-reports/master/AFG/projections.csv | 2021-07-27 | deaths | 30.19 | 32.22 | 33.43 | 33.44 | 34.66 | 37.21 | Relax Interventions 50% | Afghanistan | AFG | 2022-01-02 | v8 | TRUE
https://raw.githubusercontent.com/mrc-ide/global-lmic-reports/master/AFG/projections.csv | 2021-07-27 | hospital_demand | 1286 | 1354.34 | 1384.53 | 1388.79 | 1432.85 | 1510.32 | Relax Interventions 50% | Afghanistan | AFG | 2022-01-02 | v8 | TRUE
https://raw.githubusercontent.com/mrc-ide/global-lmic-reports/master/AFG/projections.csv | 2021-07-27 | ICU_demand | 300.79 | 302.73 | 304.26 | 304.31 | 305.62 | 308.38 | Relax Interventions 50% | Afghanistan | AFG | 2022-01-02 | v8 | TRUE
https://raw.githubusercontent.com/mrc-ide/global-lmic-reports/master/AFG/projections.csv | 2021-07-27 | hospital_incidence | 95.59 | 99.5 | 103.1 | 103.37 | 107.52 | 112.04 | Relax Interventions 50% | Afghanistan | AFG | 2022-01-02 | v8 | TRUE
https://raw.githubusercontent.com/mrc-ide/global-lmic-reports/master/AFG/projections.csv | 2021-07-27 | ICU_incidence | 29.13 | 30.31 | 31.41 | 31.48 | 32.75 | 34.11 | Relax Interventions 50% | Afghanistan | AFG | 2022-01-02 | v8 | TRUE
https://raw.githubusercontent.com/mrc-ide/global-lmic-reports/master/AFG/projections.csv | 2021-07-27 | prevalence | 77251.36 | 80377.88 | 84957.09 | 84679.95 | 87765.08 | 96445.82 | Relax Interventions 50% | Afghanistan | AFG | 2022-01-02 | v8 | TRUE
https://raw.githubusercontent.com/mrc-ide/global-lmic-reports/master/AFG/projections.csv | 2021-07-27 | cumulative_infections | 3155938.1 | 3310832.33 | 3398483.32 | 3394388.7 | 3484476.72 | 3691296.57 | Relax Interventions 50% | Afghanistan | AFG | 2022-01-02 | v8 | TRUE
https://raw.githubusercontent.com/mrc-ide/global-lmic-reports/master/AFG/projections.csv | 2021-07-27 | cumulative_deaths | 6226.51 | 6571.98 | 6764.54 | 6762.23 | 6966.31 | 7442.66 | Relax Interventions 50% | Afghanistan | AFG | 2022-01-02 | v8 | TRUE
https://raw.githubusercontent.com/mrc-ide/global-lmic-reports/master/AFG/projections.csv | 2021-07-27 | Rt | 0.77 | 0.8 | 0.83 | 0.83 | 0.84 | 0.88 | Relax Interventions 50% | Afghanistan | AFG | 2022-01-02 | v8 | TRUE
https://raw.githubusercontent.com/mrc-ide/global-lmic-reports/master/AFG/projections.csv | 2021-07-27 | Reff | 0.68 | 0.71 | 0.72 | 0.73 | 0.74 | 0.78 | Relax Interventions 50% | Afghanistan | AFG | 2022-01-02 | v8 | TRUE
https://raw.githubusercontent.com/mrc-ide/global-lmic-reports/master/AFG/projections.csv | 2021-07-27 | infections | 9323.06 | 9862.37 | 10339.95 | 10455.48 | 11023.64 | 11696.72 | Surged Additional 50% Reduction | Afghanistan | AFG | 2022-01-02 | v8 | TRUE
https://raw.githubusercontent.com/mrc-ide/global-lmic-reports/master/AFG/projections.csv | 2021-07-27 | deaths | 35.19 | 37.23 | 38.61 | 38.46 | 39.55 | 41.59 | Surged Additional 50% Reduction | Afghanistan | AFG | 2022-01-02 | v8 | TRUE
https://raw.githubusercontent.com/mrc-ide/global-lmic-reports/master/AFG/projections.csv | 2021-07-27 | hospital_demand | 1340.61 | 1417.26 | 1461.43 | 1460.76 | 1505.45 | 1568.34 | Surged Additional 50% Reduction | Afghanistan | AFG | 2022-01-02 | v8 | TRUE
https://raw.githubusercontent.com/mrc-ide/global-lmic-reports/master/AFG/projections.csv | 2021-07-27 | ICU_demand | 631.08 | 666.05 | 690.06 | 686.95 | 705.42 | 737.88 | Surged Additional 50% Reduction | Afghanistan | AFG | 2022-01-02 | v8 | TRUE
https://raw.githubusercontent.com/mrc-ide/global-lmic-reports/master/AFG/projections.csv | 2021-07-27 | hospital_incidence | 95.75 | 100 | 103.96 | 103.91 | 107.71 | 111.69 | Surged Additional 50% Reduction | Afghanistan | AFG | 2022-01-02 | v8 | TRUE
https://raw.githubusercontent.com/mrc-ide/global-lmic-reports/master/AFG/projections.csv | 2021-07-27 | ICU_incidence | 29.17 | 30.46 | 31.67 | 31.65 | 32.81 | 34.02 | Surged Additional 50% Reduction | Afghanistan | AFG | 2022-01-02 | v8 | TRUE
https://raw.githubusercontent.com/mrc-ide/global-lmic-reports/master/AFG/projections.csv | 2021-07-27 | prevalence | 77877.82 | 82326.53 | 85224.52 | 85774.98 | 89180.71 | 94001.41 | Surged Additional 50% Reduction | Afghanistan | AFG | 2022-01-02 | v8 | TRUE
https://raw.githubusercontent.com/mrc-ide/global-lmic-reports/master/AFG/projections.csv | 2021-07-27 | cumulative_infections | 3231365.99 | 3299577.2 | 3369162.35 | 3373092.16 | 3428606.32 | 3586242.47 | Surged Additional 50% Reduction | Afghanistan | AFG | 2022-01-02 | v8 | TRUE
https://raw.githubusercontent.com/mrc-ide/global-lmic-reports/master/AFG/projections.csv | 2021-07-27 | cumulative_deaths | 5077.48 | 5210.51 | 5313.93 | 5319.61 | 5408.33 | 5674.27 | Surged Additional 50% Reduction | Afghanistan | AFG | 2022-01-02 | v8 | TRUE
https://raw.githubusercontent.com/mrc-ide/global-lmic-reports/master/AFG/projections.csv | 2021-07-27 | Rt | 0.79 | 0.81 | 0.83 | 0.83 | 0.84 | 0.87 | Surged Additional 50% Reduction | Afghanistan | AFG | 2022-01-02 | v8 | TRUE
https://raw.githubusercontent.com/mrc-ide/global-lmic-reports/master/AFG/projections.csv | 2021-07-27 | Reff | 0.68 | 0.71 | 0.73 | 0.73 | 0.74 | 0.77 | Surged Additional 50% Reduction | Afghanistan | AFG | 2022-01-02 | v8 | TRUE
https://raw.githubusercontent.com/mrc-ide/global-lmic-reports/master/AFG/projections.csv | 2021-07-27 | infections | 9323.06 | 9862.37 | 10339.95 | 10455.48 | 11023.64 | 11696.72 | Surged Maintain Status Quo | Afghanistan | AFG | 2022-01-02 | v8 | TRUE
https://raw.githubusercontent.com/mrc-ide/global-lmic-reports/master/AFG/projections.csv | 2021-07-27 | deaths | 35.19 | 37.23 | 38.61 | 38.46 | 39.55 | 41.59 | Surged Maintain Status Quo | Afghanistan | AFG | 2022-01-02 | v8 | TRUE
https://raw.githubusercontent.com/mrc-ide/global-lmic-reports/master/AFG/projections.csv | 2021-07-27 | hospital_demand | 1340.61 | 1417.26 | 1461.43 | 1460.76 | 1505.45 | 1568.34 | Surged Maintain Status Quo | Afghanistan | AFG | 2022-01-02 | v8 | TRUE
https://raw.githubusercontent.com/mrc-ide/global-lmic-reports/master/AFG/projections.csv | 2021-07-27 | ICU_demand | 631.08 | 666.05 | 690.06 | 686.95 | 705.42 | 737.88 | Surged Maintain Status Quo | Afghanistan | AFG | 2022-01-02 | v8 | TRUE
https://raw.githubusercontent.com/mrc-ide/global-lmic-reports/master/AFG/projections.csv | 2021-07-27 | hospital_incidence | 95.75 | 100 | 103.96 | 103.91 | 107.71 | 111.69 | Surged Maintain Status Quo | Afghanistan | AFG | 2022-01-02 | v8 | TRUE
https://raw.githubusercontent.com/mrc-ide/global-lmic-reports/master/AFG/projections.csv | 2021-07-27 | ICU_incidence | 29.17 | 30.46 | 31.67 | 31.65 | 32.81 | 34.02 | Surged Maintain Status Quo | Afghanistan | AFG | 2022-01-02 | v8 | TRUE
https://raw.githubusercontent.com/mrc-ide/global-lmic-reports/master/AFG/projections.csv | 2021-07-27 | prevalence | 77877.82 | 82326.53 | 85224.52 | 85774.98 | 89180.71 | 94001.41 | Surged Maintain Status Quo | Afghanistan | AFG | 2022-01-02 | v8 | TRUE
https://raw.githubusercontent.com/mrc-ide/global-lmic-reports/master/AFG/projections.csv | 2021-07-27 | cumulative_infections | 3231365.99 | 3299577.2 | 3369162.35 | 3373092.16 | 3428606.32 | 3586242.47 | Surged Maintain Status Quo | Afghanistan | AFG | 2022-01-02 | v8 | TRUE
https://raw.githubusercontent.com/mrc-ide/global-lmic-reports/master/AFG/projections.csv | 2021-07-27 | cumulative_deaths | 5077.48 | 5210.51 | 5313.93 | 5319.61 | 5408.33 | 5674.27 | Surged Maintain Status Quo | Afghanistan | AFG | 2022-01-02 | v8 | TRUE
https://raw.githubusercontent.com/mrc-ide/global-lmic-reports/master/AFG/projections.csv | 2021-07-27 | Rt | 0.79 | 0.81 | 0.83 | 0.83 | 0.84 | 0.87 | Surged Maintain Status Quo | Afghanistan | AFG | 2022-01-02 | v8 | TRUE
https://raw.githubusercontent.com/mrc-ide/global-lmic-reports/master/AFG/projections.csv | 2021-07-27 | Reff | 0.68 | 0.71 | 0.73 | 0.73 | 0.74 | 0.77 | Surged Maintain Status Quo | Afghanistan | AFG | 2022-01-02 | v8 | TRUE
https://raw.githubusercontent.com/mrc-ide/global-lmic-reports/master/AFG/projections.csv | 2021-07-27 | infections | 9323.06 | 9862.37 | 10339.95 | 10455.48 | 11023.64 | 11696.72 | Surged Optimistic | Afghanistan | AFG | 2022-01-02 | v8 | TRUE
https://raw.githubusercontent.com/mrc-ide/global-lmic-reports/master/AFG/projections.csv | 2021-07-27 | deaths | 35.19 | 37.23 | 38.61 | 38.46 | 39.55 | 41.59 | Surged Optimistic | Afghanistan | AFG | 2022-01-02 | v8 | TRUE
https://raw.githubusercontent.com/mrc-ide/global-lmic-reports/master/AFG/projections.csv | 2021-07-27 | hospital_demand | 1340.61 | 1417.26 | 1461.43 | 1460.76 | 1505.45 | 1568.34 | Surged Optimistic | Afghanistan | AFG | 2022-01-02 | v8 | TRUE
https://raw.githubusercontent.com/mrc-ide/global-lmic-reports/master/AFG/projections.csv | 2021-07-27 | ICU_demand | 631.08 | 666.05 | 690.06 | 686.95 | 705.42 | 737.88 | Surged Optimistic | Afghanistan | AFG | 2022-01-02 | v8 | TRUE
https://raw.githubusercontent.com/mrc-ide/global-lmic-reports/master/AFG/projections.csv | 2021-07-27 | hospital_incidence | 95.75 | 100 | 103.96 | 103.91 | 107.71 | 111.69 | Surged Optimistic | Afghanistan | AFG | 2022-01-02 | v8 | TRUE
https://raw.githubusercontent.com/mrc-ide/global-lmic-reports/master/AFG/projections.csv | 2021-07-27 | ICU_incidence | 29.17 | 30.46 | 31.67 | 31.65 | 32.81 | 34.02 | Surged Optimistic | Afghanistan | AFG | 2022-01-02 | v8 | TRUE
https://raw.githubusercontent.com/mrc-ide/global-lmic-reports/master/AFG/projections.csv | 2021-07-27 | prevalence | 77877.82 | 82326.53 | 85224.52 | 85774.98 | 89180.71 | 94001.41 | Surged Optimistic | Afghanistan | AFG | 2022-01-02 | v8 | TRUE
https://raw.githubusercontent.com/mrc-ide/global-lmic-reports/master/AFG/projections.csv | 2021-07-27 | cumulative_infections | 3231365.99 | 3299577.2 | 3369162.35 | 3373092.16 | 3428606.32 | 3586242.47 | Surged Optimistic | Afghanistan | AFG | 2022-01-02 | v8 | TRUE
https://raw.githubusercontent.com/mrc-ide/global-lmic-reports/master/AFG/projections.csv | 2021-07-27 | cumulative_deaths | 5077.48 | 5210.51 | 5313.93 | 5319.61 | 5408.33 | 5674.27 | Surged Optimistic | Afghanistan | AFG | 2022-01-02 | v8 | TRUE
https://raw.githubusercontent.com/mrc-ide/global-lmic-reports/master/AFG/projections.csv | 2021-07-27 | Rt | 0.79 | 0.81 | 0.83 | 0.83 | 0.84 | 0.87 | Surged Optimistic | Afghanistan | AFG | 2022-01-02 | v8 | TRUE
https://raw.githubusercontent.com/mrc-ide/global-lmic-reports/master/AFG/projections.csv | 2021-07-27 | Reff | 0.68 | 0.71 | 0.73 | 0.73 | 0.74 | 0.77 | Surged Optimistic | Afghanistan | AFG | 2022-01-02 | v8 | TRUE
https://raw.githubusercontent.com/mrc-ide/global-lmic-reports/master/AFG/projections.csv | 2021-07-27 | infections | 9323.06 | 9862.37 | 10339.95 | 10455.48 | 11023.64 | 11696.72 | Surged Pessimistic | Afghanistan | AFG | 2022-01-02 | v8 | TRUE
https://raw.githubusercontent.com/mrc-ide/global-lmic-reports/master/AFG/projections.csv | 2021-07-27 | deaths | 35.19 | 37.23 | 38.61 | 38.46 | 39.55 | 41.59 | Surged Pessimistic | Afghanistan | AFG | 2022-01-02 | v8 | TRUE
https://raw.githubusercontent.com/mrc-ide/global-lmic-reports/master/AFG/projections.csv | 2021-07-27 | hospital_demand | 1340.61 | 1417.26 | 1461.43 | 1460.76 | 1505.45 | 1568.34 | Surged Pessimistic | Afghanistan | AFG | 2022-01-02 | v8 | TRUE
https://raw.githubusercontent.com/mrc-ide/global-lmic-reports/master/AFG/projections.csv | 2021-07-27 | ICU_demand | 631.08 | 666.05 | 690.06 | 686.95 | 705.42 | 737.88 | Surged Pessimistic | Afghanistan | AFG | 2022-01-02 | v8 | TRUE
https://raw.githubusercontent.com/mrc-ide/global-lmic-reports/master/AFG/projections.csv | 2021-07-27 | hospital_incidence | 95.75 | 100 | 103.96 | 103.91 | 107.71 | 111.69 | Surged Pessimistic | Afghanistan | AFG | 2022-01-02 | v8 | TRUE
https://raw.githubusercontent.com/mrc-ide/global-lmic-reports/master/AFG/projections.csv | 2021-07-27 | ICU_incidence | 29.17 | 30.46 | 31.67 | 31.65 | 32.81 | 34.02 | Surged Pessimistic | Afghanistan | AFG | 2022-01-02 | v8 | TRUE
https://raw.githubusercontent.com/mrc-ide/global-lmic-reports/master/AFG/projections.csv | 2021-07-27 | prevalence | 77877.82 | 82326.53 | 85224.52 | 85774.98 | 89180.71 | 94001.41 | Surged Pessimistic | Afghanistan | AFG | 2022-01-02 | v8 | TRUE
https://raw.githubusercontent.com/mrc-ide/global-lmic-reports/master/AFG/projections.csv | 2021-07-27 | cumulative_infections | 3231365.99 | 3299577.2 | 3369162.35 | 3373092.16 | 3428606.32 | 3586242.47 | Surged Pessimistic | Afghanistan | AFG | 2022-01-02 | v8 | TRUE
https://raw.githubusercontent.com/mrc-ide/global-lmic-reports/master/AFG/projections.csv | 2021-07-27 | cumulative_deaths | 5077.48 | 5210.51 | 5313.93 | 5319.61 | 5408.33 | 5674.27 | Surged Pessimistic | Afghanistan | AFG | 2022-01-02 | v8 | TRUE
https://raw.githubusercontent.com/mrc-ide/global-lmic-reports/master/AFG/projections.csv | 2021-07-27 | Rt | 0.79 | 0.81 | 0.83 | 0.83 | 0.84 | 0.87 | Surged Pessimistic | Afghanistan | AFG | 2022-01-02 | v8 | TRUE
https://raw.githubusercontent.com/mrc-ide/global-lmic-reports/master/AFG/projections.csv | 2021-07-27 | Reff | 0.68 | 0.71 | 0.73 | 0.73 | 0.74 | 0.77 | Surged Pessimistic | Afghanistan | AFG | 2022-01-02 | v8 | TRUE
https://raw.githubusercontent.com/mrc-ide/global-lmic-reports/master/AFG/projections.csv | 2021-07-27 | infections | 9323.06 | 9862.37 | 10339.95 | 10455.48 | 11023.64 | 11696.72 | Surged Relax Interventions 50% | Afghanistan | AFG | 2022-01-02 | v8 | TRUE
https://raw.githubusercontent.com/mrc-ide/global-lmic-reports/master/AFG/projections.csv | 2021-07-27 | deaths | 35.19 | 37.23 | 38.61 | 38.46 | 39.55 | 41.59 | Surged Relax Interventions 50% | Afghanistan | AFG | 2022-01-02 | v8 | TRUE
https://raw.githubusercontent.com/mrc-ide/global-lmic-reports/master/AFG/projections.csv | 2021-07-27 | hospital_demand | 1340.61 | 1417.26 | 1461.43 | 1460.76 | 1505.45 | 1568.34 | Surged Relax Interventions 50% | Afghanistan | AFG | 2022-01-02 | v8 | TRUE
https://raw.githubusercontent.com/mrc-ide/global-lmic-reports/master/AFG/projections.csv | 2021-07-27 | ICU_demand | 631.08 | 666.05 | 690.06 | 686.95 | 705.42 | 737.88 | Surged Relax Interventions 50% | Afghanistan | AFG | 2022-01-02 | v8 | TRUE
https://raw.githubusercontent.com/mrc-ide/global-lmic-reports/master/AFG/projections.csv | 2021-07-27 | hospital_incidence | 95.75 | 100 | 103.96 | 103.91 | 107.71 | 111.69 | Surged Relax Interventions 50% | Afghanistan | AFG | 2022-01-02 | v8 | TRUE
https://raw.githubusercontent.com/mrc-ide/global-lmic-reports/master/AFG/projections.csv | 2021-07-27 | ICU_incidence | 29.17 | 30.46 | 31.67 | 31.65 | 32.81 | 34.02 | Surged Relax Interventions 50% | Afghanistan | AFG | 2022-01-02 | v8 | TRUE
https://raw.githubusercontent.com/mrc-ide/global-lmic-reports/master/AFG/projections.csv | 2021-07-27 | prevalence | 77877.82 | 82326.53 | 85224.52 | 85774.98 | 89180.71 | 94001.41 | Surged Relax Interventions 50% | Afghanistan | AFG | 2022-01-02 | v8 | TRUE
https://raw.githubusercontent.com/mrc-ide/global-lmic-reports/master/AFG/projections.csv | 2021-07-27 | cumulative_infections | 3231365.99 | 3299577.2 | 3369162.35 | 3373092.16 | 3428606.32 | 3586242.47 | Surged Relax Interventions 50% | Afghanistan | AFG | 2022-01-02 | v8 | TRUE
https://raw.githubusercontent.com/mrc-ide/global-lmic-reports/master/AFG/projections.csv | 2021-07-27 | cumulative_deaths | 5077.48 | 5210.51 | 5313.93 | 5319.61 | 5408.33 | 5674.27 | Surged Relax Interventions 50% | Afghanistan | AFG | 2022-01-02 | v8 | TRUE
https://raw.githubusercontent.com/mrc-ide/global-lmic-reports/master/AFG/projections.csv | 2021-07-27 | Rt | 0.79 | 0.81 | 0.83 | 0.83 | 0.84 | 0.87 | Surged Relax Interventions 50% | Afghanistan | AFG | 2022-01-02 | v8 | TRUE
https://raw.githubusercontent.com/mrc-ide/global-lmic-reports/master/AFG/projections.csv | 2021-07-27 | Reff | 0.68 | 0.71 | 0.73 | 0.73 | 0.74 | 0.77 | Surged Relax Interventions 50% | Afghanistan | AFG | 2022-01-02 | v8 | TRUE
https://raw.githubusercontent.com/mrc-ide/global-lmic-reports/master/AFG/projections.csv | 2021-07-28 | infections | 8490.93 | 9011.76 | 9704.29 | 9746.85 | 10157.99 | 11761.25 | Additional 50% Reduction | Afghanistan | AFG | 2022-01-02 | v8 | TRUE
https://raw.githubusercontent.com/mrc-ide/global-lmic-reports/master/AFG/projections.csv | 2021-07-28 | deaths | 28.05 | 29.78 | 31.14 | 31.16 | 32.31 | 34.72 | Additional 50% Reduction | Afghanistan | AFG | 2022-01-02 | v8 | TRUE
https://raw.githubusercontent.com/mrc-ide/global-lmic-reports/master/AFG/projections.csv | 2021-07-28 | hospital_demand | 1228.64 | 1291.85 | 1321.45 | 1325.91 | 1361.34 | 1440.46 | Additional 50% Reduction | Afghanistan | AFG | 2022-01-02 | v8 | TRUE
https://raw.githubusercontent.com/mrc-ide/global-lmic-reports/master/AFG/projections.csv | 2021-07-28 | ICU_demand | 298.45 | 300.23 | 301.61 | 301.81 | 303.27 | 305.56 | Additional 50% Reduction | Afghanistan | AFG | 2022-01-02 | v8 | TRUE
https://raw.githubusercontent.com/mrc-ide/global-lmic-reports/master/AFG/projections.csv | 2021-07-28 | hospital_incidence | 90.38 | 94.04 | 97.79 | 97.8 | 101.94 | 105.98 | Additional 50% Reduction | Afghanistan | AFG | 2022-01-02 | v8 | TRUE
https://raw.githubusercontent.com/mrc-ide/global-lmic-reports/master/AFG/projections.csv | 2021-07-28 | ICU_incidence | 27.52 | 28.63 | 29.77 | 29.77 | 31.03 | 32.25 | Additional 50% Reduction | Afghanistan | AFG | 2022-01-02 | v8 | TRUE
https://raw.githubusercontent.com/mrc-ide/global-lmic-reports/master/AFG/projections.csv | 2021-07-28 | prevalence | 73182.75 | 76066.76 | 81238.66 | 80907.13 | 83980.97 | 93711.95 | Additional 50% Reduction | Afghanistan | AFG | 2022-01-02 | v8 | TRUE
https://raw.githubusercontent.com/mrc-ide/global-lmic-reports/master/AFG/projections.csv | 2021-07-28 | cumulative_infections | 3165081.52 | 3320068.79 | 3408631.96 | 3404135.56 | 3494421.48 | 3701539.18 | Additional 50% Reduction | Afghanistan | AFG | 2022-01-02 | v8 | TRUE
https://raw.githubusercontent.com/mrc-ide/global-lmic-reports/master/AFG/projections.csv | 2021-07-28 | cumulative_deaths | 6254.8 | 6601.6 | 6795.38 | 6793.38 | 6996.84 | 7476.53 | Additional 50% Reduction | Afghanistan | AFG | 2022-01-02 | v8 | TRUE
https://raw.githubusercontent.com/mrc-ide/global-lmic-reports/master/AFG/projections.csv | 2021-07-28 | Rt | 0.76 | 0.79 | 0.81 | 0.81 | 0.83 | 0.87 | Additional 50% Reduction | Afghanistan | AFG | 2022-01-02 | v8 | TRUE
https://raw.githubusercontent.com/mrc-ide/global-lmic-reports/master/AFG/projections.csv | 2021-07-28 | Reff | 0.67 | 0.7 | 0.71 | 0.71 | 0.73 | 0.76 | Additional 50% Reduction | Afghanistan | AFG | 2022-01-02 | v8 | TRUE
https://raw.githubusercontent.com/mrc-ide/global-lmic-reports/master/AFG/projections.csv | 2021-07-28 | infections | 8490.93 | 9011.76 | 9704.29 | 9746.85 | 10157.99 | 11761.25 | Maintain Status Quo | Afghanistan | AFG | 2022-01-02 | v8 | TRUE
https://raw.githubusercontent.com/mrc-ide/global-lmic-reports/master/AFG/projections.csv | 2021-07-28 | deaths | 28.05 | 29.78 | 31.14 | 31.16 | 32.31 | 34.72 | Maintain Status Quo | Afghanistan | AFG | 2022-01-02 | v8 | TRUE
https://raw.githubusercontent.com/mrc-ide/global-lmic-reports/master/AFG/projections.csv | 2021-07-28 | hospital_demand | 1228.64 | 1291.85 | 1321.45 | 1325.91 | 1361.34 | 1440.46 | Maintain Status Quo | Afghanistan | AFG | 2022-01-02 | v8 | TRUE
https://raw.githubusercontent.com/mrc-ide/global-lmic-reports/master/AFG/projections.csv | 2021-07-28 | ICU_demand | 298.45 | 300.23 | 301.61 | 301.81 | 303.27 | 305.56 | Maintain Status Quo | Afghanistan | AFG | 2022-01-02 | v8 | TRUE
https://raw.githubusercontent.com/mrc-ide/global-lmic-reports/master/AFG/projections.csv | 2021-07-28 | hospital_incidence | 90.38 | 94.04 | 97.79 | 97.8 | 101.94 | 105.98 | Maintain Status Quo | Afghanistan | AFG | 2022-01-02 | v8 | TRUE
https://raw.githubusercontent.com/mrc-ide/global-lmic-reports/master/AFG/projections.csv | 2021-07-28 | ICU_incidence | 27.52 | 28.63 | 29.77 | 29.77 | 31.03 | 32.25 | Maintain Status Quo | Afghanistan | AFG | 2022-01-02 | v8 | TRUE
https://raw.githubusercontent.com/mrc-ide/global-lmic-reports/master/AFG/projections.csv | 2021-07-28 | prevalence | 73182.75 | 76066.76 | 81238.66 | 80907.13 | 83980.97 | 93711.95 | Maintain Status Quo | Afghanistan | AFG | 2022-01-02 | v8 | TRUE
https://raw.githubusercontent.com/mrc-ide/global-lmic-reports/master/AFG/projections.csv | 2021-07-28 | cumulative_infections | 3165081.52 | 3320068.79 | 3408631.96 | 3404135.56 | 3494421.48 | 3701539.18 | Maintain Status Quo | Afghanistan | AFG | 2022-01-02 | v8 | TRUE
https://raw.githubusercontent.com/mrc-ide/global-lmic-reports/master/AFG/projections.csv | 2021-07-28 | cumulative_deaths | 6254.8 | 6601.6 | 6795.38 | 6793.38 | 6996.84 | 7476.53 | Maintain Status Quo | Afghanistan | AFG | 2022-01-02 | v8 | TRUE
https://raw.githubusercontent.com/mrc-ide/global-lmic-reports/master/AFG/projections.csv | 2021-07-28 | Rt | 0.76 | 0.79 | 0.81 | 0.81 | 0.83 | 0.87 | Maintain Status Quo | Afghanistan | AFG | 2022-01-02 | v8 | TRUE
https://raw.githubusercontent.com/mrc-ide/global-lmic-reports/master/AFG/projections.csv | 2021-07-28 | Reff | 0.67 | 0.7 | 0.71 | 0.71 | 0.73 | 0.76 | Maintain Status Quo | Afghanistan | AFG | 2022-01-02 | v8 | TRUE
https://raw.githubusercontent.com/mrc-ide/global-lmic-reports/master/AFG/projections.csv | 2021-07-28 | infections | 8490.93 | 9011.76 | 9704.29 | 9746.85 | 10157.99 | 11761.25 | Optimistic | Afghanistan | AFG | 2022-01-02 | v8 | TRUE
https://raw.githubusercontent.com/mrc-ide/global-lmic-reports/master/AFG/projections.csv | 2021-07-28 | deaths | 28.05 | 29.78 | 31.14 | 31.16 | 32.31 | 34.72 | Optimistic | Afghanistan | AFG | 2022-01-02 | v8 | TRUE
https://raw.githubusercontent.com/mrc-ide/global-lmic-reports/master/AFG/projections.csv | 2021-07-28 | hospital_demand | 1228.64 | 1291.85 | 1321.45 | 1325.91 | 1361.34 | 1440.46 | Optimistic | Afghanistan | AFG | 2022-01-02 | v8 | TRUE
https://raw.githubusercontent.com/mrc-ide/global-lmic-reports/master/AFG/projections.csv | 2021-07-28 | ICU_demand | 298.45 | 300.23 | 301.61 | 301.81 | 303.27 | 305.56 | Optimistic | Afghanistan | AFG | 2022-01-02 | v8 | TRUE
https://raw.githubusercontent.com/mrc-ide/global-lmic-reports/master/AFG/projections.csv | 2021-07-28 | hospital_incidence | 90.38 | 94.04 | 97.79 | 97.8 | 101.94 | 105.98 | Optimistic | Afghanistan | AFG | 2022-01-02 | v8 | TRUE
https://raw.githubusercontent.com/mrc-ide/global-lmic-reports/master/AFG/projections.csv | 2021-07-28 | ICU_incidence | 27.52 | 28.63 | 29.77 | 29.77 | 31.03 | 32.25 | Optimistic | Afghanistan | AFG | 2022-01-02 | v8 | TRUE
https://raw.githubusercontent.com/mrc-ide/global-lmic-reports/master/AFG/projections.csv | 2021-07-28 | prevalence | 73182.75 | 76066.76 | 81238.66 | 80907.13 | 83980.97 | 93711.95 | Optimistic | Afghanistan | AFG | 2022-01-02 | v8 | TRUE
https://raw.githubusercontent.com/mrc-ide/global-lmic-reports/master/AFG/projections.csv | 2021-07-28 | cumulative_infections | 3165081.52 | 3320068.79 | 3408631.96 | 3404135.56 | 3494421.48 | 3701539.18 | Optimistic | Afghanistan | AFG | 2022-01-02 | v8 | TRUE
https://raw.githubusercontent.com/mrc-ide/global-lmic-reports/master/AFG/projections.csv | 2021-07-28 | cumulative_deaths | 6254.8 | 6601.6 | 6795.38 | 6793.38 | 6996.84 | 7476.53 | Optimistic | Afghanistan | AFG | 2022-01-02 | v8 | TRUE
https://raw.githubusercontent.com/mrc-ide/global-lmic-reports/master/AFG/projections.csv | 2021-07-28 | Rt | 0.76 | 0.79 | 0.81 | 0.81 | 0.83 | 0.87 | Optimistic | Afghanistan | AFG | 2022-01-02 | v8 | TRUE
https://raw.githubusercontent.com/mrc-ide/global-lmic-reports/master/AFG/projections.csv | 2021-07-28 | Reff | 0.67 | 0.7 | 0.71 | 0.71 | 0.73 | 0.76 | Optimistic | Afghanistan | AFG | 2022-01-02 | v8 | TRUE
https://raw.githubusercontent.com/mrc-ide/global-lmic-reports/master/AFG/projections.csv | 2021-07-28 | infections | 8490.93 | 9011.76 | 9704.29 | 9746.85 | 10157.99 | 11761.25 | Pessimistic | Afghanistan | AFG | 2022-01-02 | v8 | TRUE
https://raw.githubusercontent.com/mrc-ide/global-lmic-reports/master/AFG/projections.csv | 2021-07-28 | deaths | 28.05 | 29.78 | 31.14 | 31.16 | 32.31 | 34.72 | Pessimistic | Afghanistan | AFG | 2022-01-02 | v8 | TRUE
https://raw.githubusercontent.com/mrc-ide/global-lmic-reports/master/AFG/projections.csv | 2021-07-28 | hospital_demand | 1228.64 | 1291.85 | 1321.45 | 1325.91 | 1361.34 | 1440.46 | Pessimistic | Afghanistan | AFG | 2022-01-02 | v8 | TRUE
https://raw.githubusercontent.com/mrc-ide/global-lmic-reports/master/AFG/projections.csv | 2021-07-28 | ICU_demand | 298.45 | 300.23 | 301.61 | 301.81 | 303.27 | 305.56 | Pessimistic | Afghanistan | AFG | 2022-01-02 | v8 | TRUE
https://raw.githubusercontent.com/mrc-ide/global-lmic-reports/master/AFG/projections.csv | 2021-07-28 | hospital_incidence | 90.38 | 94.04 | 97.79 | 97.8 | 101.94 | 105.98 | Pessimistic | Afghanistan | AFG | 2022-01-02 | v8 | TRUE
https://raw.githubusercontent.com/mrc-ide/global-lmic-reports/master/AFG/projections.csv | 2021-07-28 | ICU_incidence | 27.52 | 28.63 | 29.77 | 29.77 | 31.03 | 32.25 | Pessimistic | Afghanistan | AFG | 2022-01-02 | v8 | TRUE
https://raw.githubusercontent.com/mrc-ide/global-lmic-reports/master/AFG/projections.csv | 2021-07-28 | prevalence | 73182.75 | 76066.76 | 81238.66 | 80907.13 | 83980.97 | 93711.95 | Pessimistic | Afghanistan | AFG | 2022-01-02 | v8 | TRUE
https://raw.githubusercontent.com/mrc-ide/global-lmic-reports/master/AFG/projections.csv | 2021-07-28 | cumulative_infections | 3165081.52 | 3320068.79 | 3408631.96 | 3404135.56 | 3494421.48 | 3701539.18 | Pessimistic | Afghanistan | AFG | 2022-01-02 | v8 | TRUE
https://raw.githubusercontent.com/mrc-ide/global-lmic-reports/master/AFG/projections.csv | 2021-07-28 | cumulative_deaths | 6254.8 | 6601.6 | 6795.38 | 6793.38 | 6996.84 | 7476.53 | Pessimistic | Afghanistan | AFG | 2022-01-02 | v8 | TRUE
https://raw.githubusercontent.com/mrc-ide/global-lmic-reports/master/AFG/projections.csv | 2021-07-28 | Rt | 0.76 | 0.79 | 0.81 | 0.81 | 0.83 | 0.87 | Pessimistic | Afghanistan | AFG | 2022-01-02 | v8 | TRUE
https://raw.githubusercontent.com/mrc-ide/global-lmic-reports/master/AFG/projections.csv | 2021-07-28 | Reff | 0.67 | 0.7 | 0.71 | 0.71 | 0.73 | 0.76 | Pessimistic | Afghanistan | AFG | 2022-01-02 | v8 | TRUE
https://raw.githubusercontent.com/mrc-ide/global-lmic-reports/master/AFG/projections.csv | 2021-07-28 | infections | 8490.93 | 9011.76 | 9704.29 | 9746.85 | 10157.99 | 11761.25 | Relax Interventions 50% | Afghanistan | AFG | 2022-01-02 | v8 | TRUE
https://raw.githubusercontent.com/mrc-ide/global-lmic-reports/master/AFG/projections.csv | 2021-07-28 | deaths | 28.05 | 29.78 | 31.14 | 31.16 | 32.31 | 34.72 | Relax Interventions 50% | Afghanistan | AFG | 2022-01-02 | v8 | TRUE
https://raw.githubusercontent.com/mrc-ide/global-lmic-reports/master/AFG/projections.csv | 2021-07-28 | hospital_demand | 1228.64 | 1291.85 | 1321.45 | 1325.91 | 1361.34 | 1440.46 | Relax Interventions 50% | Afghanistan | AFG | 2022-01-02 | v8 | TRUE
https://raw.githubusercontent.com/mrc-ide/global-lmic-reports/master/AFG/projections.csv | 2021-07-28 | ICU_demand | 298.45 | 300.23 | 301.61 | 301.81 | 303.27 | 305.56 | Relax Interventions 50% | Afghanistan | AFG | 2022-01-02 | v8 | TRUE
https://raw.githubusercontent.com/mrc-ide/global-lmic-reports/master/AFG/projections.csv | 2021-07-28 | hospital_incidence | 90.38 | 94.04 | 97.79 | 97.8 | 101.94 | 105.98 | Relax Interventions 50% | Afghanistan | AFG | 2022-01-02 | v8 | TRUE
https://raw.githubusercontent.com/mrc-ide/global-lmic-reports/master/AFG/projections.csv | 2021-07-28 | ICU_incidence | 27.52 | 28.63 | 29.77 | 29.77 | 31.03 | 32.25 | Relax Interventions 50% | Afghanistan | AFG | 2022-01-02 | v8 | TRUE
https://raw.githubusercontent.com/mrc-ide/global-lmic-reports/master/AFG/projections.csv | 2021-07-28 | prevalence | 73182.75 | 76066.76 | 81238.66 | 80907.13 | 83980.97 | 93711.95 | Relax Interventions 50% | Afghanistan | AFG | 2022-01-02 | v8 | TRUE
https://raw.githubusercontent.com/mrc-ide/global-lmic-reports/master/AFG/projections.csv | 2021-07-28 | cumulative_infections | 3165081.52 | 3320068.79 | 3408631.96 | 3404135.56 | 3494421.48 | 3701539.18 | Relax Interventions 50% | Afghanistan | AFG | 2022-01-02 | v8 | TRUE
https://raw.githubusercontent.com/mrc-ide/global-lmic-reports/master/AFG/projections.csv | 2021-07-28 | cumulative_deaths | 6254.8 | 6601.6 | 6795.38 | 6793.38 | 6996.84 | 7476.53 | Relax Interventions 50% | Afghanistan | AFG | 2022-01-02 | v8 | TRUE
https://raw.githubusercontent.com/mrc-ide/global-lmic-reports/master/AFG/projections.csv | 2021-07-28 | Rt | 0.76 | 0.79 | 0.81 | 0.81 | 0.83 | 0.87 | Relax Interventions 50% | Afghanistan | AFG | 2022-01-02 | v8 | TRUE
https://raw.githubusercontent.com/mrc-ide/global-lmic-reports/master/AFG/projections.csv | 2021-07-28 | Reff | 0.67 | 0.7 | 0.71 | 0.71 | 0.73 | 0.76 | Relax Interventions 50% | Afghanistan | AFG | 2022-01-02 | v8 | TRUE
https://raw.githubusercontent.com/mrc-ide/global-lmic-reports/master/AFG/projections.csv | 2021-07-28 | infections | 8711.11 | 9192.11 | 9676.21 | 9823.51 | 10353.62 | 11032.31 | Surged Additional 50% Reduction | Afghanistan | AFG | 2022-01-02 | v8 | TRUE
https://raw.githubusercontent.com/mrc-ide/global-lmic-reports/master/AFG/projections.csv | 2021-07-28 | deaths | 33.83 | 35.76 | 37.04 | 36.89 | 37.93 | 39.75 | Surged Additional 50% Reduction | Afghanistan | AFG | 2022-01-02 | v8 | TRUE
https://raw.githubusercontent.com/mrc-ide/global-lmic-reports/master/AFG/projections.csv | 2021-07-28 | hospital_demand | 1284.32 | 1352.63 | 1399.12 | 1395.27 | 1437.77 | 1497.95 | Surged Additional 50% Reduction | Afghanistan | AFG | 2022-01-02 | v8 | TRUE
https://raw.githubusercontent.com/mrc-ide/global-lmic-reports/master/AFG/projections.csv | 2021-07-28 | ICU_demand | 606.88 | 640.19 | 662.66 | 659.64 | 677.72 | 707.49 | Surged Additional 50% Reduction | Afghanistan | AFG | 2022-01-02 | v8 | TRUE
https://raw.githubusercontent.com/mrc-ide/global-lmic-reports/master/AFG/projections.csv | 2021-07-28 | hospital_incidence | 90.34 | 94.63 | 98.25 | 98.38 | 102.03 | 106.18 | Surged Additional 50% Reduction | Afghanistan | AFG | 2022-01-02 | v8 | TRUE
https://raw.githubusercontent.com/mrc-ide/global-lmic-reports/master/AFG/projections.csv | 2021-07-28 | ICU_incidence | 27.51 | 28.81 | 29.91 | 29.95 | 31.06 | 32.33 | Surged Additional 50% Reduction | Afghanistan | AFG | 2022-01-02 | v8 | TRUE
https://raw.githubusercontent.com/mrc-ide/global-lmic-reports/master/AFG/projections.csv | 2021-07-28 | prevalence | 74323.26 | 78643.46 | 81398.19 | 81955.23 | 85490.76 | 90083.45 | Surged Additional 50% Reduction | Afghanistan | AFG | 2022-01-02 | v8 | TRUE
https://raw.githubusercontent.com/mrc-ide/global-lmic-reports/master/AFG/projections.csv | 2021-07-28 | cumulative_infections | 3240148.15 | 3308892.74 | 3378983.79 | 3382915.67 | 3438010.77 | 3595521.54 | Surged Additional 50% Reduction | Afghanistan | AFG | 2022-01-02 | v8 | TRUE
https://raw.githubusercontent.com/mrc-ide/global-lmic-reports/master/AFG/projections.csv | 2021-07-28 | cumulative_deaths | 5114.22 | 5247.52 | 5350.04 | 5356.5 | 5446.56 | 5715.11 | Surged Additional 50% Reduction | Afghanistan | AFG | 2022-01-02 | v8 | TRUE
https://raw.githubusercontent.com/mrc-ide/global-lmic-reports/master/AFG/projections.csv | 2021-07-28 | Rt | 0.78 | 0.8 | 0.81 | 0.82 | 0.83 | 0.86 | Surged Additional 50% Reduction | Afghanistan | AFG | 2022-01-02 | v8 | TRUE
https://raw.githubusercontent.com/mrc-ide/global-lmic-reports/master/AFG/projections.csv | 2021-07-28 | Reff | 0.68 | 0.7 | 0.71 | 0.72 | 0.73 | 0.75 | Surged Additional 50% Reduction | Afghanistan | AFG | 2022-01-02 | v8 | TRUE
https://raw.githubusercontent.com/mrc-ide/global-lmic-reports/master/AFG/projections.csv | 2021-07-28 | infections | 8711.11 | 9192.11 | 9676.21 | 9823.51 | 10353.62 | 11032.31 | Surged Maintain Status Quo | Afghanistan | AFG | 2022-01-02 | v8 | TRUE
https://raw.githubusercontent.com/mrc-ide/global-lmic-reports/master/AFG/projections.csv | 2021-07-28 | deaths | 33.83 | 35.76 | 37.04 | 36.89 | 37.93 | 39.75 | Surged Maintain Status Quo | Afghanistan | AFG | 2022-01-02 | v8 | TRUE
https://raw.githubusercontent.com/mrc-ide/global-lmic-reports/master/AFG/projections.csv | 2021-07-28 | hospital_demand | 1284.32 | 1352.63 | 1399.12 | 1395.27 | 1437.77 | 1497.95 | Surged Maintain Status Quo | Afghanistan | AFG | 2022-01-02 | v8 | TRUE
https://raw.githubusercontent.com/mrc-ide/global-lmic-reports/master/AFG/projections.csv | 2021-07-28 | ICU_demand | 606.88 | 640.19 | 662.66 | 659.64 | 677.72 | 707.49 | Surged Maintain Status Quo | Afghanistan | AFG | 2022-01-02 | v8 | TRUE
https://raw.githubusercontent.com/mrc-ide/global-lmic-reports/master/AFG/projections.csv | 2021-07-28 | hospital_incidence | 90.34 | 94.63 | 98.25 | 98.38 | 102.03 | 106.18 | Surged Maintain Status Quo | Afghanistan | AFG | 2022-01-02 | v8 | TRUE
https://raw.githubusercontent.com/mrc-ide/global-lmic-reports/master/AFG/projections.csv | 2021-07-28 | ICU_incidence | 27.51 | 28.81 | 29.91 | 29.95 | 31.06 | 32.33 | Surged Maintain Status Quo | Afghanistan | AFG | 2022-01-02 | v8 | TRUE
https://raw.githubusercontent.com/mrc-ide/global-lmic-reports/master/AFG/projections.csv | 2021-07-28 | prevalence | 74323.26 | 78643.46 | 81398.19 | 81955.23 | 85490.76 | 90083.45 | Surged Maintain Status Quo | Afghanistan | AFG | 2022-01-02 | v8 | TRUE
https://raw.githubusercontent.com/mrc-ide/global-lmic-reports/master/AFG/projections.csv | 2021-07-28 | cumulative_infections | 3240148.15 | 3308892.74 | 3378983.79 | 3382915.67 | 3438010.77 | 3595521.54 | Surged Maintain Status Quo | Afghanistan | AFG | 2022-01-02 | v8 | TRUE
https://raw.githubusercontent.com/mrc-ide/global-lmic-reports/master/AFG/projections.csv | 2021-07-28 | cumulative_deaths | 5114.22 | 5247.52 | 5350.04 | 5356.5 | 5446.56 | 5715.11 | Surged Maintain Status Quo | Afghanistan | AFG | 2022-01-02 | v8 | TRUE
https://raw.githubusercontent.com/mrc-ide/global-lmic-reports/master/AFG/projections.csv | 2021-07-28 | Rt | 0.78 | 0.8 | 0.81 | 0.82 | 0.83 | 0.86 | Surged Maintain Status Quo | Afghanistan | AFG | 2022-01-02 | v8 | TRUE
https://raw.githubusercontent.com/mrc-ide/global-lmic-reports/master/AFG/projections.csv | 2021-07-28 | Reff | 0.68 | 0.7 | 0.71 | 0.72 | 0.73 | 0.75 | Surged Maintain Status Quo | Afghanistan | AFG | 2022-01-02 | v8 | TRUE
https://raw.githubusercontent.com/mrc-ide/global-lmic-reports/master/AFG/projections.csv | 2021-07-28 | infections | 8711.11 | 9192.11 | 9676.21 | 9823.51 | 10353.62 | 11032.31 | Surged Optimistic | Afghanistan | AFG | 2022-01-02 | v8 | TRUE
https://raw.githubusercontent.com/mrc-ide/global-lmic-reports/master/AFG/projections.csv | 2021-07-28 | deaths | 33.83 | 35.76 | 37.04 | 36.89 | 37.93 | 39.75 | Surged Optimistic | Afghanistan | AFG | 2022-01-02 | v8 | TRUE
https://raw.githubusercontent.com/mrc-ide/global-lmic-reports/master/AFG/projections.csv | 2021-07-28 | hospital_demand | 1284.32 | 1352.63 | 1399.12 | 1395.27 | 1437.77 | 1497.95 | Surged Optimistic | Afghanistan | AFG | 2022-01-02 | v8 | TRUE
https://raw.githubusercontent.com/mrc-ide/global-lmic-reports/master/AFG/projections.csv | 2021-07-28 | ICU_demand | 606.88 | 640.19 | 662.66 | 659.64 | 677.72 | 707.49 | Surged Optimistic | Afghanistan | AFG | 2022-01-02 | v8 | TRUE
https://raw.githubusercontent.com/mrc-ide/global-lmic-reports/master/AFG/projections.csv | 2021-07-28 | hospital_incidence | 90.34 | 94.63 | 98.25 | 98.38 | 102.03 | 106.18 | Surged Optimistic | Afghanistan | AFG | 2022-01-02 | v8 | TRUE
https://raw.githubusercontent.com/mrc-ide/global-lmic-reports/master/AFG/projections.csv | 2021-07-28 | ICU_incidence | 27.51 | 28.81 | 29.91 | 29.95 | 31.06 | 32.33 | Surged Optimistic | Afghanistan | AFG | 2022-01-02 | v8 | TRUE
https://raw.githubusercontent.com/mrc-ide/global-lmic-reports/master/AFG/projections.csv | 2021-07-28 | prevalence | 74323.26 | 78643.46 | 81398.19 | 81955.23 | 85490.76 | 90083.45 | Surged Optimistic | Afghanistan | AFG | 2022-01-02 | v8 | TRUE
https://raw.githubusercontent.com/mrc-ide/global-lmic-reports/master/AFG/projections.csv | 2021-07-28 | cumulative_infections | 3240148.15 | 3308892.74 | 3378983.79 | 3382915.67 | 3438010.77 | 3595521.54 | Surged Optimistic | Afghanistan | AFG | 2022-01-02 | v8 | TRUE
https://raw.githubusercontent.com/mrc-ide/global-lmic-reports/master/AFG/projections.csv | 2021-07-28 | cumulative_deaths | 5114.22 | 5247.52 | 5350.04 | 5356.5 | 5446.56 | 5715.11 | Surged Optimistic | Afghanistan | AFG | 2022-01-02 | v8 | TRUE
https://raw.githubusercontent.com/mrc-ide/global-lmic-reports/master/AFG/projections.csv | 2021-07-28 | Rt | 0.78 | 0.8 | 0.81 | 0.82 | 0.83 | 0.86 | Surged Optimistic | Afghanistan | AFG | 2022-01-02 | v8 | TRUE
https://raw.githubusercontent.com/mrc-ide/global-lmic-reports/master/AFG/projections.csv | 2021-07-28 | Reff | 0.68 | 0.7 | 0.71 | 0.72 | 0.73 | 0.75 | Surged Optimistic | Afghanistan | AFG | 2022-01-02 | v8 | TRUE
https://raw.githubusercontent.com/mrc-ide/global-lmic-reports/master/AFG/projections.csv | 2021-07-28 | infections | 8711.11 | 9192.11 | 9676.21 | 9823.51 | 10353.62 | 11032.31 | Surged Pessimistic | Afghanistan | AFG | 2022-01-02 | v8 | TRUE
https://raw.githubusercontent.com/mrc-ide/global-lmic-reports/master/AFG/projections.csv | 2021-07-28 | deaths | 33.83 | 35.76 | 37.04 | 36.89 | 37.93 | 39.75 | Surged Pessimistic | Afghanistan | AFG | 2022-01-02 | v8 | TRUE
https://raw.githubusercontent.com/mrc-ide/global-lmic-reports/master/AFG/projections.csv | 2021-07-28 | hospital_demand | 1284.32 | 1352.63 | 1399.12 | 1395.27 | 1437.77 | 1497.95 | Surged Pessimistic | Afghanistan | AFG | 2022-01-02 | v8 | TRUE
https://raw.githubusercontent.com/mrc-ide/global-lmic-reports/master/AFG/projections.csv | 2021-07-28 | ICU_demand | 606.88 | 640.19 | 662.66 | 659.64 | 677.72 | 707.49 | Surged Pessimistic | Afghanistan | AFG | 2022-01-02 | v8 | TRUE
https://raw.githubusercontent.com/mrc-ide/global-lmic-reports/master/AFG/projections.csv | 2021-07-28 | hospital_incidence | 90.34 | 94.63 | 98.25 | 98.38 | 102.03 | 106.18 | Surged Pessimistic | Afghanistan | AFG | 2022-01-02 | v8 | TRUE
https://raw.githubusercontent.com/mrc-ide/global-lmic-reports/master/AFG/projections.csv | 2021-07-28 | ICU_incidence | 27.51 | 28.81 | 29.91 | 29.95 | 31.06 | 32.33 | Surged Pessimistic | Afghanistan | AFG | 2022-01-02 | v8 | TRUE
https://raw.githubusercontent.com/mrc-ide/global-lmic-reports/master/AFG/projections.csv | 2021-07-28 | prevalence | 74323.26 | 78643.46 | 81398.19 | 81955.23 | 85490.76 | 90083.45 | Surged Pessimistic | Afghanistan | AFG | 2022-01-02 | v8 | TRUE
https://raw.githubusercontent.com/mrc-ide/global-lmic-reports/master/AFG/projections.csv | 2021-07-28 | cumulative_infections | 3240148.15 | 3308892.74 | 3378983.79 | 3382915.67 | 3438010.77 | 3595521.54 | Surged Pessimistic | Afghanistan | AFG | 2022-01-02 | v8 | TRUE
https://raw.githubusercontent.com/mrc-ide/global-lmic-reports/master/AFG/projections.csv | 2021-07-28 | cumulative_deaths | 5114.22 | 5247.52 | 5350.04 | 5356.5 | 5446.56 | 5715.11 | Surged Pessimistic | Afghanistan | AFG | 2022-01-02 | v8 | TRUE
https://raw.githubusercontent.com/mrc-ide/global-lmic-reports/master/AFG/projections.csv | 2021-07-28 | Rt | 0.78 | 0.8 | 0.81 | 0.82 | 0.83 | 0.86 | Surged Pessimistic | Afghanistan | AFG | 2022-01-02 | v8 | TRUE
https://raw.githubusercontent.com/mrc-ide/global-lmic-reports/master/AFG/projections.csv | 2021-07-28 | Reff | 0.68 | 0.7 | 0.71 | 0.72 | 0.73 | 0.75 | Surged Pessimistic | Afghanistan | AFG | 2022-01-02 | v8 | TRUE
https://raw.githubusercontent.com/mrc-ide/global-lmic-reports/master/AFG/projections.csv | 2021-07-28 | infections | 8711.11 | 9192.11 | 9676.21 | 9823.51 | 10353.62 | 11032.31 | Surged Relax Interventions 50% | Afghanistan | AFG | 2022-01-02 | v8 | TRUE
https://raw.githubusercontent.com/mrc-ide/global-lmic-reports/master/AFG/projections.csv | 2021-07-28 | deaths | 33.83 | 35.76 | 37.04 | 36.89 | 37.93 | 39.75 | Surged Relax Interventions 50% | Afghanistan | AFG | 2022-01-02 | v8 | TRUE
https://raw.githubusercontent.com/mrc-ide/global-lmic-reports/master/AFG/projections.csv | 2021-07-28 | hospital_demand | 1284.32 | 1352.63 | 1399.12 | 1395.27 | 1437.77 | 1497.95 | Surged Relax Interventions 50% | Afghanistan | AFG | 2022-01-02 | v8 | TRUE
https://raw.githubusercontent.com/mrc-ide/global-lmic-reports/master/AFG/projections.csv | 2021-07-28 | ICU_demand | 606.88 | 640.19 | 662.66 | 659.64 | 677.72 | 707.49 | Surged Relax Interventions 50% | Afghanistan | AFG | 2022-01-02 | v8 | TRUE
https://raw.githubusercontent.com/mrc-ide/global-lmic-reports/master/AFG/projections.csv | 2021-07-28 | hospital_incidence | 90.34 | 94.63 | 98.25 | 98.38 | 102.03 | 106.18 | Surged Relax Interventions 50% | Afghanistan | AFG | 2022-01-02 | v8 | TRUE
https://raw.githubusercontent.com/mrc-ide/global-lmic-reports/master/AFG/projections.csv | 2021-07-28 | ICU_incidence | 27.51 | 28.81 | 29.91 | 29.95 | 31.06 | 32.33 | Surged Relax Interventions 50% | Afghanistan | AFG | 2022-01-02 | v8 | TRUE
https://raw.githubusercontent.com/mrc-ide/global-lmic-reports/master/AFG/projections.csv | 2021-07-28 | prevalence | 74323.26 | 78643.46 | 81398.19 | 81955.23 | 85490.76 | 90083.45 | Surged Relax Interventions 50% | Afghanistan | AFG | 2022-01-02 | v8 | TRUE
https://raw.githubusercontent.com/mrc-ide/global-lmic-reports/master/AFG/projections.csv | 2021-07-28 | cumulative_infections | 3240148.15 | 3308892.74 | 3378983.79 | 3382915.67 | 3438010.77 | 3595521.54 | Surged Relax Interventions 50% | Afghanistan | AFG | 2022-01-02 | v8 | TRUE
https://raw.githubusercontent.com/mrc-ide/global-lmic-reports/master/AFG/projections.csv | 2021-07-28 | cumulative_deaths | 5114.22 | 5247.52 | 5350.04 | 5356.5 | 5446.56 | 5715.11 | Surged Relax Interventions 50% | Afghanistan | AFG | 2022-01-02 | v8 | TRUE
https://raw.githubusercontent.com/mrc-ide/global-lmic-reports/master/AFG/projections.csv | 2021-07-28 | Rt | 0.78 | 0.8 | 0.81 | 0.82 | 0.83 | 0.86 | Surged Relax Interventions 50% | Afghanistan | AFG | 2022-01-02 | v8 | TRUE
https://raw.githubusercontent.com/mrc-ide/global-lmic-reports/master/AFG/projections.csv | 2021-07-28 | Reff | 0.68 | 0.7 | 0.71 | 0.72 | 0.73 | 0.75 | Surged Relax Interventions 50% | Afghanistan | AFG | 2022-01-02 | v8 | TRUE
https://raw.githubusercontent.com/mrc-ide/global-lmic-reports/master/AFG/projections.csv | 2021-07-29 | infections | 7900.48 | 8413.19 | 9129.97 | 9137.34 | 9508.18 | 11113.34 | Additional 50% Reduction | Afghanistan | AFG | 2022-01-02 | v8 | TRUE
https://raw.githubusercontent.com/mrc-ide/global-lmic-reports/master/AFG/projections.csv | 2021-07-29 | deaths | 26.03 | 27.61 | 28.82 | 28.99 | 30.29 | 32.29 | Additional 50% Reduction | Afghanistan | AFG | 2022-01-02 | v8 | TRUE
https://raw.githubusercontent.com/mrc-ide/global-lmic-reports/master/AFG/projections.csv | 2021-07-29 | hospital_demand | 1172.22 | 1231.72 | 1259.92 | 1264.93 | 1292.19 | 1371.1 | Additional 50% Reduction | Afghanistan | AFG | 2022-01-02 | v8 | TRUE
https://raw.githubusercontent.com/mrc-ide/global-lmic-reports/master/AFG/projections.csv | 2021-07-29 | ICU_demand | 296.26 | 297.9 | 299.24 | 299.45 | 301.06 | 302.99 | Additional 50% Reduction | Afghanistan | AFG | 2022-01-02 | v8 | TRUE
https://raw.githubusercontent.com/mrc-ide/global-lmic-reports/master/AFG/projections.csv | 2021-07-29 | hospital_incidence | 85.58 | 88.96 | 92.84 | 92.68 | 96.66 | 100.91 | Additional 50% Reduction | Afghanistan | AFG | 2022-01-02 | v8 | TRUE
https://raw.githubusercontent.com/mrc-ide/global-lmic-reports/master/AFG/projections.csv | 2021-07-29 | ICU_incidence | 26.04 | 27.06 | 28.25 | 28.2 | 29.39 | 30.71 | Additional 50% Reduction | Afghanistan | AFG | 2022-01-02 | v8 | TRUE
https://raw.githubusercontent.com/mrc-ide/global-lmic-reports/master/AFG/projections.csv | 2021-07-29 | prevalence | 69218.85 | 72323.23 | 77604.18 | 77166.26 | 80372.3 | 90125.03 | Additional 50% Reduction | Afghanistan | AFG | 2022-01-02 | v8 | TRUE
https://raw.githubusercontent.com/mrc-ide/global-lmic-reports/master/AFG/projections.csv | 2021-07-29 | cumulative_infections | 3173626.51 | 3328687.81 | 3417973.29 | 3413272.89 | 3503297.99 | 3711064.07 | Additional 50% Reduction | Afghanistan | AFG | 2022-01-02 | v8 | TRUE
https://raw.githubusercontent.com/mrc-ide/global-lmic-reports/master/AFG/projections.csv | 2021-07-29 | cumulative_deaths | 6281.07 | 6629.04 | 6824.15 | 6822.37 | 7025.19 | 7507.98 | Additional 50% Reduction | Afghanistan | AFG | 2022-01-02 | v8 | TRUE
https://raw.githubusercontent.com/mrc-ide/global-lmic-reports/master/AFG/projections.csv | 2021-07-29 | Rt | 0.75 | 0.78 | 0.79 | 0.8 | 0.81 | 0.85 | Additional 50% Reduction | Afghanistan | AFG | 2022-01-02 | v8 | TRUE
https://raw.githubusercontent.com/mrc-ide/global-lmic-reports/master/AFG/projections.csv | 2021-07-29 | Reff | 0.66 | 0.68 | 0.7 | 0.7 | 0.71 | 0.75 | Additional 50% Reduction | Afghanistan | AFG | 2022-01-02 | v8 | TRUE
https://raw.githubusercontent.com/mrc-ide/global-lmic-reports/master/AFG/projections.csv | 2021-07-29 | infections | 7900.48 | 8413.19 | 9129.97 | 9137.34 | 9508.18 | 11113.34 | Maintain Status Quo | Afghanistan | AFG | 2022-01-02 | v8 | TRUE
https://raw.githubusercontent.com/mrc-ide/global-lmic-reports/master/AFG/projections.csv | 2021-07-29 | deaths | 26.03 | 27.61 | 28.82 | 28.99 | 30.29 | 32.29 | Maintain Status Quo | Afghanistan | AFG | 2022-01-02 | v8 | TRUE
https://raw.githubusercontent.com/mrc-ide/global-lmic-reports/master/AFG/projections.csv | 2021-07-29 | hospital_demand | 1172.22 | 1231.72 | 1259.92 | 1264.93 | 1292.19 | 1371.1 | Maintain Status Quo | Afghanistan | AFG | 2022-01-02 | v8 | TRUE
https://raw.githubusercontent.com/mrc-ide/global-lmic-reports/master/AFG/projections.csv | 2021-07-29 | ICU_demand | 296.26 | 297.9 | 299.24 | 299.45 | 301.06 | 302.99 | Maintain Status Quo | Afghanistan | AFG | 2022-01-02 | v8 | TRUE
https://raw.githubusercontent.com/mrc-ide/global-lmic-reports/master/AFG/projections.csv | 2021-07-29 | hospital_incidence | 85.58 | 88.96 | 92.84 | 92.68 | 96.66 | 100.91 | Maintain Status Quo | Afghanistan | AFG | 2022-01-02 | v8 | TRUE
https://raw.githubusercontent.com/mrc-ide/global-lmic-reports/master/AFG/projections.csv | 2021-07-29 | ICU_incidence | 26.04 | 27.06 | 28.25 | 28.2 | 29.39 | 30.71 | Maintain Status Quo | Afghanistan | AFG | 2022-01-02 | v8 | TRUE
https://raw.githubusercontent.com/mrc-ide/global-lmic-reports/master/AFG/projections.csv | 2021-07-29 | prevalence | 69218.85 | 72323.23 | 77604.18 | 77166.26 | 80372.3 | 90125.03 | Maintain Status Quo | Afghanistan | AFG | 2022-01-02 | v8 | TRUE
https://raw.githubusercontent.com/mrc-ide/global-lmic-reports/master/AFG/projections.csv | 2021-07-29 | cumulative_infections | 3173626.51 | 3328687.81 | 3417973.29 | 3413272.89 | 3503297.99 | 3711064.07 | Maintain Status Quo | Afghanistan | AFG | 2022-01-02 | v8 | TRUE
https://raw.githubusercontent.com/mrc-ide/global-lmic-reports/master/AFG/projections.csv | 2021-07-29 | cumulative_deaths | 6281.07 | 6629.04 | 6824.15 | 6822.37 | 7025.19 | 7507.98 | Maintain Status Quo | Afghanistan | AFG | 2022-01-02 | v8 | TRUE
https://raw.githubusercontent.com/mrc-ide/global-lmic-reports/master/AFG/projections.csv | 2021-07-29 | Rt | 0.75 | 0.78 | 0.79 | 0.8 | 0.81 | 0.85 | Maintain Status Quo | Afghanistan | AFG | 2022-01-02 | v8 | TRUE
https://raw.githubusercontent.com/mrc-ide/global-lmic-reports/master/AFG/projections.csv | 2021-07-29 | Reff | 0.66 | 0.68 | 0.7 | 0.7 | 0.71 | 0.75 | Maintain Status Quo | Afghanistan | AFG | 2022-01-02 | v8 | TRUE
https://raw.githubusercontent.com/mrc-ide/global-lmic-reports/master/AFG/projections.csv | 2021-07-29 | infections | 7900.48 | 8413.19 | 9129.97 | 9137.34 | 9508.18 | 11113.34 | Optimistic | Afghanistan | AFG | 2022-01-02 | v8 | TRUE
https://raw.githubusercontent.com/mrc-ide/global-lmic-reports/master/AFG/projections.csv | 2021-07-29 | deaths | 26.03 | 27.61 | 28.82 | 28.99 | 30.29 | 32.29 | Optimistic | Afghanistan | AFG | 2022-01-02 | v8 | TRUE
https://raw.githubusercontent.com/mrc-ide/global-lmic-reports/master/AFG/projections.csv | 2021-07-29 | hospital_demand | 1172.22 | 1231.72 | 1259.92 | 1264.93 | 1292.19 | 1371.1 | Optimistic | Afghanistan | AFG | 2022-01-02 | v8 | TRUE
https://raw.githubusercontent.com/mrc-ide/global-lmic-reports/master/AFG/projections.csv | 2021-07-29 | ICU_demand | 296.26 | 297.9 | 299.24 | 299.45 | 301.06 | 302.99 | Optimistic | Afghanistan | AFG | 2022-01-02 | v8 | TRUE
https://raw.githubusercontent.com/mrc-ide/global-lmic-reports/master/AFG/projections.csv | 2021-07-29 | hospital_incidence | 85.58 | 88.96 | 92.84 | 92.68 | 96.66 | 100.91 | Optimistic | Afghanistan | AFG | 2022-01-02 | v8 | TRUE
https://raw.githubusercontent.com/mrc-ide/global-lmic-reports/master/AFG/projections.csv | 2021-07-29 | ICU_incidence | 26.04 | 27.06 | 28.25 | 28.2 | 29.39 | 30.71 | Optimistic | Afghanistan | AFG | 2022-01-02 | v8 | TRUE
https://raw.githubusercontent.com/mrc-ide/global-lmic-reports/master/AFG/projections.csv | 2021-07-29 | prevalence | 69218.85 | 72323.23 | 77604.18 | 77166.26 | 80372.3 | 90125.03 | Optimistic | Afghanistan | AFG | 2022-01-02 | v8 | TRUE
https://raw.githubusercontent.com/mrc-ide/global-lmic-reports/master/AFG/projections.csv | 2021-07-29 | cumulative_infections | 3173626.51 | 3328687.81 | 3417973.29 | 3413272.89 | 3503297.99 | 3711064.07 | Optimistic | Afghanistan | AFG | 2022-01-02 | v8 | TRUE
https://raw.githubusercontent.com/mrc-ide/global-lmic-reports/master/AFG/projections.csv | 2021-07-29 | cumulative_deaths | 6281.07 | 6629.04 | 6824.15 | 6822.37 | 7025.19 | 7507.98 | Optimistic | Afghanistan | AFG | 2022-01-02 | v8 | TRUE
https://raw.githubusercontent.com/mrc-ide/global-lmic-reports/master/AFG/projections.csv | 2021-07-29 | Rt | 0.75 | 0.78 | 0.79 | 0.8 | 0.81 | 0.85 | Optimistic | Afghanistan | AFG | 2022-01-02 | v8 | TRUE
https://raw.githubusercontent.com/mrc-ide/global-lmic-reports/master/AFG/projections.csv | 2021-07-29 | Reff | 0.66 | 0.68 | 0.7 | 0.7 | 0.71 | 0.75 | Optimistic | Afghanistan | AFG | 2022-01-02 | v8 | TRUE
https://raw.githubusercontent.com/mrc-ide/global-lmic-reports/master/AFG/projections.csv | 2021-07-29 | infections | 7900.48 | 8413.19 | 9129.97 | 9137.34 | 9508.18 | 11113.34 | Pessimistic | Afghanistan | AFG | 2022-01-02 | v8 | TRUE
https://raw.githubusercontent.com/mrc-ide/global-lmic-reports/master/AFG/projections.csv | 2021-07-29 | deaths | 26.03 | 27.61 | 28.82 | 28.99 | 30.29 | 32.29 | Pessimistic | Afghanistan | AFG | 2022-01-02 | v8 | TRUE
https://raw.githubusercontent.com/mrc-ide/global-lmic-reports/master/AFG/projections.csv | 2021-07-29 | hospital_demand | 1172.22 | 1231.72 | 1259.92 | 1264.93 | 1292.19 | 1371.1 | Pessimistic | Afghanistan | AFG | 2022-01-02 | v8 | TRUE
https://raw.githubusercontent.com/mrc-ide/global-lmic-reports/master/AFG/projections.csv | 2021-07-29 | ICU_demand | 296.26 | 297.9 | 299.24 | 299.45 | 301.06 | 302.99 | Pessimistic | Afghanistan | AFG | 2022-01-02 | v8 | TRUE
https://raw.githubusercontent.com/mrc-ide/global-lmic-reports/master/AFG/projections.csv | 2021-07-29 | hospital_incidence | 85.58 | 88.96 | 92.84 | 92.68 | 96.66 | 100.91 | Pessimistic | Afghanistan | AFG | 2022-01-02 | v8 | TRUE
https://raw.githubusercontent.com/mrc-ide/global-lmic-reports/master/AFG/projections.csv | 2021-07-29 | ICU_incidence | 26.04 | 27.06 | 28.25 | 28.2 | 29.39 | 30.71 | Pessimistic | Afghanistan | AFG | 2022-01-02 | v8 | TRUE
https://raw.githubusercontent.com/mrc-ide/global-lmic-reports/master/AFG/projections.csv | 2021-07-29 | prevalence | 69218.85 | 72323.23 | 77604.18 | 77166.26 | 80372.3 | 90125.03 | Pessimistic | Afghanistan | AFG | 2022-01-02 | v8 | TRUE
https://raw.githubusercontent.com/mrc-ide/global-lmic-reports/master/AFG/projections.csv | 2021-07-29 | cumulative_infections | 3173626.51 | 3328687.81 | 3417973.29 | 3413272.89 | 3503297.99 | 3711064.07 | Pessimistic | Afghanistan | AFG | 2022-01-02 | v8 | TRUE
https://raw.githubusercontent.com/mrc-ide/global-lmic-reports/master/AFG/projections.csv | 2021-07-29 | cumulative_deaths | 6281.07 | 6629.04 | 6824.15 | 6822.37 | 7025.19 | 7507.98 | Pessimistic | Afghanistan | AFG | 2022-01-02 | v8 | TRUE
https://raw.githubusercontent.com/mrc-ide/global-lmic-reports/master/AFG/projections.csv | 2021-07-29 | Rt | 0.75 | 0.78 | 0.79 | 0.8 | 0.81 | 0.85 | Pessimistic | Afghanistan | AFG | 2022-01-02 | v8 | TRUE
https://raw.githubusercontent.com/mrc-ide/global-lmic-reports/master/AFG/projections.csv | 2021-07-29 | Reff | 0.66 | 0.68 | 0.7 | 0.7 | 0.71 | 0.75 | Pessimistic | Afghanistan | AFG | 2022-01-02 | v8 | TRUE
https://raw.githubusercontent.com/mrc-ide/global-lmic-reports/master/AFG/projections.csv | 2021-07-29 | infections | 7900.48 | 8413.19 | 9129.97 | 9137.34 | 9508.18 | 11113.34 | Relax Interventions 50% | Afghanistan | AFG | 2022-01-02 | v8 | TRUE
https://raw.githubusercontent.com/mrc-ide/global-lmic-reports/master/AFG/projections.csv | 2021-07-29 | deaths | 26.03 | 27.61 | 28.82 | 28.99 | 30.29 | 32.29 | Relax Interventions 50% | Afghanistan | AFG | 2022-01-02 | v8 | TRUE
https://raw.githubusercontent.com/mrc-ide/global-lmic-reports/master/AFG/projections.csv | 2021-07-29 | hospital_demand | 1172.22 | 1231.72 | 1259.92 | 1264.93 | 1292.19 | 1371.1 | Relax Interventions 50% | Afghanistan | AFG | 2022-01-02 | v8 | TRUE
https://raw.githubusercontent.com/mrc-ide/global-lmic-reports/master/AFG/projections.csv | 2021-07-29 | ICU_demand | 296.26 | 297.9 | 299.24 | 299.45 | 301.06 | 302.99 | Relax Interventions 50% | Afghanistan | AFG | 2022-01-02 | v8 | TRUE
https://raw.githubusercontent.com/mrc-ide/global-lmic-reports/master/AFG/projections.csv | 2021-07-29 | hospital_incidence | 85.58 | 88.96 | 92.84 | 92.68 | 96.66 | 100.91 | Relax Interventions 50% | Afghanistan | AFG | 2022-01-02 | v8 | TRUE
https://raw.githubusercontent.com/mrc-ide/global-lmic-reports/master/AFG/projections.csv | 2021-07-29 | ICU_incidence | 26.04 | 27.06 | 28.25 | 28.2 | 29.39 | 30.71 | Relax Interventions 50% | Afghanistan | AFG | 2022-01-02 | v8 | TRUE
https://raw.githubusercontent.com/mrc-ide/global-lmic-reports/master/AFG/projections.csv | 2021-07-29 | prevalence | 69218.85 | 72323.23 | 77604.18 | 77166.26 | 80372.3 | 90125.03 | Relax Interventions 50% | Afghanistan | AFG | 2022-01-02 | v8 | TRUE
https://raw.githubusercontent.com/mrc-ide/global-lmic-reports/master/AFG/projections.csv | 2021-07-29 | cumulative_infections | 3173626.51 | 3328687.81 | 3417973.29 | 3413272.89 | 3503297.99 | 3711064.07 | Relax Interventions 50% | Afghanistan | AFG | 2022-01-02 | v8 | TRUE
https://raw.githubusercontent.com/mrc-ide/global-lmic-reports/master/AFG/projections.csv | 2021-07-29 | cumulative_deaths | 6281.07 | 6629.04 | 6824.15 | 6822.37 | 7025.19 | 7507.98 | Relax Interventions 50% | Afghanistan | AFG | 2022-01-02 | v8 | TRUE
https://raw.githubusercontent.com/mrc-ide/global-lmic-reports/master/AFG/projections.csv | 2021-07-29 | Rt | 0.75 | 0.78 | 0.79 | 0.8 | 0.81 | 0.85 | Relax Interventions 50% | Afghanistan | AFG | 2022-01-02 | v8 | TRUE
https://raw.githubusercontent.com/mrc-ide/global-lmic-reports/master/AFG/projections.csv | 2021-07-29 | Reff | 0.66 | 0.68 | 0.7 | 0.7 | 0.71 | 0.75 | Relax Interventions 50% | Afghanistan | AFG | 2022-01-02 | v8 | TRUE
https://raw.githubusercontent.com/mrc-ide/global-lmic-reports/master/AFG/projections.csv | 2021-07-29 | infections | 8145.53 | 8620.86 | 9069.84 | 9220.36 | 9743.74 | 10425.64 | Surged Additional 50% Reduction | Afghanistan | AFG | 2022-01-02 | v8 | TRUE
https://raw.githubusercontent.com/mrc-ide/global-lmic-reports/master/AFG/projections.csv | 2021-07-29 | deaths | 32.48 | 34.3 | 35.47 | 35.34 | 36.35 | 37.97 | Surged Additional 50% Reduction | Afghanistan | AFG | 2022-01-02 | v8 | TRUE
https://raw.githubusercontent.com/mrc-ide/global-lmic-reports/master/AFG/projections.csv | 2021-07-29 | hospital_demand | 1228.72 | 1289.42 | 1340.55 | 1331.62 | 1373.73 | 1429.38 | Surged Additional 50% Reduction | Afghanistan | AFG | 2022-01-02 | v8 | TRUE
https://raw.githubusercontent.com/mrc-ide/global-lmic-reports/master/AFG/projections.csv | 2021-07-29 | ICU_demand | 581.67 | 614.65 | 633.97 | 632.8 | 650.97 | 677.81 | Surged Additional 50% Reduction | Afghanistan | AFG | 2022-01-02 | v8 | TRUE
https://raw.githubusercontent.com/mrc-ide/global-lmic-reports/master/AFG/projections.csv | 2021-07-29 | hospital_incidence | 85.39 | 89.54 | 92.99 | 93.28 | 96.86 | 101.08 | Surged Additional 50% Reduction | Afghanistan | AFG | 2022-01-02 | v8 | TRUE
https://raw.githubusercontent.com/mrc-ide/global-lmic-reports/master/AFG/projections.csv | 2021-07-29 | ICU_incidence | 25.98 | 27.25 | 28.29 | 28.38 | 29.47 | 30.75 | Surged Additional 50% Reduction | Afghanistan | AFG | 2022-01-02 | v8 | TRUE
https://raw.githubusercontent.com/mrc-ide/global-lmic-reports/master/AFG/projections.csv | 2021-07-29 | prevalence | 70754.82 | 74910.58 | 77429 | 78174.31 | 81783.26 | 86297.36 | Surged Additional 50% Reduction | Afghanistan | AFG | 2022-01-02 | v8 | TRUE
https://raw.githubusercontent.com/mrc-ide/global-lmic-reports/master/AFG/projections.csv | 2021-07-29 | cumulative_infections | 3248393.78 | 3317648.09 | 3388258.99 | 3392136.04 | 3446849.34 | 3604145.35 | Surged Additional 50% Reduction | Afghanistan | AFG | 2022-01-02 | v8 | TRUE
https://raw.githubusercontent.com/mrc-ide/global-lmic-reports/master/AFG/projections.csv | 2021-07-29 | cumulative_deaths | 5149.52 | 5282.96 | 5384.57 | 5391.84 | 5483.14 | 5754.12 | Surged Additional 50% Reduction | Afghanistan | AFG | 2022-01-02 | v8 | TRUE
https://raw.githubusercontent.com/mrc-ide/global-lmic-reports/master/AFG/projections.csv | 2021-07-29 | Rt | 0.76 | 0.78 | 0.8 | 0.8 | 0.82 | 0.84 | Surged Additional 50% Reduction | Afghanistan | AFG | 2022-01-02 | v8 | TRUE
https://raw.githubusercontent.com/mrc-ide/global-lmic-reports/master/AFG/projections.csv | 2021-07-29 | Reff | 0.66 | 0.68 | 0.7 | 0.7 | 0.72 | 0.74 | Surged Additional 50% Reduction | Afghanistan | AFG | 2022-01-02 | v8 | TRUE
https://raw.githubusercontent.com/mrc-ide/global-lmic-reports/master/AFG/projections.csv | 2021-07-29 | infections | 8145.53 | 8620.86 | 9069.84 | 9220.36 | 9743.74 | 10425.64 | Surged Maintain Status Quo | Afghanistan | AFG | 2022-01-02 | v8 | TRUE
https://raw.githubusercontent.com/mrc-ide/global-lmic-reports/master/AFG/projections.csv | 2021-07-29 | deaths | 32.48 | 34.3 | 35.47 | 35.34 | 36.35 | 37.97 | Surged Maintain Status Quo | Afghanistan | AFG | 2022-01-02 | v8 | TRUE
https://raw.githubusercontent.com/mrc-ide/global-lmic-reports/master/AFG/projections.csv | 2021-07-29 | hospital_demand | 1228.72 | 1289.42 | 1340.55 | 1331.62 | 1373.73 | 1429.38 | Surged Maintain Status Quo | Afghanistan | AFG | 2022-01-02 | v8 | TRUE
https://raw.githubusercontent.com/mrc-ide/global-lmic-reports/master/AFG/projections.csv | 2021-07-29 | ICU_demand | 581.67 | 614.65 | 633.97 | 632.8 | 650.97 | 677.81 | Surged Maintain Status Quo | Afghanistan | AFG | 2022-01-02 | v8 | TRUE
https://raw.githubusercontent.com/mrc-ide/global-lmic-reports/master/AFG/projections.csv | 2021-07-29 | hospital_incidence | 85.39 | 89.54 | 92.99 | 93.28 | 96.86 | 101.08 | Surged Maintain Status Quo | Afghanistan | AFG | 2022-01-02 | v8 | TRUE
https://raw.githubusercontent.com/mrc-ide/global-lmic-reports/master/AFG/projections.csv | 2021-07-29 | ICU_incidence | 25.98 | 27.25 | 28.29 | 28.38 | 29.47 | 30.75 | Surged Maintain Status Quo | Afghanistan | AFG | 2022-01-02 | v8 | TRUE
https://raw.githubusercontent.com/mrc-ide/global-lmic-reports/master/AFG/projections.csv | 2021-07-29 | prevalence | 70754.82 | 74910.58 | 77429 | 78174.31 | 81783.26 | 86297.36 | Surged Maintain Status Quo | Afghanistan | AFG | 2022-01-02 | v8 | TRUE
https://raw.githubusercontent.com/mrc-ide/global-lmic-reports/master/AFG/projections.csv | 2021-07-29 | cumulative_infections | 3248393.78 | 3317648.09 | 3388258.99 | 3392136.04 | 3446849.34 | 3604145.35 | Surged Maintain Status Quo | Afghanistan | AFG | 2022-01-02 | v8 | TRUE
https://raw.githubusercontent.com/mrc-ide/global-lmic-reports/master/AFG/projections.csv | 2021-07-29 | cumulative_deaths | 5149.52 | 5282.96 | 5384.57 | 5391.84 | 5483.14 | 5754.12 | Surged Maintain Status Quo | Afghanistan | AFG | 2022-01-02 | v8 | TRUE
https://raw.githubusercontent.com/mrc-ide/global-lmic-reports/master/AFG/projections.csv | 2021-07-29 | Rt | 0.76 | 0.78 | 0.8 | 0.8 | 0.82 | 0.84 | Surged Maintain Status Quo | Afghanistan | AFG | 2022-01-02 | v8 | TRUE
https://raw.githubusercontent.com/mrc-ide/global-lmic-reports/master/AFG/projections.csv | 2021-07-29 | Reff | 0.66 | 0.68 | 0.7 | 0.7 | 0.72 | 0.74 | Surged Maintain Status Quo | Afghanistan | AFG | 2022-01-02 | v8 | TRUE
https://raw.githubusercontent.com/mrc-ide/global-lmic-reports/master/AFG/projections.csv | 2021-07-29 | infections | 8145.53 | 8620.86 | 9069.84 | 9220.36 | 9743.74 | 10425.64 | Surged Optimistic | Afghanistan | AFG | 2022-01-02 | v8 | TRUE
https://raw.githubusercontent.com/mrc-ide/global-lmic-reports/master/AFG/projections.csv | 2021-07-29 | deaths | 32.48 | 34.3 | 35.47 | 35.34 | 36.35 | 37.97 | Surged Optimistic | Afghanistan | AFG | 2022-01-02 | v8 | TRUE
https://raw.githubusercontent.com/mrc-ide/global-lmic-reports/master/AFG/projections.csv | 2021-07-29 | hospital_demand | 1228.72 | 1289.42 | 1340.55 | 1331.62 | 1373.73 | 1429.38 | Surged Optimistic | Afghanistan | AFG | 2022-01-02 | v8 | TRUE
https://raw.githubusercontent.com/mrc-ide/global-lmic-reports/master/AFG/projections.csv | 2021-07-29 | ICU_demand | 581.67 | 614.65 | 633.97 | 632.8 | 650.97 | 677.81 | Surged Optimistic | Afghanistan | AFG | 2022-01-02 | v8 | TRUE
https://raw.githubusercontent.com/mrc-ide/global-lmic-reports/master/AFG/projections.csv | 2021-07-29 | hospital_incidence | 85.39 | 89.54 | 92.99 | 93.28 | 96.86 | 101.08 | Surged Optimistic | Afghanistan | AFG | 2022-01-02 | v8 | TRUE
https://raw.githubusercontent.com/mrc-ide/global-lmic-reports/master/AFG/projections.csv | 2021-07-29 | ICU_incidence | 25.98 | 27.25 | 28.29 | 28.38 | 29.47 | 30.75 | Surged Optimistic | Afghanistan | AFG | 2022-01-02 | v8 | TRUE
https://raw.githubusercontent.com/mrc-ide/global-lmic-reports/master/AFG/projections.csv | 2021-07-29 | prevalence | 70754.82 | 74910.58 | 77429 | 78174.31 | 81783.26 | 86297.36 | Surged Optimistic | Afghanistan | AFG | 2022-01-02 | v8 | TRUE
https://raw.githubusercontent.com/mrc-ide/global-lmic-reports/master/AFG/projections.csv | 2021-07-29 | cumulative_infections | 3248393.78 | 3317648.09 | 3388258.99 | 3392136.04 | 3446849.34 | 3604145.35 | Surged Optimistic | Afghanistan | AFG | 2022-01-02 | v8 | TRUE
https://raw.githubusercontent.com/mrc-ide/global-lmic-reports/master/AFG/projections.csv | 2021-07-29 | cumulative_deaths | 5149.52 | 5282.96 | 5384.57 | 5391.84 | 5483.14 | 5754.12 | Surged Optimistic | Afghanistan | AFG | 2022-01-02 | v8 | TRUE
https://raw.githubusercontent.com/mrc-ide/global-lmic-reports/master/AFG/projections.csv | 2021-07-29 | Rt | 0.76 | 0.78 | 0.8 | 0.8 | 0.82 | 0.84 | Surged Optimistic | Afghanistan | AFG | 2022-01-02 | v8 | TRUE
https://raw.githubusercontent.com/mrc-ide/global-lmic-reports/master/AFG/projections.csv | 2021-07-29 | Reff | 0.66 | 0.68 | 0.7 | 0.7 | 0.72 | 0.74 | Surged Optimistic | Afghanistan | AFG | 2022-01-02 | v8 | TRUE
https://raw.githubusercontent.com/mrc-ide/global-lmic-reports/master/AFG/projections.csv | 2021-07-29 | infections | 8145.53 | 8620.86 | 9069.84 | 9220.36 | 9743.74 | 10425.64 | Surged Pessimistic | Afghanistan | AFG | 2022-01-02 | v8 | TRUE
https://raw.githubusercontent.com/mrc-ide/global-lmic-reports/master/AFG/projections.csv | 2021-07-29 | deaths | 32.48 | 34.3 | 35.47 | 35.34 | 36.35 | 37.97 | Surged Pessimistic | Afghanistan | AFG | 2022-01-02 | v8 | TRUE
https://raw.githubusercontent.com/mrc-ide/global-lmic-reports/master/AFG/projections.csv | 2021-07-29 | hospital_demand | 1228.72 | 1289.42 | 1340.55 | 1331.62 | 1373.73 | 1429.38 | Surged Pessimistic | Afghanistan | AFG | 2022-01-02 | v8 | TRUE
https://raw.githubusercontent.com/mrc-ide/global-lmic-reports/master/AFG/projections.csv | 2021-07-29 | ICU_demand | 581.67 | 614.65 | 633.97 | 632.8 | 650.97 | 677.81 | Surged Pessimistic | Afghanistan | AFG | 2022-01-02 | v8 | TRUE
https://raw.githubusercontent.com/mrc-ide/global-lmic-reports/master/AFG/projections.csv | 2021-07-29 | hospital_incidence | 85.39 | 89.54 | 92.99 | 93.28 | 96.86 | 101.08 | Surged Pessimistic | Afghanistan | AFG | 2022-01-02 | v8 | TRUE
https://raw.githubusercontent.com/mrc-ide/global-lmic-reports/master/AFG/projections.csv | 2021-07-29 | ICU_incidence | 25.98 | 27.25 | 28.29 | 28.38 | 29.47 | 30.75 | Surged Pessimistic | Afghanistan | AFG | 2022-01-02 | v8 | TRUE
https://raw.githubusercontent.com/mrc-ide/global-lmic-reports/master/AFG/projections.csv | 2021-07-29 | prevalence | 70754.82 | 74910.58 | 77429 | 78174.31 | 81783.26 | 86297.36 | Surged Pessimistic | Afghanistan | AFG | 2022-01-02 | v8 | TRUE
https://raw.githubusercontent.com/mrc-ide/global-lmic-reports/master/AFG/projections.csv | 2021-07-29 | cumulative_infections | 3248393.78 | 3317648.09 | 3388258.99 | 3392136.04 | 3446849.34 | 3604145.35 | Surged Pessimistic | Afghanistan | AFG | 2022-01-02 | v8 | TRUE
https://raw.githubusercontent.com/mrc-ide/global-lmic-reports/master/AFG/projections.csv | 2021-07-29 | cumulative_deaths | 5149.52 | 5282.96 | 5384.57 | 5391.84 | 5483.14 | 5754.12 | Surged Pessimistic | Afghanistan | AFG | 2022-01-02 | v8 | TRUE
https://raw.githubusercontent.com/mrc-ide/global-lmic-reports/master/AFG/projections.csv | 2021-07-29 | Rt | 0.76 | 0.78 | 0.8 | 0.8 | 0.82 | 0.84 | Surged Pessimistic | Afghanistan | AFG | 2022-01-02 | v8 | TRUE
https://raw.githubusercontent.com/mrc-ide/global-lmic-reports/master/AFG/projections.csv | 2021-07-29 | Reff | 0.66 | 0.68 | 0.7 | 0.7 | 0.72 | 0.74 | Surged Pessimistic | Afghanistan | AFG | 2022-01-02 | v8 | TRUE
https://raw.githubusercontent.com/mrc-ide/global-lmic-reports/master/AFG/projections.csv | 2021-07-29 | infections | 8145.53 | 8620.86 | 9069.84 | 9220.36 | 9743.74 | 10425.64 | Surged Relax Interventions 50% | Afghanistan | AFG | 2022-01-02 | v8 | TRUE
https://raw.githubusercontent.com/mrc-ide/global-lmic-reports/master/AFG/projections.csv | 2021-07-29 | deaths | 32.48 | 34.3 | 35.47 | 35.34 | 36.35 | 37.97 | Surged Relax Interventions 50% | Afghanistan | AFG | 2022-01-02 | v8 | TRUE
https://raw.githubusercontent.com/mrc-ide/global-lmic-reports/master/AFG/projections.csv | 2021-07-29 | hospital_demand | 1228.72 | 1289.42 | 1340.55 | 1331.62 | 1373.73 | 1429.38 | Surged Relax Interventions 50% | Afghanistan | AFG | 2022-01-02 | v8 | TRUE
https://raw.githubusercontent.com/mrc-ide/global-lmic-reports/master/AFG/projections.csv | 2021-07-29 | ICU_demand | 581.67 | 614.65 | 633.97 | 632.8 | 650.97 | 677.81 | Surged Relax Interventions 50% | Afghanistan | AFG | 2022-01-02 | v8 | TRUE
https://raw.githubusercontent.com/mrc-ide/global-lmic-reports/master/AFG/projections.csv | 2021-07-29 | hospital_incidence | 85.39 | 89.54 | 92.99 | 93.28 | 96.86 | 101.08 | Surged Relax Interventions 50% | Afghanistan | AFG | 2022-01-02 | v8 | TRUE
https://raw.githubusercontent.com/mrc-ide/global-lmic-reports/master/AFG/projections.csv | 2021-07-29 | ICU_incidence | 25.98 | 27.25 | 28.29 | 28.38 | 29.47 | 30.75 | Surged Relax Interventions 50% | Afghanistan | AFG | 2022-01-02 | v8 | TRUE
https://raw.githubusercontent.com/mrc-ide/global-lmic-reports/master/AFG/projections.csv | 2021-07-29 | prevalence | 70754.82 | 74910.58 | 77429 | 78174.31 | 81783.26 | 86297.36 | Surged Relax Interventions 50% | Afghanistan | AFG | 2022-01-02 | v8 | TRUE
https://raw.githubusercontent.com/mrc-ide/global-lmic-reports/master/AFG/projections.csv | 2021-07-29 | cumulative_infections | 3248393.78 | 3317648.09 | 3388258.99 | 3392136.04 | 3446849.34 | 3604145.35 | Surged Relax Interventions 50% | Afghanistan | AFG | 2022-01-02 | v8 | TRUE
https://raw.githubusercontent.com/mrc-ide/global-lmic-reports/master/AFG/projections.csv | 2021-07-29 | cumulative_deaths | 5149.52 | 5282.96 | 5384.57 | 5391.84 | 5483.14 | 5754.12 | Surged Relax Interventions 50% | Afghanistan | AFG | 2022-01-02 | v8 | TRUE
https://raw.githubusercontent.com/mrc-ide/global-lmic-reports/master/AFG/projections.csv | 2021-07-29 | Rt | 0.76 | 0.78 | 0.8 | 0.8 | 0.82 | 0.84 | Surged Relax Interventions 50% | Afghanistan | AFG | 2022-01-02 | v8 | TRUE
https://raw.githubusercontent.com/mrc-ide/global-lmic-reports/master/AFG/projections.csv | 2021-07-29 | Reff | 0.66 | 0.68 | 0.7 | 0.7 | 0.72 | 0.74 | Surged Relax Interventions 50% | Afghanistan | AFG | 2022-01-02 | v8 | TRUE
https://raw.githubusercontent.com/mrc-ide/global-lmic-reports/master/AFG/projections.csv | 2021-07-30 | infections | 7310.66 | 7805.07 | 8454.43 | 8515.93 | 8855.52 | 10429.04 | Additional 50% Reduction | Afghanistan | AFG | 2022-01-02 | v8 | TRUE
https://raw.githubusercontent.com/mrc-ide/global-lmic-reports/master/AFG/projections.csv | 2021-07-30 | deaths | 24.13 | 25.57 | 26.75 | 26.95 | 28.37 | 30.07 | Additional 50% Reduction | Afghanistan | AFG | 2022-01-02 | v8 | TRUE
https://raw.githubusercontent.com/mrc-ide/global-lmic-reports/master/AFG/projections.csv | 2021-07-30 | hospital_demand | 1117.75 | 1174.83 | 1203.81 | 1206.09 | 1230.31 | 1304.2 | Additional 50% Reduction | Afghanistan | AFG | 2022-01-02 | v8 | TRUE
https://raw.githubusercontent.com/mrc-ide/global-lmic-reports/master/AFG/projections.csv | 2021-07-30 | ICU_demand | 294.22 | 295.74 | 297.19 | 297.26 | 298.9 | 300.61 | Additional 50% Reduction | Afghanistan | AFG | 2022-01-02 | v8 | TRUE
https://raw.githubusercontent.com/mrc-ide/global-lmic-reports/master/AFG/projections.csv | 2021-07-30 | hospital_incidence | 81.05 | 84.28 | 88.23 | 87.95 | 91.41 | 97.26 | Additional 50% Reduction | Afghanistan | AFG | 2022-01-02 | v8 | TRUE
https://raw.githubusercontent.com/mrc-ide/global-lmic-reports/master/AFG/projections.csv | 2021-07-30 | ICU_incidence | 24.65 | 25.63 | 26.83 | 26.74 | 27.78 | 29.58 | Additional 50% Reduction | Afghanistan | AFG | 2022-01-02 | v8 | TRUE
https://raw.githubusercontent.com/mrc-ide/global-lmic-reports/master/AFG/projections.csv | 2021-07-30 | prevalence | 65307.94 | 68444.65 | 73730.13 | 73399.19 | 76379.44 | 86412.86 | Additional 50% Reduction | Afghanistan | AFG | 2022-01-02 | v8 | TRUE
https://raw.githubusercontent.com/mrc-ide/global-lmic-reports/master/AFG/projections.csv | 2021-07-30 | cumulative_infections | 3181559.08 | 3336684.21 | 3426365.51 | 3421788.83 | 3511056.64 | 3719838.66 | Additional 50% Reduction | Afghanistan | AFG | 2022-01-02 | v8 | TRUE
https://raw.githubusercontent.com/mrc-ide/global-lmic-reports/master/AFG/projections.csv | 2021-07-30 | cumulative_deaths | 6305.45 | 6654.42 | 6850.97 | 6849.32 | 7052.13 | 7537.17 | Additional 50% Reduction | Afghanistan | AFG | 2022-01-02 | v8 | TRUE
https://raw.githubusercontent.com/mrc-ide/global-lmic-reports/master/AFG/projections.csv | 2021-07-30 | Rt | 0.81 | 0.83 | 0.84 | 0.84 | 0.85 | 0.87 | Additional 50% Reduction | Afghanistan | AFG | 2022-01-02 | v8 | TRUE
https://raw.githubusercontent.com/mrc-ide/global-lmic-reports/master/AFG/projections.csv | 2021-07-30 | Reff | 0.71 | 0.73 | 0.73 | 0.73 | 0.74 | 0.76 | Additional 50% Reduction | Afghanistan | AFG | 2022-01-02 | v8 | TRUE
https://raw.githubusercontent.com/mrc-ide/global-lmic-reports/master/AFG/projections.csv | 2021-07-30 | infections | 7310.66 | 7805.07 | 8454.43 | 8515.93 | 8855.52 | 10429.04 | Maintain Status Quo | Afghanistan | AFG | 2022-01-02 | v8 | TRUE
https://raw.githubusercontent.com/mrc-ide/global-lmic-reports/master/AFG/projections.csv | 2021-07-30 | deaths | 24.13 | 25.57 | 26.75 | 26.95 | 28.37 | 30.07 | Maintain Status Quo | Afghanistan | AFG | 2022-01-02 | v8 | TRUE
https://raw.githubusercontent.com/mrc-ide/global-lmic-reports/master/AFG/projections.csv | 2021-07-30 | hospital_demand | 1117.75 | 1174.83 | 1203.81 | 1206.09 | 1230.31 | 1304.2 | Maintain Status Quo | Afghanistan | AFG | 2022-01-02 | v8 | TRUE
https://raw.githubusercontent.com/mrc-ide/global-lmic-reports/master/AFG/projections.csv | 2021-07-30 | ICU_demand | 294.22 | 295.74 | 297.19 | 297.26 | 298.9 | 300.61 | Maintain Status Quo | Afghanistan | AFG | 2022-01-02 | v8 | TRUE
https://raw.githubusercontent.com/mrc-ide/global-lmic-reports/master/AFG/projections.csv | 2021-07-30 | hospital_incidence | 81.05 | 84.28 | 88.23 | 87.95 | 91.41 | 97.26 | Maintain Status Quo | Afghanistan | AFG | 2022-01-02 | v8 | TRUE
https://raw.githubusercontent.com/mrc-ide/global-lmic-reports/master/AFG/projections.csv | 2021-07-30 | ICU_incidence | 24.65 | 25.63 | 26.83 | 26.74 | 27.78 | 29.58 | Maintain Status Quo | Afghanistan | AFG | 2022-01-02 | v8 | TRUE
https://raw.githubusercontent.com/mrc-ide/global-lmic-reports/master/AFG/projections.csv | 2021-07-30 | prevalence | 65307.94 | 68444.65 | 73730.13 | 73399.19 | 76379.44 | 86412.86 | Maintain Status Quo | Afghanistan | AFG | 2022-01-02 | v8 | TRUE
https://raw.githubusercontent.com/mrc-ide/global-lmic-reports/master/AFG/projections.csv | 2021-07-30 | cumulative_infections | 3181559.08 | 3336684.21 | 3426365.51 | 3421788.83 | 3511056.64 | 3719838.66 | Maintain Status Quo | Afghanistan | AFG | 2022-01-02 | v8 | TRUE
https://raw.githubusercontent.com/mrc-ide/global-lmic-reports/master/AFG/projections.csv | 2021-07-30 | cumulative_deaths | 6305.45 | 6654.42 | 6850.97 | 6849.32 | 7052.13 | 7537.17 | Maintain Status Quo | Afghanistan | AFG | 2022-01-02 | v8 | TRUE
https://raw.githubusercontent.com/mrc-ide/global-lmic-reports/master/AFG/projections.csv | 2021-07-30 | Rt | 0.81 | 0.83 | 0.84 | 0.84 | 0.85 | 0.87 | Maintain Status Quo | Afghanistan | AFG | 2022-01-02 | v8 | TRUE
https://raw.githubusercontent.com/mrc-ide/global-lmic-reports/master/AFG/projections.csv | 2021-07-30 | Reff | 0.71 | 0.73 | 0.73 | 0.73 | 0.74 | 0.76 | Maintain Status Quo | Afghanistan | AFG | 2022-01-02 | v8 | TRUE
https://raw.githubusercontent.com/mrc-ide/global-lmic-reports/master/AFG/projections.csv | 2021-07-30 | infections | 7310.66 | 7805.07 | 8454.43 | 8515.93 | 8855.52 | 10429.04 | Optimistic | Afghanistan | AFG | 2022-01-02 | v8 | TRUE
https://raw.githubusercontent.com/mrc-ide/global-lmic-reports/master/AFG/projections.csv | 2021-07-30 | deaths | 24.13 | 25.57 | 26.75 | 26.95 | 28.37 | 30.07 | Optimistic | Afghanistan | AFG | 2022-01-02 | v8 | TRUE
https://raw.githubusercontent.com/mrc-ide/global-lmic-reports/master/AFG/projections.csv | 2021-07-30 | hospital_demand | 1117.75 | 1174.83 | 1203.81 | 1206.09 | 1230.31 | 1304.2 | Optimistic | Afghanistan | AFG | 2022-01-02 | v8 | TRUE
https://raw.githubusercontent.com/mrc-ide/global-lmic-reports/master/AFG/projections.csv | 2021-07-30 | ICU_demand | 294.22 | 295.74 | 297.19 | 297.26 | 298.9 | 300.61 | Optimistic | Afghanistan | AFG | 2022-01-02 | v8 | TRUE
https://raw.githubusercontent.com/mrc-ide/global-lmic-reports/master/AFG/projections.csv | 2021-07-30 | hospital_incidence | 81.05 | 84.28 | 88.23 | 87.95 | 91.41 | 97.26 | Optimistic | Afghanistan | AFG | 2022-01-02 | v8 | TRUE
https://raw.githubusercontent.com/mrc-ide/global-lmic-reports/master/AFG/projections.csv | 2021-07-30 | ICU_incidence | 24.65 | 25.63 | 26.83 | 26.74 | 27.78 | 29.58 | Optimistic | Afghanistan | AFG | 2022-01-02 | v8 | TRUE
https://raw.githubusercontent.com/mrc-ide/global-lmic-reports/master/AFG/projections.csv | 2021-07-30 | prevalence | 65307.94 | 68444.65 | 73730.13 | 73399.19 | 76379.44 | 86412.86 | Optimistic | Afghanistan | AFG | 2022-01-02 | v8 | TRUE
https://raw.githubusercontent.com/mrc-ide/global-lmic-reports/master/AFG/projections.csv | 2021-07-30 | cumulative_infections | 3181559.08 | 3336684.21 | 3426365.51 | 3421788.83 | 3511056.64 | 3719838.66 | Optimistic | Afghanistan | AFG | 2022-01-02 | v8 | TRUE
https://raw.githubusercontent.com/mrc-ide/global-lmic-reports/master/AFG/projections.csv | 2021-07-30 | cumulative_deaths | 6305.45 | 6654.42 | 6850.97 | 6849.32 | 7052.13 | 7537.17 | Optimistic | Afghanistan | AFG | 2022-01-02 | v8 | TRUE
https://raw.githubusercontent.com/mrc-ide/global-lmic-reports/master/AFG/projections.csv | 2021-07-30 | Rt | 0.81 | 0.83 | 0.84 | 0.84 | 0.85 | 0.87 | Optimistic | Afghanistan | AFG | 2022-01-02 | v8 | TRUE
https://raw.githubusercontent.com/mrc-ide/global-lmic-reports/master/AFG/projections.csv | 2021-07-30 | Reff | 0.71 | 0.73 | 0.73 | 0.73 | 0.74 | 0.76 | Optimistic | Afghanistan | AFG | 2022-01-02 | v8 | TRUE
https://raw.githubusercontent.com/mrc-ide/global-lmic-reports/master/AFG/projections.csv | 2021-07-30 | infections | 7310.66 | 7805.07 | 8454.43 | 8515.93 | 8855.52 | 10429.04 | Pessimistic | Afghanistan | AFG | 2022-01-02 | v8 | TRUE
https://raw.githubusercontent.com/mrc-ide/global-lmic-reports/master/AFG/projections.csv | 2021-07-30 | deaths | 24.13 | 25.57 | 26.75 | 26.95 | 28.37 | 30.07 | Pessimistic | Afghanistan | AFG | 2022-01-02 | v8 | TRUE
https://raw.githubusercontent.com/mrc-ide/global-lmic-reports/master/AFG/projections.csv | 2021-07-30 | hospital_demand | 1117.75 | 1174.83 | 1203.81 | 1206.09 | 1230.31 | 1304.2 | Pessimistic | Afghanistan | AFG | 2022-01-02 | v8 | TRUE
https://raw.githubusercontent.com/mrc-ide/global-lmic-reports/master/AFG/projections.csv | 2021-07-30 | ICU_demand | 294.22 | 295.74 | 297.19 | 297.26 | 298.9 | 300.61 | Pessimistic | Afghanistan | AFG | 2022-01-02 | v8 | TRUE
https://raw.githubusercontent.com/mrc-ide/global-lmic-reports/master/AFG/projections.csv | 2021-07-30 | hospital_incidence | 81.05 | 84.28 | 88.23 | 87.95 | 91.41 | 97.26 | Pessimistic | Afghanistan | AFG | 2022-01-02 | v8 | TRUE
https://raw.githubusercontent.com/mrc-ide/global-lmic-reports/master/AFG/projections.csv | 2021-07-30 | ICU_incidence | 24.65 | 25.63 | 26.83 | 26.74 | 27.78 | 29.58 | Pessimistic | Afghanistan | AFG | 2022-01-02 | v8 | TRUE
https://raw.githubusercontent.com/mrc-ide/global-lmic-reports/master/AFG/projections.csv | 2021-07-30 | prevalence | 65307.94 | 68444.65 | 73730.13 | 73399.19 | 76379.44 | 86412.86 | Pessimistic | Afghanistan | AFG | 2022-01-02 | v8 | TRUE
https://raw.githubusercontent.com/mrc-ide/global-lmic-reports/master/AFG/projections.csv | 2021-07-30 | cumulative_infections | 3181559.08 | 3336684.21 | 3426365.51 | 3421788.83 | 3511056.64 | 3719838.66 | Pessimistic | Afghanistan | AFG | 2022-01-02 | v8 | TRUE
https://raw.githubusercontent.com/mrc-ide/global-lmic-reports/master/AFG/projections.csv | 2021-07-30 | cumulative_deaths | 6305.45 | 6654.42 | 6850.97 | 6849.32 | 7052.13 | 7537.17 | Pessimistic | Afghanistan | AFG | 2022-01-02 | v8 | TRUE
https://raw.githubusercontent.com/mrc-ide/global-lmic-reports/master/AFG/projections.csv | 2021-07-30 | Rt | 0.81 | 0.83 | 0.84 | 0.84 | 0.85 | 0.87 | Pessimistic | Afghanistan | AFG | 2022-01-02 | v8 | TRUE
https://raw.githubusercontent.com/mrc-ide/global-lmic-reports/master/AFG/projections.csv | 2021-07-30 | Reff | 0.71 | 0.73 | 0.73 | 0.73 | 0.74 | 0.76 | Pessimistic | Afghanistan | AFG | 2022-01-02 | v8 | TRUE
https://raw.githubusercontent.com/mrc-ide/global-lmic-reports/master/AFG/projections.csv | 2021-07-30 | infections | 7310.66 | 7805.07 | 8454.43 | 8515.93 | 8855.52 | 10429.04 | Relax Interventions 50% | Afghanistan | AFG | 2022-01-02 | v8 | TRUE
https://raw.githubusercontent.com/mrc-ide/global-lmic-reports/master/AFG/projections.csv | 2021-07-30 | deaths | 24.13 | 25.57 | 26.75 | 26.95 | 28.37 | 30.07 | Relax Interventions 50% | Afghanistan | AFG | 2022-01-02 | v8 | TRUE
https://raw.githubusercontent.com/mrc-ide/global-lmic-reports/master/AFG/projections.csv | 2021-07-30 | hospital_demand | 1117.75 | 1174.83 | 1203.81 | 1206.09 | 1230.31 | 1304.2 | Relax Interventions 50% | Afghanistan | AFG | 2022-01-02 | v8 | TRUE
https://raw.githubusercontent.com/mrc-ide/global-lmic-reports/master/AFG/projections.csv | 2021-07-30 | ICU_demand | 294.22 | 295.74 | 297.19 | 297.26 | 298.9 | 300.61 | Relax Interventions 50% | Afghanistan | AFG | 2022-01-02 | v8 | TRUE
https://raw.githubusercontent.com/mrc-ide/global-lmic-reports/master/AFG/projections.csv | 2021-07-30 | hospital_incidence | 81.05 | 84.28 | 88.23 | 87.95 | 91.41 | 97.26 | Relax Interventions 50% | Afghanistan | AFG | 2022-01-02 | v8 | TRUE
https://raw.githubusercontent.com/mrc-ide/global-lmic-reports/master/AFG/projections.csv | 2021-07-30 | ICU_incidence | 24.65 | 25.63 | 26.83 | 26.74 | 27.78 | 29.58 | Relax Interventions 50% | Afghanistan | AFG | 2022-01-02 | v8 | TRUE
https://raw.githubusercontent.com/mrc-ide/global-lmic-reports/master/AFG/projections.csv | 2021-07-30 | prevalence | 65307.94 | 68444.65 | 73730.13 | 73399.19 | 76379.44 | 86412.86 | Relax Interventions 50% | Afghanistan | AFG | 2022-01-02 | v8 | TRUE
https://raw.githubusercontent.com/mrc-ide/global-lmic-reports/master/AFG/projections.csv | 2021-07-30 | cumulative_infections | 3181559.08 | 3336684.21 | 3426365.51 | 3421788.83 | 3511056.64 | 3719838.66 | Relax Interventions 50% | Afghanistan | AFG | 2022-01-02 | v8 | TRUE
https://raw.githubusercontent.com/mrc-ide/global-lmic-reports/master/AFG/projections.csv | 2021-07-30 | cumulative_deaths | 6305.45 | 6654.42 | 6850.97 | 6849.32 | 7052.13 | 7537.17 | Relax Interventions 50% | Afghanistan | AFG | 2022-01-02 | v8 | TRUE
https://raw.githubusercontent.com/mrc-ide/global-lmic-reports/master/AFG/projections.csv | 2021-07-30 | Rt | 0.81 | 0.83 | 0.84 | 0.84 | 0.85 | 0.87 | Relax Interventions 50% | Afghanistan | AFG | 2022-01-02 | v8 | TRUE
https://raw.githubusercontent.com/mrc-ide/global-lmic-reports/master/AFG/projections.csv | 2021-07-30 | Reff | 0.71 | 0.73 | 0.73 | 0.73 | 0.74 | 0.76 | Relax Interventions 50% | Afghanistan | AFG | 2022-01-02 | v8 | TRUE
https://raw.githubusercontent.com/mrc-ide/global-lmic-reports/master/AFG/projections.csv | 2021-07-30 | infections | 7576.96 | 8082.43 | 8486.47 | 8606.16 | 9149.64 | 9803.6 | Surged Additional 50% Reduction | Afghanistan | AFG | 2022-01-02 | v8 | TRUE
https://raw.githubusercontent.com/mrc-ide/global-lmic-reports/master/AFG/projections.csv | 2021-07-30 | deaths | 31.09 | 32.86 | 33.85 | 33.82 | 34.83 | 36.29 | Surged Additional 50% Reduction | Afghanistan | AFG | 2022-01-02 | v8 | TRUE
https://raw.githubusercontent.com/mrc-ide/global-lmic-reports/master/AFG/projections.csv | 2021-07-30 | hospital_demand | 1174.79 | 1226.95 | 1280.07 | 1270.05 | 1312.93 | 1362.92 | Surged Additional 50% Reduction | Afghanistan | AFG | 2022-01-02 | v8 | TRUE
https://raw.githubusercontent.com/mrc-ide/global-lmic-reports/master/AFG/projections.csv | 2021-07-30 | ICU_demand | 557.03 | 588.76 | 607.37 | 606.55 | 624.32 | 649.69 | Surged Additional 50% Reduction | Afghanistan | AFG | 2022-01-02 | v8 | TRUE
https://raw.githubusercontent.com/mrc-ide/global-lmic-reports/master/AFG/projections.csv | 2021-07-30 | hospital_incidence | 80.85 | 85.07 | 88.05 | 88.56 | 91.89 | 96.62 | Surged Additional 50% Reduction | Afghanistan | AFG | 2022-01-02 | v8 | TRUE
https://raw.githubusercontent.com/mrc-ide/global-lmic-reports/master/AFG/projections.csv | 2021-07-30 | ICU_incidence | 24.59 | 25.87 | 26.77 | 26.93 | 27.94 | 29.37 | Surged Additional 50% Reduction | Afghanistan | AFG | 2022-01-02 | v8 | TRUE
https://raw.githubusercontent.com/mrc-ide/global-lmic-reports/master/AFG/projections.csv | 2021-07-30 | prevalence | 67086.71 | 71057.17 | 73551.08 | 74376.28 | 78044.27 | 82484.73 | Surged Additional 50% Reduction | Afghanistan | AFG | 2022-01-02 | v8 | TRUE
https://raw.githubusercontent.com/mrc-ide/global-lmic-reports/master/AFG/projections.csv | 2021-07-30 | cumulative_infections | 3256098.01 | 3325841.38 | 3397234.31 | 3400742.2 | 3455213.06 | 3612092.71 | Surged Additional 50% Reduction | Afghanistan | AFG | 2022-01-02 | v8 | TRUE
https://raw.githubusercontent.com/mrc-ide/global-lmic-reports/master/AFG/projections.csv | 2021-07-30 | cumulative_deaths | 5183.39 | 5316.97 | 5417.55 | 5425.66 | 5517.95 | 5791.35 | Surged Additional 50% Reduction | Afghanistan | AFG | 2022-01-02 | v8 | TRUE
https://raw.githubusercontent.com/mrc-ide/global-lmic-reports/master/AFG/projections.csv | 2021-07-30 | Rt | 0.81 | 0.83 | 0.84 | 0.84 | 0.85 | 0.86 | Surged Additional 50% Reduction | Afghanistan | AFG | 2022-01-02 | v8 | TRUE
https://raw.githubusercontent.com/mrc-ide/global-lmic-reports/master/AFG/projections.csv | 2021-07-30 | Reff | 0.71 | 0.73 | 0.74 | 0.74 | 0.74 | 0.75 | Surged Additional 50% Reduction | Afghanistan | AFG | 2022-01-02 | v8 | TRUE
https://raw.githubusercontent.com/mrc-ide/global-lmic-reports/master/AFG/projections.csv | 2021-07-30 | infections | 7576.96 | 8082.43 | 8486.47 | 8606.16 | 9149.64 | 9803.6 | Surged Maintain Status Quo | Afghanistan | AFG | 2022-01-02 | v8 | TRUE
https://raw.githubusercontent.com/mrc-ide/global-lmic-reports/master/AFG/projections.csv | 2021-07-30 | deaths | 31.09 | 32.86 | 33.85 | 33.82 | 34.83 | 36.29 | Surged Maintain Status Quo | Afghanistan | AFG | 2022-01-02 | v8 | TRUE
https://raw.githubusercontent.com/mrc-ide/global-lmic-reports/master/AFG/projections.csv | 2021-07-30 | hospital_demand | 1174.79 | 1226.95 | 1280.07 | 1270.05 | 1312.93 | 1362.92 | Surged Maintain Status Quo | Afghanistan | AFG | 2022-01-02 | v8 | TRUE
https://raw.githubusercontent.com/mrc-ide/global-lmic-reports/master/AFG/projections.csv | 2021-07-30 | ICU_demand | 557.03 | 588.76 | 607.37 | 606.55 | 624.32 | 649.69 | Surged Maintain Status Quo | Afghanistan | AFG | 2022-01-02 | v8 | TRUE
https://raw.githubusercontent.com/mrc-ide/global-lmic-reports/master/AFG/projections.csv | 2021-07-30 | hospital_incidence | 80.85 | 85.07 | 88.05 | 88.56 | 91.89 | 96.62 | Surged Maintain Status Quo | Afghanistan | AFG | 2022-01-02 | v8 | TRUE
https://raw.githubusercontent.com/mrc-ide/global-lmic-reports/master/AFG/projections.csv | 2021-07-30 | ICU_incidence | 24.59 | 25.87 | 26.77 | 26.93 | 27.94 | 29.37 | Surged Maintain Status Quo | Afghanistan | AFG | 2022-01-02 | v8 | TRUE
https://raw.githubusercontent.com/mrc-ide/global-lmic-reports/master/AFG/projections.csv | 2021-07-30 | prevalence | 67086.71 | 71057.17 | 73551.08 | 74376.28 | 78044.27 | 82484.73 | Surged Maintain Status Quo | Afghanistan | AFG | 2022-01-02 | v8 | TRUE
https://raw.githubusercontent.com/mrc-ide/global-lmic-reports/master/AFG/projections.csv | 2021-07-30 | cumulative_infections | 3256098.01 | 3325841.38 | 3397234.31 | 3400742.2 | 3455213.06 | 3612092.71 | Surged Maintain Status Quo | Afghanistan | AFG | 2022-01-02 | v8 | TRUE
https://raw.githubusercontent.com/mrc-ide/global-lmic-reports/master/AFG/projections.csv | 2021-07-30 | cumulative_deaths | 5183.39 | 5316.97 | 5417.55 | 5425.66 | 5517.95 | 5791.35 | Surged Maintain Status Quo | Afghanistan | AFG | 2022-01-02 | v8 | TRUE
https://raw.githubusercontent.com/mrc-ide/global-lmic-reports/master/AFG/projections.csv | 2021-07-30 | Rt | 0.81 | 0.83 | 0.84 | 0.84 | 0.85 | 0.86 | Surged Maintain Status Quo | Afghanistan | AFG | 2022-01-02 | v8 | TRUE
https://raw.githubusercontent.com/mrc-ide/global-lmic-reports/master/AFG/projections.csv | 2021-07-30 | Reff | 0.71 | 0.73 | 0.74 | 0.74 | 0.74 | 0.75 | Surged Maintain Status Quo | Afghanistan | AFG | 2022-01-02 | v8 | TRUE
https://raw.githubusercontent.com/mrc-ide/global-lmic-reports/master/AFG/projections.csv | 2021-07-30 | infections | 7576.96 | 8082.43 | 8486.47 | 8606.16 | 9149.64 | 9803.6 | Surged Optimistic | Afghanistan | AFG | 2022-01-02 | v8 | TRUE
https://raw.githubusercontent.com/mrc-ide/global-lmic-reports/master/AFG/projections.csv | 2021-07-30 | deaths | 31.09 | 32.86 | 33.85 | 33.82 | 34.83 | 36.29 | Surged Optimistic | Afghanistan | AFG | 2022-01-02 | v8 | TRUE
https://raw.githubusercontent.com/mrc-ide/global-lmic-reports/master/AFG/projections.csv | 2021-07-30 | hospital_demand | 1174.79 | 1226.95 | 1280.07 | 1270.05 | 1312.93 | 1362.92 | Surged Optimistic | Afghanistan | AFG | 2022-01-02 | v8 | TRUE
https://raw.githubusercontent.com/mrc-ide/global-lmic-reports/master/AFG/projections.csv | 2021-07-30 | ICU_demand | 557.03 | 588.76 | 607.37 | 606.55 | 624.32 | 649.69 | Surged Optimistic | Afghanistan | AFG | 2022-01-02 | v8 | TRUE
https://raw.githubusercontent.com/mrc-ide/global-lmic-reports/master/AFG/projections.csv | 2021-07-30 | hospital_incidence | 80.85 | 85.07 | 88.05 | 88.56 | 91.89 | 96.62 | Surged Optimistic | Afghanistan | AFG | 2022-01-02 | v8 | TRUE
https://raw.githubusercontent.com/mrc-ide/global-lmic-reports/master/AFG/projections.csv | 2021-07-30 | ICU_incidence | 24.59 | 25.87 | 26.77 | 26.93 | 27.94 | 29.37 | Surged Optimistic | Afghanistan | AFG | 2022-01-02 | v8 | TRUE
https://raw.githubusercontent.com/mrc-ide/global-lmic-reports/master/AFG/projections.csv | 2021-07-30 | prevalence | 67086.71 | 71057.17 | 73551.08 | 74376.28 | 78044.27 | 82484.73 | Surged Optimistic | Afghanistan | AFG | 2022-01-02 | v8 | TRUE
https://raw.githubusercontent.com/mrc-ide/global-lmic-reports/master/AFG/projections.csv | 2021-07-30 | cumulative_infections | 3256098.01 | 3325841.38 | 3397234.31 | 3400742.2 | 3455213.06 | 3612092.71 | Surged Optimistic | Afghanistan | AFG | 2022-01-02 | v8 | TRUE
https://raw.githubusercontent.com/mrc-ide/global-lmic-reports/master/AFG/projections.csv | 2021-07-30 | cumulative_deaths | 5183.39 | 5316.97 | 5417.55 | 5425.66 | 5517.95 | 5791.35 | Surged Optimistic | Afghanistan | AFG | 2022-01-02 | v8 | TRUE
https://raw.githubusercontent.com/mrc-ide/global-lmic-reports/master/AFG/projections.csv | 2021-07-30 | Rt | 0.81 | 0.83 | 0.84 | 0.84 | 0.85 | 0.86 | Surged Optimistic | Afghanistan | AFG | 2022-01-02 | v8 | TRUE
https://raw.githubusercontent.com/mrc-ide/global-lmic-reports/master/AFG/projections.csv | 2021-07-30 | Reff | 0.71 | 0.73 | 0.74 | 0.74 | 0.74 | 0.75 | Surged Optimistic | Afghanistan | AFG | 2022-01-02 | v8 | TRUE
https://raw.githubusercontent.com/mrc-ide/global-lmic-reports/master/AFG/projections.csv | 2021-07-30 | infections | 7576.96 | 8082.43 | 8486.47 | 8606.16 | 9149.64 | 9803.6 | Surged Pessimistic | Afghanistan | AFG | 2022-01-02 | v8 | TRUE
https://raw.githubusercontent.com/mrc-ide/global-lmic-reports/master/AFG/projections.csv | 2021-07-30 | deaths | 31.09 | 32.86 | 33.85 | 33.82 | 34.83 | 36.29 | Surged Pessimistic | Afghanistan | AFG | 2022-01-02 | v8 | TRUE
https://raw.githubusercontent.com/mrc-ide/global-lmic-reports/master/AFG/projections.csv | 2021-07-30 | hospital_demand | 1174.79 | 1226.95 | 1280.07 | 1270.05 | 1312.93 | 1362.92 | Surged Pessimistic | Afghanistan | AFG | 2022-01-02 | v8 | TRUE
https://raw.githubusercontent.com/mrc-ide/global-lmic-reports/master/AFG/projections.csv | 2021-07-30 | ICU_demand | 557.03 | 588.76 | 607.37 | 606.55 | 624.32 | 649.69 | Surged Pessimistic | Afghanistan | AFG | 2022-01-02 | v8 | TRUE
https://raw.githubusercontent.com/mrc-ide/global-lmic-reports/master/AFG/projections.csv | 2021-07-30 | hospital_incidence | 80.85 | 85.07 | 88.05 | 88.56 | 91.89 | 96.62 | Surged Pessimistic | Afghanistan | AFG | 2022-01-02 | v8 | TRUE
https://raw.githubusercontent.com/mrc-ide/global-lmic-reports/master/AFG/projections.csv | 2021-07-30 | ICU_incidence | 24.59 | 25.87 | 26.77 | 26.93 | 27.94 | 29.37 | Surged Pessimistic | Afghanistan | AFG | 2022-01-02 | v8 | TRUE
https://raw.githubusercontent.com/mrc-ide/global-lmic-reports/master/AFG/projections.csv | 2021-07-30 | prevalence | 67086.71 | 71057.17 | 73551.08 | 74376.28 | 78044.27 | 82484.73 | Surged Pessimistic | Afghanistan | AFG | 2022-01-02 | v8 | TRUE
https://raw.githubusercontent.com/mrc-ide/global-lmic-reports/master/AFG/projections.csv | 2021-07-30 | cumulative_infections | 3256098.01 | 3325841.38 | 3397234.31 | 3400742.2 | 3455213.06 | 3612092.71 | Surged Pessimistic | Afghanistan | AFG | 2022-01-02 | v8 | TRUE
https://raw.githubusercontent.com/mrc-ide/global-lmic-reports/master/AFG/projections.csv | 2021-07-30 | cumulative_deaths | 5183.39 | 5316.97 | 5417.55 | 5425.66 | 5517.95 | 5791.35 | Surged Pessimistic | Afghanistan | AFG | 2022-01-02 | v8 | TRUE
https://raw.githubusercontent.com/mrc-ide/global-lmic-reports/master/AFG/projections.csv | 2021-07-30 | Rt | 0.81 | 0.83 | 0.84 | 0.84 | 0.85 | 0.86 | Surged Pessimistic | Afghanistan | AFG | 2022-01-02 | v8 | TRUE
https://raw.githubusercontent.com/mrc-ide/global-lmic-reports/master/AFG/projections.csv | 2021-07-30 | Reff | 0.71 | 0.73 | 0.74 | 0.74 | 0.74 | 0.75 | Surged Pessimistic | Afghanistan | AFG | 2022-01-02 | v8 | TRUE
https://raw.githubusercontent.com/mrc-ide/global-lmic-reports/master/AFG/projections.csv | 2021-07-30 | infections | 7576.96 | 8082.43 | 8486.47 | 8606.16 | 9149.64 | 9803.6 | Surged Relax Interventions 50% | Afghanistan | AFG | 2022-01-02 | v8 | TRUE
https://raw.githubusercontent.com/mrc-ide/global-lmic-reports/master/AFG/projections.csv | 2021-07-30 | deaths | 31.09 | 32.86 | 33.85 | 33.82 | 34.83 | 36.29 | Surged Relax Interventions 50% | Afghanistan | AFG | 2022-01-02 | v8 | TRUE
https://raw.githubusercontent.com/mrc-ide/global-lmic-reports/master/AFG/projections.csv | 2021-07-30 | hospital_demand | 1174.79 | 1226.95 | 1280.07 | 1270.05 | 1312.93 | 1362.92 | Surged Relax Interventions 50% | Afghanistan | AFG | 2022-01-02 | v8 | TRUE
https://raw.githubusercontent.com/mrc-ide/global-lmic-reports/master/AFG/projections.csv | 2021-07-30 | ICU_demand | 557.03 | 588.76 | 607.37 | 606.55 | 624.32 | 649.69 | Surged Relax Interventions 50% | Afghanistan | AFG | 2022-01-02 | v8 | TRUE
https://raw.githubusercontent.com/mrc-ide/global-lmic-reports/master/AFG/projections.csv | 2021-07-30 | hospital_incidence | 80.85 | 85.07 | 88.05 | 88.56 | 91.89 | 96.62 | Surged Relax Interventions 50% | Afghanistan | AFG | 2022-01-02 | v8 | TRUE
https://raw.githubusercontent.com/mrc-ide/global-lmic-reports/master/AFG/projections.csv | 2021-07-30 | ICU_incidence | 24.59 | 25.87 | 26.77 | 26.93 | 27.94 | 29.37 | Surged Relax Interventions 50% | Afghanistan | AFG | 2022-01-02 | v8 | TRUE
https://raw.githubusercontent.com/mrc-ide/global-lmic-reports/master/AFG/projections.csv | 2021-07-30 | prevalence | 67086.71 | 71057.17 | 73551.08 | 74376.28 | 78044.27 | 82484.73 | Surged Relax Interventions 50% | Afghanistan | AFG | 2022-01-02 | v8 | TRUE
https://raw.githubusercontent.com/mrc-ide/global-lmic-reports/master/AFG/projections.csv | 2021-07-30 | cumulative_infections | 3256098.01 | 3325841.38 | 3397234.31 | 3400742.2 | 3455213.06 | 3612092.71 | Surged Relax Interventions 50% | Afghanistan | AFG | 2022-01-02 | v8 | TRUE
https://raw.githubusercontent.com/mrc-ide/global-lmic-reports/master/AFG/projections.csv | 2021-07-30 | cumulative_deaths | 5183.39 | 5316.97 | 5417.55 | 5425.66 | 5517.95 | 5791.35 | Surged Relax Interventions 50% | Afghanistan | AFG | 2022-01-02 | v8 | TRUE
https://raw.githubusercontent.com/mrc-ide/global-lmic-reports/master/AFG/projections.csv | 2021-07-30 | Rt | 0.81 | 0.83 | 0.84 | 0.84 | 0.85 | 0.86 | Surged Relax Interventions 50% | Afghanistan | AFG | 2022-01-02 | v8 | TRUE
https://raw.githubusercontent.com/mrc-ide/global-lmic-reports/master/AFG/projections.csv | 2021-07-30 | Reff | 0.71 | 0.73 | 0.74 | 0.74 | 0.74 | 0.75 | Surged Relax Interventions 50% | Afghanistan | AFG | 2022-01-02 | v8 | TRUE
https://raw.githubusercontent.com/mrc-ide/global-lmic-reports/master/AFG/projections.csv | 2021-07-31 | infections | 7405.44 | 7997.53 | 8547.35 | 8536.52 | 8901.33 | 10013.2 | Additional 50% Reduction | Afghanistan | AFG | 2022-01-02 | v8 | TRUE
https://raw.githubusercontent.com/mrc-ide/global-lmic-reports/master/AFG/projections.csv | 2021-07-31 | deaths | 22.37 | 23.71 | 24.97 | 25.05 | 26.49 | 28.01 | Additional 50% Reduction | Afghanistan | AFG | 2022-01-02 | v8 | TRUE
https://raw.githubusercontent.com/mrc-ide/global-lmic-reports/master/AFG/projections.csv | 2021-07-31 | hospital_demand | 1065.41 | 1119.46 | 1149.73 | 1149.58 | 1178.23 | 1242.9 | Additional 50% Reduction | Afghanistan | AFG | 2022-01-02 | v8 | TRUE
https://raw.githubusercontent.com/mrc-ide/global-lmic-reports/master/AFG/projections.csv | 2021-07-31 | ICU_demand | 292.31 | 293.71 | 295.22 | 295.2 | 296.83 | 298.46 | Additional 50% Reduction | Afghanistan | AFG | 2022-01-02 | v8 | TRUE
https://raw.githubusercontent.com/mrc-ide/global-lmic-reports/master/AFG/projections.csv | 2021-07-31 | hospital_incidence | 76.68 | 79.81 | 83.86 | 83.56 | 86.58 | 94.03 | Additional 50% Reduction | Afghanistan | AFG | 2022-01-02 | v8 | TRUE
https://raw.githubusercontent.com/mrc-ide/global-lmic-reports/master/AFG/projections.csv | 2021-07-31 | ICU_incidence | 23.3 | 24.25 | 25.49 | 25.39 | 26.3 | 28.58 | Additional 50% Reduction | Afghanistan | AFG | 2022-01-02 | v8 | TRUE
https://raw.githubusercontent.com/mrc-ide/global-lmic-reports/master/AFG/projections.csv | 2021-07-31 | prevalence | 62150.22 | 65486.5 | 70588.41 | 70220.8 | 73037.54 | 82910.26 | Additional 50% Reduction | Afghanistan | AFG | 2022-01-02 | v8 | TRUE
https://raw.githubusercontent.com/mrc-ide/global-lmic-reports/master/AFG/projections.csv | 2021-07-31 | cumulative_infections | 3189638.14 | 3344941.52 | 3434985.69 | 3430325.35 | 3519168.69 | 3728675.51 | Additional 50% Reduction | Afghanistan | AFG | 2022-01-02 | v8 | TRUE
https://raw.githubusercontent.com/mrc-ide/global-lmic-reports/master/AFG/projections.csv | 2021-07-31 | cumulative_deaths | 6328.05 | 6677.89 | 6875.95 | 6874.37 | 7077.98 | 7564.26 | Additional 50% Reduction | Afghanistan | AFG | 2022-01-02 | v8 | TRUE
https://raw.githubusercontent.com/mrc-ide/global-lmic-reports/master/AFG/projections.csv | 2021-07-31 | Rt | 0.8 | 0.82 | 0.83 | 0.83 | 0.84 | 0.86 | Additional 50% Reduction | Afghanistan | AFG | 2022-01-02 | v8 | TRUE
https://raw.githubusercontent.com/mrc-ide/global-lmic-reports/master/AFG/projections.csv | 2021-07-31 | Reff | 0.7 | 0.72 | 0.73 | 0.73 | 0.74 | 0.75 | Additional 50% Reduction | Afghanistan | AFG | 2022-01-02 | v8 | TRUE
https://raw.githubusercontent.com/mrc-ide/global-lmic-reports/master/AFG/projections.csv | 2021-07-31 | infections | 7405.44 | 7997.53 | 8547.35 | 8536.52 | 8901.33 | 10013.2 | Maintain Status Quo | Afghanistan | AFG | 2022-01-02 | v8 | TRUE
https://raw.githubusercontent.com/mrc-ide/global-lmic-reports/master/AFG/projections.csv | 2021-07-31 | deaths | 22.37 | 23.71 | 24.97 | 25.05 | 26.49 | 28.01 | Maintain Status Quo | Afghanistan | AFG | 2022-01-02 | v8 | TRUE
https://raw.githubusercontent.com/mrc-ide/global-lmic-reports/master/AFG/projections.csv | 2021-07-31 | hospital_demand | 1065.41 | 1119.46 | 1149.73 | 1149.58 | 1178.23 | 1242.9 | Maintain Status Quo | Afghanistan | AFG | 2022-01-02 | v8 | TRUE
https://raw.githubusercontent.com/mrc-ide/global-lmic-reports/master/AFG/projections.csv | 2021-07-31 | ICU_demand | 292.31 | 293.71 | 295.22 | 295.2 | 296.83 | 298.46 | Maintain Status Quo | Afghanistan | AFG | 2022-01-02 | v8 | TRUE
https://raw.githubusercontent.com/mrc-ide/global-lmic-reports/master/AFG/projections.csv | 2021-07-31 | hospital_incidence | 76.68 | 79.81 | 83.86 | 83.56 | 86.58 | 94.03 | Maintain Status Quo | Afghanistan | AFG | 2022-01-02 | v8 | TRUE
https://raw.githubusercontent.com/mrc-ide/global-lmic-reports/master/AFG/projections.csv | 2021-07-31 | ICU_incidence | 23.3 | 24.25 | 25.49 | 25.39 | 26.3 | 28.58 | Maintain Status Quo | Afghanistan | AFG | 2022-01-02 | v8 | TRUE
https://raw.githubusercontent.com/mrc-ide/global-lmic-reports/master/AFG/projections.csv | 2021-07-31 | prevalence | 62150.22 | 65486.5 | 70588.41 | 70220.8 | 73037.54 | 82910.26 | Maintain Status Quo | Afghanistan | AFG | 2022-01-02 | v8 | TRUE
https://raw.githubusercontent.com/mrc-ide/global-lmic-reports/master/AFG/projections.csv | 2021-07-31 | cumulative_infections | 3189638.14 | 3344941.52 | 3434985.69 | 3430325.35 | 3519168.69 | 3728675.51 | Maintain Status Quo | Afghanistan | AFG | 2022-01-02 | v8 | TRUE
https://raw.githubusercontent.com/mrc-ide/global-lmic-reports/master/AFG/projections.csv | 2021-07-31 | cumulative_deaths | 6328.05 | 6677.89 | 6875.95 | 6874.37 | 7077.98 | 7564.26 | Maintain Status Quo | Afghanistan | AFG | 2022-01-02 | v8 | TRUE
https://raw.githubusercontent.com/mrc-ide/global-lmic-reports/master/AFG/projections.csv | 2021-07-31 | Rt | 0.8 | 0.82 | 0.83 | 0.83 | 0.84 | 0.86 | Maintain Status Quo | Afghanistan | AFG | 2022-01-02 | v8 | TRUE
https://raw.githubusercontent.com/mrc-ide/global-lmic-reports/master/AFG/projections.csv | 2021-07-31 | Reff | 0.7 | 0.72 | 0.73 | 0.73 | 0.74 | 0.75 | Maintain Status Quo | Afghanistan | AFG | 2022-01-02 | v8 | TRUE
https://raw.githubusercontent.com/mrc-ide/global-lmic-reports/master/AFG/projections.csv | 2021-07-31 | infections | 7405.44 | 7997.53 | 8547.35 | 8536.52 | 8901.33 | 10013.2 | Optimistic | Afghanistan | AFG | 2022-01-02 | v8 | TRUE
https://raw.githubusercontent.com/mrc-ide/global-lmic-reports/master/AFG/projections.csv | 2021-07-31 | deaths | 22.37 | 23.71 | 24.97 | 25.05 | 26.49 | 28.01 | Optimistic | Afghanistan | AFG | 2022-01-02 | v8 | TRUE
https://raw.githubusercontent.com/mrc-ide/global-lmic-reports/master/AFG/projections.csv | 2021-07-31 | hospital_demand | 1065.41 | 1119.46 | 1149.73 | 1149.58 | 1178.23 | 1242.9 | Optimistic | Afghanistan | AFG | 2022-01-02 | v8 | TRUE
https://raw.githubusercontent.com/mrc-ide/global-lmic-reports/master/AFG/projections.csv | 2021-07-31 | ICU_demand | 292.31 | 293.71 | 295.22 | 295.2 | 296.83 | 298.46 | Optimistic | Afghanistan | AFG | 2022-01-02 | v8 | TRUE
https://raw.githubusercontent.com/mrc-ide/global-lmic-reports/master/AFG/projections.csv | 2021-07-31 | hospital_incidence | 76.68 | 79.81 | 83.86 | 83.56 | 86.58 | 94.03 | Optimistic | Afghanistan | AFG | 2022-01-02 | v8 | TRUE
https://raw.githubusercontent.com/mrc-ide/global-lmic-reports/master/AFG/projections.csv | 2021-07-31 | ICU_incidence | 23.3 | 24.25 | 25.49 | 25.39 | 26.3 | 28.58 | Optimistic | Afghanistan | AFG | 2022-01-02 | v8 | TRUE
https://raw.githubusercontent.com/mrc-ide/global-lmic-reports/master/AFG/projections.csv | 2021-07-31 | prevalence | 62150.22 | 65486.5 | 70588.41 | 70220.8 | 73037.54 | 82910.26 | Optimistic | Afghanistan | AFG | 2022-01-02 | v8 | TRUE
https://raw.githubusercontent.com/mrc-ide/global-lmic-reports/master/AFG/projections.csv | 2021-07-31 | cumulative_infections | 3189638.14 | 3344941.52 | 3434985.69 | 3430325.35 | 3519168.69 | 3728675.51 | Optimistic | Afghanistan | AFG | 2022-01-02 | v8 | TRUE
https://raw.githubusercontent.com/mrc-ide/global-lmic-reports/master/AFG/projections.csv | 2021-07-31 | cumulative_deaths | 6328.05 | 6677.89 | 6875.95 | 6874.37 | 7077.98 | 7564.26 | Optimistic | Afghanistan | AFG | 2022-01-02 | v8 | TRUE
https://raw.githubusercontent.com/mrc-ide/global-lmic-reports/master/AFG/projections.csv | 2021-07-31 | Rt | 0.8 | 0.82 | 0.83 | 0.83 | 0.84 | 0.86 | Optimistic | Afghanistan | AFG | 2022-01-02 | v8 | TRUE
https://raw.githubusercontent.com/mrc-ide/global-lmic-reports/master/AFG/projections.csv | 2021-07-31 | Reff | 0.7 | 0.72 | 0.73 | 0.73 | 0.74 | 0.75 | Optimistic | Afghanistan | AFG | 2022-01-02 | v8 | TRUE
https://raw.githubusercontent.com/mrc-ide/global-lmic-reports/master/AFG/projections.csv | 2021-07-31 | infections | 7405.44 | 7997.53 | 8547.35 | 8536.52 | 8901.33 | 10013.2 | Pessimistic | Afghanistan | AFG | 2022-01-02 | v8 | TRUE
https://raw.githubusercontent.com/mrc-ide/global-lmic-reports/master/AFG/projections.csv | 2021-07-31 | deaths | 22.37 | 23.71 | 24.97 | 25.05 | 26.49 | 28.01 | Pessimistic | Afghanistan | AFG | 2022-01-02 | v8 | TRUE
https://raw.githubusercontent.com/mrc-ide/global-lmic-reports/master/AFG/projections.csv | 2021-07-31 | hospital_demand | 1065.41 | 1119.46 | 1149.73 | 1149.58 | 1178.23 | 1242.9 | Pessimistic | Afghanistan | AFG | 2022-01-02 | v8 | TRUE
https://raw.githubusercontent.com/mrc-ide/global-lmic-reports/master/AFG/projections.csv | 2021-07-31 | ICU_demand | 292.31 | 293.71 | 295.22 | 295.2 | 296.83 | 298.46 | Pessimistic | Afghanistan | AFG | 2022-01-02 | v8 | TRUE
https://raw.githubusercontent.com/mrc-ide/global-lmic-reports/master/AFG/projections.csv | 2021-07-31 | hospital_incidence | 76.68 | 79.81 | 83.86 | 83.56 | 86.58 | 94.03 | Pessimistic | Afghanistan | AFG | 2022-01-02 | v8 | TRUE
https://raw.githubusercontent.com/mrc-ide/global-lmic-reports/master/AFG/projections.csv | 2021-07-31 | ICU_incidence | 23.3 | 24.25 | 25.49 | 25.39 | 26.3 | 28.58 | Pessimistic | Afghanistan | AFG | 2022-01-02 | v8 | TRUE
https://raw.githubusercontent.com/mrc-ide/global-lmic-reports/master/AFG/projections.csv | 2021-07-31 | prevalence | 62150.22 | 65486.5 | 70588.41 | 70220.8 | 73037.54 | 82910.26 | Pessimistic | Afghanistan | AFG | 2022-01-02 | v8 | TRUE
https://raw.githubusercontent.com/mrc-ide/global-lmic-reports/master/AFG/projections.csv | 2021-07-31 | cumulative_infections | 3189638.14 | 3344941.52 | 3434985.69 | 3430325.35 | 3519168.69 | 3728675.51 | Pessimistic | Afghanistan | AFG | 2022-01-02 | v8 | TRUE
https://raw.githubusercontent.com/mrc-ide/global-lmic-reports/master/AFG/projections.csv | 2021-07-31 | cumulative_deaths | 6328.05 | 6677.89 | 6875.95 | 6874.37 | 7077.98 | 7564.26 | Pessimistic | Afghanistan | AFG | 2022-01-02 | v8 | TRUE
https://raw.githubusercontent.com/mrc-ide/global-lmic-reports/master/AFG/projections.csv | 2021-07-31 | Rt | 0.8 | 0.82 | 0.83 | 0.83 | 0.84 | 0.86 | Pessimistic | Afghanistan | AFG | 2022-01-02 | v8 | TRUE
https://raw.githubusercontent.com/mrc-ide/global-lmic-reports/master/AFG/projections.csv | 2021-07-31 | Reff | 0.7 | 0.72 | 0.73 | 0.73 | 0.74 | 0.75 | Pessimistic | Afghanistan | AFG | 2022-01-02 | v8 | TRUE
https://raw.githubusercontent.com/mrc-ide/global-lmic-reports/master/AFG/projections.csv | 2021-07-31 | infections | 7405.44 | 7997.53 | 8547.35 | 8536.52 | 8901.33 | 10013.2 | Relax Interventions 50% | Afghanistan | AFG | 2022-01-02 | v8 | TRUE
https://raw.githubusercontent.com/mrc-ide/global-lmic-reports/master/AFG/projections.csv | 2021-07-31 | deaths | 22.37 | 23.71 | 24.97 | 25.05 | 26.49 | 28.01 | Relax Interventions 50% | Afghanistan | AFG | 2022-01-02 | v8 | TRUE
https://raw.githubusercontent.com/mrc-ide/global-lmic-reports/master/AFG/projections.csv | 2021-07-31 | hospital_demand | 1065.41 | 1119.46 | 1149.73 | 1149.58 | 1178.23 | 1242.9 | Relax Interventions 50% | Afghanistan | AFG | 2022-01-02 | v8 | TRUE
https://raw.githubusercontent.com/mrc-ide/global-lmic-reports/master/AFG/projections.csv | 2021-07-31 | ICU_demand | 292.31 | 293.71 | 295.22 | 295.2 | 296.83 | 298.46 | Relax Interventions 50% | Afghanistan | AFG | 2022-01-02 | v8 | TRUE
https://raw.githubusercontent.com/mrc-ide/global-lmic-reports/master/AFG/projections.csv | 2021-07-31 | hospital_incidence | 76.68 | 79.81 | 83.86 | 83.56 | 86.58 | 94.03 | Relax Interventions 50% | Afghanistan | AFG | 2022-01-02 | v8 | TRUE
https://raw.githubusercontent.com/mrc-ide/global-lmic-reports/master/AFG/projections.csv | 2021-07-31 | ICU_incidence | 23.3 | 24.25 | 25.49 | 25.39 | 26.3 | 28.58 | Relax Interventions 50% | Afghanistan | AFG | 2022-01-02 | v8 | TRUE
https://raw.githubusercontent.com/mrc-ide/global-lmic-reports/master/AFG/projections.csv | 2021-07-31 | prevalence | 62150.22 | 65486.5 | 70588.41 | 70220.8 | 73037.54 | 82910.26 | Relax Interventions 50% | Afghanistan | AFG | 2022-01-02 | v8 | TRUE
https://raw.githubusercontent.com/mrc-ide/global-lmic-reports/master/AFG/projections.csv | 2021-07-31 | cumulative_infections | 3189638.14 | 3344941.52 | 3434985.69 | 3430325.35 | 3519168.69 | 3728675.51 | Relax Interventions 50% | Afghanistan | AFG | 2022-01-02 | v8 | TRUE
https://raw.githubusercontent.com/mrc-ide/global-lmic-reports/master/AFG/projections.csv | 2021-07-31 | cumulative_deaths | 6328.05 | 6677.89 | 6875.95 | 6874.37 | 7077.98 | 7564.26 | Relax Interventions 50% | Afghanistan | AFG | 2022-01-02 | v8 | TRUE
https://raw.githubusercontent.com/mrc-ide/global-lmic-reports/master/AFG/projections.csv | 2021-07-31 | Rt | 0.8 | 0.82 | 0.83 | 0.83 | 0.84 | 0.86 | Relax Interventions 50% | Afghanistan | AFG | 2022-01-02 | v8 | TRUE
https://raw.githubusercontent.com/mrc-ide/global-lmic-reports/master/AFG/projections.csv | 2021-07-31 | Reff | 0.7 | 0.72 | 0.73 | 0.73 | 0.74 | 0.75 | Relax Interventions 50% | Afghanistan | AFG | 2022-01-02 | v8 | TRUE
https://raw.githubusercontent.com/mrc-ide/global-lmic-reports/master/AFG/projections.csv | 2021-07-31 | infections | 7733.41 | 8158.04 | 8520.67 | 8614.93 | 9053.84 | 9639.52 | Surged Additional 50% Reduction | Afghanistan | AFG | 2022-01-02 | v8 | TRUE
https://raw.githubusercontent.com/mrc-ide/global-lmic-reports/master/AFG/projections.csv | 2021-07-31 | deaths | 29.69 | 31.39 | 32.35 | 32.34 | 33.32 | 34.68 | Surged Additional 50% Reduction | Afghanistan | AFG | 2022-01-02 | v8 | TRUE
https://raw.githubusercontent.com/mrc-ide/global-lmic-reports/master/AFG/projections.csv | 2021-07-31 | hospital_demand | 1122.55 | 1169.77 | 1219.82 | 1210.74 | 1250.64 | 1300.31 | Surged Additional 50% Reduction | Afghanistan | AFG | 2022-01-02 | v8 | TRUE
https://raw.githubusercontent.com/mrc-ide/global-lmic-reports/master/AFG/projections.csv | 2021-07-31 | ICU_demand | 534.6 | 563.55 | 583.94 | 580.97 | 597.95 | 622.24 | Surged Additional 50% Reduction | Afghanistan | AFG | 2022-01-02 | v8 | TRUE
https://raw.githubusercontent.com/mrc-ide/global-lmic-reports/master/AFG/projections.csv | 2021-07-31 | hospital_incidence | 76.66 | 80.8 | 83.6 | 84.17 | 87.48 | 92.02 | Surged Additional 50% Reduction | Afghanistan | AFG | 2022-01-02 | v8 | TRUE
https://raw.githubusercontent.com/mrc-ide/global-lmic-reports/master/AFG/projections.csv | 2021-07-31 | ICU_incidence | 23.3 | 24.56 | 25.4 | 25.58 | 26.58 | 27.96 | Surged Additional 50% Reduction | Afghanistan | AFG | 2022-01-02 | v8 | TRUE
https://raw.githubusercontent.com/mrc-ide/global-lmic-reports/master/AFG/projections.csv | 2021-07-31 | prevalence | 64223.47 | 67889.87 | 70224.29 | 71157.37 | 74694.59 | 79010.2 | Surged Additional 50% Reduction | Afghanistan | AFG | 2022-01-02 | v8 | TRUE
https://raw.githubusercontent.com/mrc-ide/global-lmic-reports/master/AFG/projections.csv | 2021-07-31 | cumulative_infections | 3264027.26 | 3334128.5 | 3406308.4 | 3409357.13 | 3463829.68 | 3620095.66 | Surged Additional 50% Reduction | Afghanistan | AFG | 2022-01-02 | v8 | TRUE
https://raw.githubusercontent.com/mrc-ide/global-lmic-reports/master/AFG/projections.csv | 2021-07-31 | cumulative_deaths | 5215.87 | 5349.33 | 5449.03 | 5458 | 5550.17 | 5826.82 | Surged Additional 50% Reduction | Afghanistan | AFG | 2022-01-02 | v8 | TRUE
https://raw.githubusercontent.com/mrc-ide/global-lmic-reports/master/AFG/projections.csv | 2021-07-31 | Rt | 0.81 | 0.82 | 0.83 | 0.83 | 0.84 | 0.85 | Surged Additional 50% Reduction | Afghanistan | AFG | 2022-01-02 | v8 | TRUE
https://raw.githubusercontent.com/mrc-ide/global-lmic-reports/master/AFG/projections.csv | 2021-07-31 | Reff | 0.7 | 0.72 | 0.73 | 0.73 | 0.73 | 0.74 | Surged Additional 50% Reduction | Afghanistan | AFG | 2022-01-02 | v8 | TRUE
https://raw.githubusercontent.com/mrc-ide/global-lmic-reports/master/AFG/projections.csv | 2021-07-31 | infections | 7733.41 | 8158.04 | 8520.67 | 8614.93 | 9053.84 | 9639.52 | Surged Maintain Status Quo | Afghanistan | AFG | 2022-01-02 | v8 | TRUE
https://raw.githubusercontent.com/mrc-ide/global-lmic-reports/master/AFG/projections.csv | 2021-07-31 | deaths | 29.69 | 31.39 | 32.35 | 32.34 | 33.32 | 34.68 | Surged Maintain Status Quo | Afghanistan | AFG | 2022-01-02 | v8 | TRUE
https://raw.githubusercontent.com/mrc-ide/global-lmic-reports/master/AFG/projections.csv | 2021-07-31 | hospital_demand | 1122.55 | 1169.77 | 1219.82 | 1210.74 | 1250.64 | 1300.31 | Surged Maintain Status Quo | Afghanistan | AFG | 2022-01-02 | v8 | TRUE
https://raw.githubusercontent.com/mrc-ide/global-lmic-reports/master/AFG/projections.csv | 2021-07-31 | ICU_demand | 534.6 | 563.55 | 583.94 | 580.97 | 597.95 | 622.24 | Surged Maintain Status Quo | Afghanistan | AFG | 2022-01-02 | v8 | TRUE
https://raw.githubusercontent.com/mrc-ide/global-lmic-reports/master/AFG/projections.csv | 2021-07-31 | hospital_incidence | 76.66 | 80.8 | 83.6 | 84.17 | 87.48 | 92.02 | Surged Maintain Status Quo | Afghanistan | AFG | 2022-01-02 | v8 | TRUE
https://raw.githubusercontent.com/mrc-ide/global-lmic-reports/master/AFG/projections.csv | 2021-07-31 | ICU_incidence | 23.3 | 24.56 | 25.4 | 25.58 | 26.58 | 27.96 | Surged Maintain Status Quo | Afghanistan | AFG | 2022-01-02 | v8 | TRUE
https://raw.githubusercontent.com/mrc-ide/global-lmic-reports/master/AFG/projections.csv | 2021-07-31 | prevalence | 64223.47 | 67889.87 | 70224.29 | 71157.37 | 74694.59 | 79010.2 | Surged Maintain Status Quo | Afghanistan | AFG | 2022-01-02 | v8 | TRUE
https://raw.githubusercontent.com/mrc-ide/global-lmic-reports/master/AFG/projections.csv | 2021-07-31 | cumulative_infections | 3264027.26 | 3334128.5 | 3406308.4 | 3409357.13 | 3463829.68 | 3620095.66 | Surged Maintain Status Quo | Afghanistan | AFG | 2022-01-02 | v8 | TRUE
https://raw.githubusercontent.com/mrc-ide/global-lmic-reports/master/AFG/projections.csv | 2021-07-31 | cumulative_deaths | 5215.87 | 5349.33 | 5449.03 | 5458 | 5550.17 | 5826.82 | Surged Maintain Status Quo | Afghanistan | AFG | 2022-01-02 | v8 | TRUE
https://raw.githubusercontent.com/mrc-ide/global-lmic-reports/master/AFG/projections.csv | 2021-07-31 | Rt | 0.81 | 0.82 | 0.83 | 0.83 | 0.84 | 0.85 | Surged Maintain Status Quo | Afghanistan | AFG | 2022-01-02 | v8 | TRUE
https://raw.githubusercontent.com/mrc-ide/global-lmic-reports/master/AFG/projections.csv | 2021-07-31 | Reff | 0.7 | 0.72 | 0.73 | 0.73 | 0.73 | 0.74 | Surged Maintain Status Quo | Afghanistan | AFG | 2022-01-02 | v8 | TRUE
https://raw.githubusercontent.com/mrc-ide/global-lmic-reports/master/AFG/projections.csv | 2021-07-31 | infections | 7733.41 | 8158.04 | 8520.67 | 8614.93 | 9053.84 | 9639.52 | Surged Optimistic | Afghanistan | AFG | 2022-01-02 | v8 | TRUE
https://raw.githubusercontent.com/mrc-ide/global-lmic-reports/master/AFG/projections.csv | 2021-07-31 | deaths | 29.69 | 31.39 | 32.35 | 32.34 | 33.32 | 34.68 | Surged Optimistic | Afghanistan | AFG | 2022-01-02 | v8 | TRUE
https://raw.githubusercontent.com/mrc-ide/global-lmic-reports/master/AFG/projections.csv | 2021-07-31 | hospital_demand | 1122.55 | 1169.77 | 1219.82 | 1210.74 | 1250.64 | 1300.31 | Surged Optimistic | Afghanistan | AFG | 2022-01-02 | v8 | TRUE
https://raw.githubusercontent.com/mrc-ide/global-lmic-reports/master/AFG/projections.csv | 2021-07-31 | ICU_demand | 534.6 | 563.55 | 583.94 | 580.97 | 597.95 | 622.24 | Surged Optimistic | Afghanistan | AFG | 2022-01-02 | v8 | TRUE
https://raw.githubusercontent.com/mrc-ide/global-lmic-reports/master/AFG/projections.csv | 2021-07-31 | hospital_incidence | 76.66 | 80.8 | 83.6 | 84.17 | 87.48 | 92.02 | Surged Optimistic | Afghanistan | AFG | 2022-01-02 | v8 | TRUE
https://raw.githubusercontent.com/mrc-ide/global-lmic-reports/master/AFG/projections.csv | 2021-07-31 | ICU_incidence | 23.3 | 24.56 | 25.4 | 25.58 | 26.58 | 27.96 | Surged Optimistic | Afghanistan | AFG | 2022-01-02 | v8 | TRUE
https://raw.githubusercontent.com/mrc-ide/global-lmic-reports/master/AFG/projections.csv | 2021-07-31 | prevalence | 64223.47 | 67889.87 | 70224.29 | 71157.37 | 74694.59 | 79010.2 | Surged Optimistic | Afghanistan | AFG | 2022-01-02 | v8 | TRUE
https://raw.githubusercontent.com/mrc-ide/global-lmic-reports/master/AFG/projections.csv | 2021-07-31 | cumulative_infections | 3264027.26 | 3334128.5 | 3406308.4 | 3409357.13 | 3463829.68 | 3620095.66 | Surged Optimistic | Afghanistan | AFG | 2022-01-02 | v8 | TRUE
https://raw.githubusercontent.com/mrc-ide/global-lmic-reports/master/AFG/projections.csv | 2021-07-31 | cumulative_deaths | 5215.87 | 5349.33 | 5449.03 | 5458 | 5550.17 | 5826.82 | Surged Optimistic | Afghanistan | AFG | 2022-01-02 | v8 | TRUE
https://raw.githubusercontent.com/mrc-ide/global-lmic-reports/master/AFG/projections.csv | 2021-07-31 | Rt | 0.81 | 0.82 | 0.83 | 0.83 | 0.84 | 0.85 | Surged Optimistic | Afghanistan | AFG | 2022-01-02 | v8 | TRUE
https://raw.githubusercontent.com/mrc-ide/global-lmic-reports/master/AFG/projections.csv | 2021-07-31 | Reff | 0.7 | 0.72 | 0.73 | 0.73 | 0.73 | 0.74 | Surged Optimistic | Afghanistan | AFG | 2022-01-02 | v8 | TRUE
https://raw.githubusercontent.com/mrc-ide/global-lmic-reports/master/AFG/projections.csv | 2021-07-31 | infections | 7733.41 | 8158.04 | 8520.67 | 8614.93 | 9053.84 | 9639.52 | Surged Pessimistic | Afghanistan | AFG | 2022-01-02 | v8 | TRUE
https://raw.githubusercontent.com/mrc-ide/global-lmic-reports/master/AFG/projections.csv | 2021-07-31 | deaths | 29.69 | 31.39 | 32.35 | 32.34 | 33.32 | 34.68 | Surged Pessimistic | Afghanistan | AFG | 2022-01-02 | v8 | TRUE
https://raw.githubusercontent.com/mrc-ide/global-lmic-reports/master/AFG/projections.csv | 2021-07-31 | hospital_demand | 1122.55 | 1169.77 | 1219.82 | 1210.74 | 1250.64 | 1300.31 | Surged Pessimistic | Afghanistan | AFG | 2022-01-02 | v8 | TRUE
https://raw.githubusercontent.com/mrc-ide/global-lmic-reports/master/AFG/projections.csv | 2021-07-31 | ICU_demand | 534.6 | 563.55 | 583.94 | 580.97 | 597.95 | 622.24 | Surged Pessimistic | Afghanistan | AFG | 2022-01-02 | v8 | TRUE
https://raw.githubusercontent.com/mrc-ide/global-lmic-reports/master/AFG/projections.csv | 2021-07-31 | hospital_incidence | 76.66 | 80.8 | 83.6 | 84.17 | 87.48 | 92.02 | Surged Pessimistic | Afghanistan | AFG | 2022-01-02 | v8 | TRUE
https://raw.githubusercontent.com/mrc-ide/global-lmic-reports/master/AFG/projections.csv | 2021-07-31 | ICU_incidence | 23.3 | 24.56 | 25.4 | 25.58 | 26.58 | 27.96 | Surged Pessimistic | Afghanistan | AFG | 2022-01-02 | v8 | TRUE
https://raw.githubusercontent.com/mrc-ide/global-lmic-reports/master/AFG/projections.csv | 2021-07-31 | prevalence | 64223.47 | 67889.87 | 70224.29 | 71157.37 | 74694.59 | 79010.2 | Surged Pessimistic | Afghanistan | AFG | 2022-01-02 | v8 | TRUE
https://raw.githubusercontent.com/mrc-ide/global-lmic-reports/master/AFG/projections.csv | 2021-07-31 | cumulative_infections | 3264027.26 | 3334128.5 | 3406308.4 | 3409357.13 | 3463829.68 | 3620095.66 | Surged Pessimistic | Afghanistan | AFG | 2022-01-02 | v8 | TRUE
https://raw.githubusercontent.com/mrc-ide/global-lmic-reports/master/AFG/projections.csv | 2021-07-31 | cumulative_deaths | 5215.87 | 5349.33 | 5449.03 | 5458 | 5550.17 | 5826.82 | Surged Pessimistic | Afghanistan | AFG | 2022-01-02 | v8 | TRUE
https://raw.githubusercontent.com/mrc-ide/global-lmic-reports/master/AFG/projections.csv | 2021-07-31 | Rt | 0.81 | 0.82 | 0.83 | 0.83 | 0.84 | 0.85 | Surged Pessimistic | Afghanistan | AFG | 2022-01-02 | v8 | TRUE
https://raw.githubusercontent.com/mrc-ide/global-lmic-reports/master/AFG/projections.csv | 2021-07-31 | Reff | 0.7 | 0.72 | 0.73 | 0.73 | 0.73 | 0.74 | Surged Pessimistic | Afghanistan | AFG | 2022-01-02 | v8 | TRUE
https://raw.githubusercontent.com/mrc-ide/global-lmic-reports/master/AFG/projections.csv | 2021-07-31 | infections | 7733.41 | 8158.04 | 8520.67 | 8614.93 | 9053.84 | 9639.52 | Surged Relax Interventions 50% | Afghanistan | AFG | 2022-01-02 | v8 | TRUE
https://raw.githubusercontent.com/mrc-ide/global-lmic-reports/master/AFG/projections.csv | 2021-07-31 | deaths | 29.69 | 31.39 | 32.35 | 32.34 | 33.32 | 34.68 | Surged Relax Interventions 50% | Afghanistan | AFG | 2022-01-02 | v8 | TRUE
https://raw.githubusercontent.com/mrc-ide/global-lmic-reports/master/AFG/projections.csv | 2021-07-31 | hospital_demand | 1122.55 | 1169.77 | 1219.82 | 1210.74 | 1250.64 | 1300.31 | Surged Relax Interventions 50% | Afghanistan | AFG | 2022-01-02 | v8 | TRUE
https://raw.githubusercontent.com/mrc-ide/global-lmic-reports/master/AFG/projections.csv | 2021-07-31 | ICU_demand | 534.6 | 563.55 | 583.94 | 580.97 | 597.95 | 622.24 | Surged Relax Interventions 50% | Afghanistan | AFG | 2022-01-02 | v8 | TRUE
https://raw.githubusercontent.com/mrc-ide/global-lmic-reports/master/AFG/projections.csv | 2021-07-31 | hospital_incidence | 76.66 | 80.8 | 83.6 | 84.17 | 87.48 | 92.02 | Surged Relax Interventions 50% | Afghanistan | AFG | 2022-01-02 | v8 | TRUE
https://raw.githubusercontent.com/mrc-ide/global-lmic-reports/master/AFG/projections.csv | 2021-07-31 | ICU_incidence | 23.3 | 24.56 | 25.4 | 25.58 | 26.58 | 27.96 | Surged Relax Interventions 50% | Afghanistan | AFG | 2022-01-02 | v8 | TRUE
https://raw.githubusercontent.com/mrc-ide/global-lmic-reports/master/AFG/projections.csv | 2021-07-31 | prevalence | 64223.47 | 67889.87 | 70224.29 | 71157.37 | 74694.59 | 79010.2 | Surged Relax Interventions 50% | Afghanistan | AFG | 2022-01-02 | v8 | TRUE
https://raw.githubusercontent.com/mrc-ide/global-lmic-reports/master/AFG/projections.csv | 2021-07-31 | cumulative_infections | 3264027.26 | 3334128.5 | 3406308.4 | 3409357.13 | 3463829.68 | 3620095.66 | Surged Relax Interventions 50% | Afghanistan | AFG | 2022-01-02 | v8 | TRUE
https://raw.githubusercontent.com/mrc-ide/global-lmic-reports/master/AFG/projections.csv | 2021-07-31 | cumulative_deaths | 5215.87 | 5349.33 | 5449.03 | 5458 | 5550.17 | 5826.82 | Surged Relax Interventions 50% | Afghanistan | AFG | 2022-01-02 | v8 | TRUE
https://raw.githubusercontent.com/mrc-ide/global-lmic-reports/master/AFG/projections.csv | 2021-07-31 | Rt | 0.81 | 0.82 | 0.83 | 0.83 | 0.84 | 0.85 | Surged Relax Interventions 50% | Afghanistan | AFG | 2022-01-02 | v8 | TRUE
https://raw.githubusercontent.com/mrc-ide/global-lmic-reports/master/AFG/projections.csv | 2021-07-31 | Reff | 0.7 | 0.72 | 0.73 | 0.73 | 0.73 | 0.74 | Surged Relax Interventions 50% | Afghanistan | AFG | 2022-01-02 | v8 | TRUE
https://raw.githubusercontent.com/mrc-ide/global-lmic-reports/master/AFG/projections.csv | 2021-08-01 | infections | 6945.2 | 7530.42 | 8066.74 | 8063.9 | 8451.81 | 9564.67 | Additional 50% Reduction | Afghanistan | AFG | 2022-01-02 | v8 | TRUE
https://raw.githubusercontent.com/mrc-ide/global-lmic-reports/master/AFG/projections.csv | 2021-08-01 | deaths | 20.71 | 21.96 | 23.26 | 23.27 | 24.68 | 26.14 | Additional 50% Reduction | Afghanistan | AFG | 2022-01-02 | v8 | TRUE
https://raw.githubusercontent.com/mrc-ide/global-lmic-reports/master/AFG/projections.csv | 2021-08-01 | hospital_demand | 1015.3 | 1063.88 | 1096.89 | 1095.48 | 1122.78 | 1188.3 | Additional 50% Reduction | Afghanistan | AFG | 2022-01-02 | v8 | TRUE
https://raw.githubusercontent.com/mrc-ide/global-lmic-reports/master/AFG/projections.csv | 2021-08-01 | ICU_demand | 290.5 | 291.81 | 293.34 | 293.28 | 294.8 | 296.81 | Additional 50% Reduction | Afghanistan | AFG | 2022-01-02 | v8 | TRUE
https://raw.githubusercontent.com/mrc-ide/global-lmic-reports/master/AFG/projections.csv | 2021-08-01 | hospital_incidence | 72.32 | 75.27 | 79.78 | 79.45 | 82.34 | 90.91 | Additional 50% Reduction | Afghanistan | AFG | 2022-01-02 | v8 | TRUE
https://raw.githubusercontent.com/mrc-ide/global-lmic-reports/master/AFG/projections.csv | 2021-08-01 | ICU_incidence | 21.96 | 22.86 | 24.23 | 24.13 | 25 | 27.62 | Additional 50% Reduction | Afghanistan | AFG | 2022-01-02 | v8 | TRUE
https://raw.githubusercontent.com/mrc-ide/global-lmic-reports/master/AFG/projections.csv | 2021-08-01 | prevalence | 59099.98 | 62531.68 | 67456.67 | 67110.2 | 69763.89 | 79449.96 | Additional 50% Reduction | Afghanistan | AFG | 2022-01-02 | v8 | TRUE
https://raw.githubusercontent.com/mrc-ide/global-lmic-reports/master/AFG/projections.csv | 2021-08-01 | cumulative_infections | 3197253.72 | 3352725.38 | 3443147.06 | 3438389.24 | 3526795.04 | 3736986.72 | Additional 50% Reduction | Afghanistan | AFG | 2022-01-02 | v8 | TRUE
https://raw.githubusercontent.com/mrc-ide/global-lmic-reports/master/AFG/projections.csv | 2021-08-01 | cumulative_deaths | 6349.01 | 6699.55 | 6899.2 | 6897.64 | 7102 | 7589.4 | Additional 50% Reduction | Afghanistan | AFG | 2022-01-02 | v8 | TRUE
https://raw.githubusercontent.com/mrc-ide/global-lmic-reports/master/AFG/projections.csv | 2021-08-01 | Rt | 0.84 | 0.86 | 0.87 | 0.87 | 0.88 | 0.9 | Additional 50% Reduction | Afghanistan | AFG | 2022-01-02 | v8 | TRUE
https://raw.githubusercontent.com/mrc-ide/global-lmic-reports/master/AFG/projections.csv | 2021-08-01 | Reff | 0.73 | 0.75 | 0.76 | 0.76 | 0.77 | 0.79 | Additional 50% Reduction | Afghanistan | AFG | 2022-01-02 | v8 | TRUE
https://raw.githubusercontent.com/mrc-ide/global-lmic-reports/master/AFG/projections.csv | 2021-08-01 | infections | 6945.2 | 7530.42 | 8066.74 | 8063.9 | 8451.81 | 9564.67 | Maintain Status Quo | Afghanistan | AFG | 2022-01-02 | v8 | TRUE
https://raw.githubusercontent.com/mrc-ide/global-lmic-reports/master/AFG/projections.csv | 2021-08-01 | deaths | 20.71 | 21.96 | 23.26 | 23.27 | 24.68 | 26.14 | Maintain Status Quo | Afghanistan | AFG | 2022-01-02 | v8 | TRUE
https://raw.githubusercontent.com/mrc-ide/global-lmic-reports/master/AFG/projections.csv | 2021-08-01 | hospital_demand | 1015.3 | 1063.88 | 1096.89 | 1095.48 | 1122.78 | 1188.3 | Maintain Status Quo | Afghanistan | AFG | 2022-01-02 | v8 | TRUE
https://raw.githubusercontent.com/mrc-ide/global-lmic-reports/master/AFG/projections.csv | 2021-08-01 | ICU_demand | 290.5 | 291.81 | 293.34 | 293.28 | 294.8 | 296.81 | Maintain Status Quo | Afghanistan | AFG | 2022-01-02 | v8 | TRUE
https://raw.githubusercontent.com/mrc-ide/global-lmic-reports/master/AFG/projections.csv | 2021-08-01 | hospital_incidence | 72.32 | 75.27 | 79.78 | 79.45 | 82.34 | 90.91 | Maintain Status Quo | Afghanistan | AFG | 2022-01-02 | v8 | TRUE
https://raw.githubusercontent.com/mrc-ide/global-lmic-reports/master/AFG/projections.csv | 2021-08-01 | ICU_incidence | 21.96 | 22.86 | 24.23 | 24.13 | 25 | 27.62 | Maintain Status Quo | Afghanistan | AFG | 2022-01-02 | v8 | TRUE
https://raw.githubusercontent.com/mrc-ide/global-lmic-reports/master/AFG/projections.csv | 2021-08-01 | prevalence | 59099.98 | 62531.68 | 67456.67 | 67110.2 | 69763.89 | 79449.96 | Maintain Status Quo | Afghanistan | AFG | 2022-01-02 | v8 | TRUE
https://raw.githubusercontent.com/mrc-ide/global-lmic-reports/master/AFG/projections.csv | 2021-08-01 | cumulative_infections | 3197253.72 | 3352725.38 | 3443147.06 | 3438389.24 | 3526795.04 | 3736986.72 | Maintain Status Quo | Afghanistan | AFG | 2022-01-02 | v8 | TRUE
https://raw.githubusercontent.com/mrc-ide/global-lmic-reports/master/AFG/projections.csv | 2021-08-01 | cumulative_deaths | 6349.01 | 6699.55 | 6899.2 | 6897.64 | 7102 | 7589.4 | Maintain Status Quo | Afghanistan | AFG | 2022-01-02 | v8 | TRUE
https://raw.githubusercontent.com/mrc-ide/global-lmic-reports/master/AFG/projections.csv | 2021-08-01 | Rt | 0.84 | 0.86 | 0.87 | 0.87 | 0.88 | 0.9 | Maintain Status Quo | Afghanistan | AFG | 2022-01-02 | v8 | TRUE
https://raw.githubusercontent.com/mrc-ide/global-lmic-reports/master/AFG/projections.csv | 2021-08-01 | Reff | 0.73 | 0.75 | 0.76 | 0.76 | 0.77 | 0.79 | Maintain Status Quo | Afghanistan | AFG | 2022-01-02 | v8 | TRUE
https://raw.githubusercontent.com/mrc-ide/global-lmic-reports/master/AFG/projections.csv | 2021-08-01 | infections | 6945.2 | 7530.42 | 8066.74 | 8063.9 | 8451.81 | 9564.67 | Optimistic | Afghanistan | AFG | 2022-01-02 | v8 | TRUE
https://raw.githubusercontent.com/mrc-ide/global-lmic-reports/master/AFG/projections.csv | 2021-08-01 | deaths | 20.71 | 21.96 | 23.26 | 23.27 | 24.68 | 26.14 | Optimistic | Afghanistan | AFG | 2022-01-02 | v8 | TRUE
https://raw.githubusercontent.com/mrc-ide/global-lmic-reports/master/AFG/projections.csv | 2021-08-01 | hospital_demand | 1015.3 | 1063.88 | 1096.89 | 1095.48 | 1122.78 | 1188.3 | Optimistic | Afghanistan | AFG | 2022-01-02 | v8 | TRUE
https://raw.githubusercontent.com/mrc-ide/global-lmic-reports/master/AFG/projections.csv | 2021-08-01 | ICU_demand | 290.5 | 291.81 | 293.34 | 293.28 | 294.8 | 296.81 | Optimistic | Afghanistan | AFG | 2022-01-02 | v8 | TRUE
https://raw.githubusercontent.com/mrc-ide/global-lmic-reports/master/AFG/projections.csv | 2021-08-01 | hospital_incidence | 72.32 | 75.27 | 79.78 | 79.45 | 82.34 | 90.91 | Optimistic | Afghanistan | AFG | 2022-01-02 | v8 | TRUE
https://raw.githubusercontent.com/mrc-ide/global-lmic-reports/master/AFG/projections.csv | 2021-08-01 | ICU_incidence | 21.96 | 22.86 | 24.23 | 24.13 | 25 | 27.62 | Optimistic | Afghanistan | AFG | 2022-01-02 | v8 | TRUE
https://raw.githubusercontent.com/mrc-ide/global-lmic-reports/master/AFG/projections.csv | 2021-08-01 | prevalence | 59099.98 | 62531.68 | 67456.67 | 67110.2 | 69763.89 | 79449.96 | Optimistic | Afghanistan | AFG | 2022-01-02 | v8 | TRUE
https://raw.githubusercontent.com/mrc-ide/global-lmic-reports/master/AFG/projections.csv | 2021-08-01 | cumulative_infections | 3197253.72 | 3352725.38 | 3443147.06 | 3438389.24 | 3526795.04 | 3736986.72 | Optimistic | Afghanistan | AFG | 2022-01-02 | v8 | TRUE
https://raw.githubusercontent.com/mrc-ide/global-lmic-reports/master/AFG/projections.csv | 2021-08-01 | cumulative_deaths | 6349.01 | 6699.55 | 6899.2 | 6897.64 | 7102 | 7589.4 | Optimistic | Afghanistan | AFG | 2022-01-02 | v8 | TRUE
https://raw.githubusercontent.com/mrc-ide/global-lmic-reports/master/AFG/projections.csv | 2021-08-01 | Rt | 0.84 | 0.86 | 0.87 | 0.87 | 0.88 | 0.9 | Optimistic | Afghanistan | AFG | 2022-01-02 | v8 | TRUE
https://raw.githubusercontent.com/mrc-ide/global-lmic-reports/master/AFG/projections.csv | 2021-08-01 | Reff | 0.73 | 0.75 | 0.76 | 0.76 | 0.77 | 0.79 | Optimistic | Afghanistan | AFG | 2022-01-02 | v8 | TRUE
https://raw.githubusercontent.com/mrc-ide/global-lmic-reports/master/AFG/projections.csv | 2021-08-01 | infections | 6945.2 | 7530.42 | 8066.74 | 8063.9 | 8451.81 | 9564.67 | Pessimistic | Afghanistan | AFG | 2022-01-02 | v8 | TRUE
https://raw.githubusercontent.com/mrc-ide/global-lmic-reports/master/AFG/projections.csv | 2021-08-01 | deaths | 20.71 | 21.96 | 23.26 | 23.27 | 24.68 | 26.14 | Pessimistic | Afghanistan | AFG | 2022-01-02 | v8 | TRUE
https://raw.githubusercontent.com/mrc-ide/global-lmic-reports/master/AFG/projections.csv | 2021-08-01 | hospital_demand | 1015.3 | 1063.88 | 1096.89 | 1095.48 | 1122.78 | 1188.3 | Pessimistic | Afghanistan | AFG | 2022-01-02 | v8 | TRUE
https://raw.githubusercontent.com/mrc-ide/global-lmic-reports/master/AFG/projections.csv | 2021-08-01 | ICU_demand | 290.5 | 291.81 | 293.34 | 293.28 | 294.8 | 296.81 | Pessimistic | Afghanistan | AFG | 2022-01-02 | v8 | TRUE
https://raw.githubusercontent.com/mrc-ide/global-lmic-reports/master/AFG/projections.csv | 2021-08-01 | hospital_incidence | 72.32 | 75.27 | 79.78 | 79.45 | 82.34 | 90.91 | Pessimistic | Afghanistan | AFG | 2022-01-02 | v8 | TRUE
https://raw.githubusercontent.com/mrc-ide/global-lmic-reports/master/AFG/projections.csv | 2021-08-01 | ICU_incidence | 21.96 | 22.86 | 24.23 | 24.13 | 25 | 27.62 | Pessimistic | Afghanistan | AFG | 2022-01-02 | v8 | TRUE
https://raw.githubusercontent.com/mrc-ide/global-lmic-reports/master/AFG/projections.csv | 2021-08-01 | prevalence | 59099.98 | 62531.68 | 67456.67 | 67110.2 | 69763.89 | 79449.96 | Pessimistic | Afghanistan | AFG | 2022-01-02 | v8 | TRUE
https://raw.githubusercontent.com/mrc-ide/global-lmic-reports/master/AFG/projections.csv | 2021-08-01 | cumulative_infections | 3197253.72 | 3352725.38 | 3443147.06 | 3438389.24 | 3526795.04 | 3736986.72 | Pessimistic | Afghanistan | AFG | 2022-01-02 | v8 | TRUE
https://raw.githubusercontent.com/mrc-ide/global-lmic-reports/master/AFG/projections.csv | 2021-08-01 | cumulative_deaths | 6349.01 | 6699.55 | 6899.2 | 6897.64 | 7102 | 7589.4 | Pessimistic | Afghanistan | AFG | 2022-01-02 | v8 | TRUE
https://raw.githubusercontent.com/mrc-ide/global-lmic-reports/master/AFG/projections.csv | 2021-08-01 | Rt | 0.84 | 0.86 | 0.87 | 0.87 | 0.88 | 0.9 | Pessimistic | Afghanistan | AFG | 2022-01-02 | v8 | TRUE
https://raw.githubusercontent.com/mrc-ide/global-lmic-reports/master/AFG/projections.csv | 2021-08-01 | Reff | 0.73 | 0.75 | 0.76 | 0.76 | 0.77 | 0.79 | Pessimistic | Afghanistan | AFG | 2022-01-02 | v8 | TRUE
https://raw.githubusercontent.com/mrc-ide/global-lmic-reports/master/AFG/projections.csv | 2021-08-01 | infections | 6945.2 | 7530.42 | 8066.74 | 8063.9 | 8451.81 | 9564.67 | Relax Interventions 50% | Afghanistan | AFG | 2022-01-02 | v8 | TRUE
https://raw.githubusercontent.com/mrc-ide/global-lmic-reports/master/AFG/projections.csv | 2021-08-01 | deaths | 20.71 | 21.96 | 23.26 | 23.27 | 24.68 | 26.14 | Relax Interventions 50% | Afghanistan | AFG | 2022-01-02 | v8 | TRUE
https://raw.githubusercontent.com/mrc-ide/global-lmic-reports/master/AFG/projections.csv | 2021-08-01 | hospital_demand | 1015.3 | 1063.88 | 1096.89 | 1095.48 | 1122.78 | 1188.3 | Relax Interventions 50% | Afghanistan | AFG | 2022-01-02 | v8 | TRUE
https://raw.githubusercontent.com/mrc-ide/global-lmic-reports/master/AFG/projections.csv | 2021-08-01 | ICU_demand | 290.5 | 291.81 | 293.34 | 293.28 | 294.8 | 296.81 | Relax Interventions 50% | Afghanistan | AFG | 2022-01-02 | v8 | TRUE
https://raw.githubusercontent.com/mrc-ide/global-lmic-reports/master/AFG/projections.csv | 2021-08-01 | hospital_incidence | 72.32 | 75.27 | 79.78 | 79.45 | 82.34 | 90.91 | Relax Interventions 50% | Afghanistan | AFG | 2022-01-02 | v8 | TRUE
https://raw.githubusercontent.com/mrc-ide/global-lmic-reports/master/AFG/projections.csv | 2021-08-01 | ICU_incidence | 21.96 | 22.86 | 24.23 | 24.13 | 25 | 27.62 | Relax Interventions 50% | Afghanistan | AFG | 2022-01-02 | v8 | TRUE
https://raw.githubusercontent.com/mrc-ide/global-lmic-reports/master/AFG/projections.csv | 2021-08-01 | prevalence | 59099.98 | 62531.68 | 67456.67 | 67110.2 | 69763.89 | 79449.96 | Relax Interventions 50% | Afghanistan | AFG | 2022-01-02 | v8 | TRUE
https://raw.githubusercontent.com/mrc-ide/global-lmic-reports/master/AFG/projections.csv | 2021-08-01 | cumulative_infections | 3197253.72 | 3352725.38 | 3443147.06 | 3438389.24 | 3526795.04 | 3736986.72 | Relax Interventions 50% | Afghanistan | AFG | 2022-01-02 | v8 | TRUE
https://raw.githubusercontent.com/mrc-ide/global-lmic-reports/master/AFG/projections.csv | 2021-08-01 | cumulative_deaths | 6349.01 | 6699.55 | 6899.2 | 6897.64 | 7102 | 7589.4 | Relax Interventions 50% | Afghanistan | AFG | 2022-01-02 | v8 | TRUE
https://raw.githubusercontent.com/mrc-ide/global-lmic-reports/master/AFG/projections.csv | 2021-08-01 | Rt | 0.84 | 0.86 | 0.87 | 0.87 | 0.88 | 0.9 | Relax Interventions 50% | Afghanistan | AFG | 2022-01-02 | v8 | TRUE
https://raw.githubusercontent.com/mrc-ide/global-lmic-reports/master/AFG/projections.csv | 2021-08-01 | Reff | 0.73 | 0.75 | 0.76 | 0.76 | 0.77 | 0.79 | Relax Interventions 50% | Afghanistan | AFG | 2022-01-02 | v8 | TRUE
https://raw.githubusercontent.com/mrc-ide/global-lmic-reports/master/AFG/projections.csv | 2021-08-01 | infections | 7272.3 | 7701.54 | 8030.49 | 8145.45 | 8563.18 | 9141.06 | Surged Additional 50% Reduction | Afghanistan | AFG | 2022-01-02 | v8 | TRUE
https://raw.githubusercontent.com/mrc-ide/global-lmic-reports/master/AFG/projections.csv | 2021-08-01 | deaths | 28.42 | 29.96 | 30.98 | 30.89 | 31.82 | 33.12 | Surged Additional 50% Reduction | Afghanistan | AFG | 2022-01-02 | v8 | TRUE
https://raw.githubusercontent.com/mrc-ide/global-lmic-reports/master/AFG/projections.csv | 2021-08-01 | hospital_demand | 1069.78 | 1115.07 | 1161 | 1153.8 | 1189.37 | 1240.56 | Surged Additional 50% Reduction | Afghanistan | AFG | 2022-01-02 | v8 | TRUE
https://raw.githubusercontent.com/mrc-ide/global-lmic-reports/master/AFG/projections.csv | 2021-08-01 | ICU_demand | 512.83 | 539.06 | 559.93 | 556.13 | 572.77 | 595.55 | Surged Additional 50% Reduction | Afghanistan | AFG | 2022-01-02 | v8 | TRUE
https://raw.githubusercontent.com/mrc-ide/global-lmic-reports/master/AFG/projections.csv | 2021-08-01 | hospital_incidence | 72.77 | 76.89 | 79.53 | 80.06 | 83.33 | 87.76 | Surged Additional 50% Reduction | Afghanistan | AFG | 2022-01-02 | v8 | TRUE
https://raw.githubusercontent.com/mrc-ide/global-lmic-reports/master/AFG/projections.csv | 2021-08-01 | ICU_incidence | 22.11 | 23.36 | 24.15 | 24.32 | 25.31 | 26.65 | Surged Additional 50% Reduction | Afghanistan | AFG | 2022-01-02 | v8 | TRUE
https://raw.githubusercontent.com/mrc-ide/global-lmic-reports/master/AFG/projections.csv | 2021-08-01 | prevalence | 61405.07 | 64826.96 | 66981.59 | 68011.7 | 71346.77 | 75624.45 | Surged Additional 50% Reduction | Afghanistan | AFG | 2022-01-02 | v8 | TRUE
https://raw.githubusercontent.com/mrc-ide/global-lmic-reports/master/AFG/projections.csv | 2021-08-01 | cumulative_infections | 3271519.78 | 3341971.19 | 3414920.72 | 3417502.59 | 3471940.23 | 3627615.33 | Surged Additional 50% Reduction | Afghanistan | AFG | 2022-01-02 | v8 | TRUE
https://raw.githubusercontent.com/mrc-ide/global-lmic-reports/master/AFG/projections.csv | 2021-08-01 | cumulative_deaths | 5246.99 | 5378.51 | 5479.03 | 5488.89 | 5580.94 | 5859.68 | Surged Additional 50% Reduction | Afghanistan | AFG | 2022-01-02 | v8 | TRUE
https://raw.githubusercontent.com/mrc-ide/global-lmic-reports/master/AFG/projections.csv | 2021-08-01 | Rt | 0.84 | 0.86 | 0.87 | 0.87 | 0.88 | 0.91 | Surged Additional 50% Reduction | Afghanistan | AFG | 2022-01-02 | v8 | TRUE
https://raw.githubusercontent.com/mrc-ide/global-lmic-reports/master/AFG/projections.csv | 2021-08-01 | Reff | 0.73 | 0.75 | 0.76 | 0.76 | 0.77 | 0.79 | Surged Additional 50% Reduction | Afghanistan | AFG | 2022-01-02 | v8 | TRUE
https://raw.githubusercontent.com/mrc-ide/global-lmic-reports/master/AFG/projections.csv | 2021-08-01 | infections | 7272.3 | 7701.54 | 8030.49 | 8145.45 | 8563.18 | 9141.06 | Surged Maintain Status Quo | Afghanistan | AFG | 2022-01-02 | v8 | TRUE
https://raw.githubusercontent.com/mrc-ide/global-lmic-reports/master/AFG/projections.csv | 2021-08-01 | deaths | 28.42 | 29.96 | 30.98 | 30.89 | 31.82 | 33.12 | Surged Maintain Status Quo | Afghanistan | AFG | 2022-01-02 | v8 | TRUE
https://raw.githubusercontent.com/mrc-ide/global-lmic-reports/master/AFG/projections.csv | 2021-08-01 | hospital_demand | 1069.78 | 1115.07 | 1161 | 1153.8 | 1189.37 | 1240.56 | Surged Maintain Status Quo | Afghanistan | AFG | 2022-01-02 | v8 | TRUE
https://raw.githubusercontent.com/mrc-ide/global-lmic-reports/master/AFG/projections.csv | 2021-08-01 | ICU_demand | 512.83 | 539.06 | 559.93 | 556.13 | 572.77 | 595.55 | Surged Maintain Status Quo | Afghanistan | AFG | 2022-01-02 | v8 | TRUE
https://raw.githubusercontent.com/mrc-ide/global-lmic-reports/master/AFG/projections.csv | 2021-08-01 | hospital_incidence | 72.77 | 76.89 | 79.53 | 80.06 | 83.33 | 87.76 | Surged Maintain Status Quo | Afghanistan | AFG | 2022-01-02 | v8 | TRUE
https://raw.githubusercontent.com/mrc-ide/global-lmic-reports/master/AFG/projections.csv | 2021-08-01 | ICU_incidence | 22.11 | 23.36 | 24.15 | 24.32 | 25.31 | 26.65 | Surged Maintain Status Quo | Afghanistan | AFG | 2022-01-02 | v8 | TRUE
https://raw.githubusercontent.com/mrc-ide/global-lmic-reports/master/AFG/projections.csv | 2021-08-01 | prevalence | 61405.07 | 64826.96 | 66981.59 | 68011.7 | 71346.77 | 75624.45 | Surged Maintain Status Quo | Afghanistan | AFG | 2022-01-02 | v8 | TRUE
https://raw.githubusercontent.com/mrc-ide/global-lmic-reports/master/AFG/projections.csv | 2021-08-01 | cumulative_infections | 3271519.78 | 3341971.19 | 3414920.72 | 3417502.59 | 3471940.23 | 3627615.33 | Surged Maintain Status Quo | Afghanistan | AFG | 2022-01-02 | v8 | TRUE
https://raw.githubusercontent.com/mrc-ide/global-lmic-reports/master/AFG/projections.csv | 2021-08-01 | cumulative_deaths | 5246.99 | 5378.51 | 5479.03 | 5488.89 | 5580.94 | 5859.68 | Surged Maintain Status Quo | Afghanistan | AFG | 2022-01-02 | v8 | TRUE
https://raw.githubusercontent.com/mrc-ide/global-lmic-reports/master/AFG/projections.csv | 2021-08-01 | Rt | 0.84 | 0.86 | 0.87 | 0.87 | 0.88 | 0.91 | Surged Maintain Status Quo | Afghanistan | AFG | 2022-01-02 | v8 | TRUE
https://raw.githubusercontent.com/mrc-ide/global-lmic-reports/master/AFG/projections.csv | 2021-08-01 | Reff | 0.73 | 0.75 | 0.76 | 0.76 | 0.77 | 0.79 | Surged Maintain Status Quo | Afghanistan | AFG | 2022-01-02 | v8 | TRUE
https://raw.githubusercontent.com/mrc-ide/global-lmic-reports/master/AFG/projections.csv | 2021-08-01 | infections | 7272.3 | 7701.54 | 8030.49 | 8145.45 | 8563.18 | 9141.06 | Surged Optimistic | Afghanistan | AFG | 2022-01-02 | v8 | TRUE
https://raw.githubusercontent.com/mrc-ide/global-lmic-reports/master/AFG/projections.csv | 2021-08-01 | deaths | 28.42 | 29.96 | 30.98 | 30.89 | 31.82 | 33.12 | Surged Optimistic | Afghanistan | AFG | 2022-01-02 | v8 | TRUE
https://raw.githubusercontent.com/mrc-ide/global-lmic-reports/master/AFG/projections.csv | 2021-08-01 | hospital_demand | 1069.78 | 1115.07 | 1161 | 1153.8 | 1189.37 | 1240.56 | Surged Optimistic | Afghanistan | AFG | 2022-01-02 | v8 | TRUE
https://raw.githubusercontent.com/mrc-ide/global-lmic-reports/master/AFG/projections.csv | 2021-08-01 | ICU_demand | 512.83 | 539.06 | 559.93 | 556.13 | 572.77 | 595.55 | Surged Optimistic | Afghanistan | AFG | 2022-01-02 | v8 | TRUE
https://raw.githubusercontent.com/mrc-ide/global-lmic-reports/master/AFG/projections.csv | 2021-08-01 | hospital_incidence | 72.77 | 76.89 | 79.53 | 80.06 | 83.33 | 87.76 | Surged Optimistic | Afghanistan | AFG | 2022-01-02 | v8 | TRUE
https://raw.githubusercontent.com/mrc-ide/global-lmic-reports/master/AFG/projections.csv | 2021-08-01 | ICU_incidence | 22.11 | 23.36 | 24.15 | 24.32 | 25.31 | 26.65 | Surged Optimistic | Afghanistan | AFG | 2022-01-02 | v8 | TRUE
https://raw.githubusercontent.com/mrc-ide/global-lmic-reports/master/AFG/projections.csv | 2021-08-01 | prevalence | 61405.07 | 64826.96 | 66981.59 | 68011.7 | 71346.77 | 75624.45 | Surged Optimistic | Afghanistan | AFG | 2022-01-02 | v8 | TRUE
https://raw.githubusercontent.com/mrc-ide/global-lmic-reports/master/AFG/projections.csv | 2021-08-01 | cumulative_infections | 3271519.78 | 3341971.19 | 3414920.72 | 3417502.59 | 3471940.23 | 3627615.33 | Surged Optimistic | Afghanistan | AFG | 2022-01-02 | v8 | TRUE
https://raw.githubusercontent.com/mrc-ide/global-lmic-reports/master/AFG/projections.csv | 2021-08-01 | cumulative_deaths | 5246.99 | 5378.51 | 5479.03 | 5488.89 | 5580.94 | 5859.68 | Surged Optimistic | Afghanistan | AFG | 2022-01-02 | v8 | TRUE
https://raw.githubusercontent.com/mrc-ide/global-lmic-reports/master/AFG/projections.csv | 2021-08-01 | Rt | 0.84 | 0.86 | 0.87 | 0.87 | 0.88 | 0.91 | Surged Optimistic | Afghanistan | AFG | 2022-01-02 | v8 | TRUE
https://raw.githubusercontent.com/mrc-ide/global-lmic-reports/master/AFG/projections.csv | 2021-08-01 | Reff | 0.73 | 0.75 | 0.76 | 0.76 | 0.77 | 0.79 | Surged Optimistic | Afghanistan | AFG | 2022-01-02 | v8 | TRUE
https://raw.githubusercontent.com/mrc-ide/global-lmic-reports/master/AFG/projections.csv | 2021-08-01 | infections | 7272.3 | 7701.54 | 8030.49 | 8145.45 | 8563.18 | 9141.06 | Surged Pessimistic | Afghanistan | AFG | 2022-01-02 | v8 | TRUE
https://raw.githubusercontent.com/mrc-ide/global-lmic-reports/master/AFG/projections.csv | 2021-08-01 | deaths | 28.42 | 29.96 | 30.98 | 30.89 | 31.82 | 33.12 | Surged Pessimistic | Afghanistan | AFG | 2022-01-02 | v8 | TRUE
https://raw.githubusercontent.com/mrc-ide/global-lmic-reports/master/AFG/projections.csv | 2021-08-01 | hospital_demand | 1069.78 | 1115.07 | 1161 | 1153.8 | 1189.37 | 1240.56 | Surged Pessimistic | Afghanistan | AFG | 2022-01-02 | v8 | TRUE
https://raw.githubusercontent.com/mrc-ide/global-lmic-reports/master/AFG/projections.csv | 2021-08-01 | ICU_demand | 512.83 | 539.06 | 559.93 | 556.13 | 572.77 | 595.55 | Surged Pessimistic | Afghanistan | AFG | 2022-01-02 | v8 | TRUE
https://raw.githubusercontent.com/mrc-ide/global-lmic-reports/master/AFG/projections.csv | 2021-08-01 | hospital_incidence | 72.77 | 76.89 | 79.53 | 80.06 | 83.33 | 87.76 | Surged Pessimistic | Afghanistan | AFG | 2022-01-02 | v8 | TRUE
https://raw.githubusercontent.com/mrc-ide/global-lmic-reports/master/AFG/projections.csv | 2021-08-01 | ICU_incidence | 22.11 | 23.36 | 24.15 | 24.32 | 25.31 | 26.65 | Surged Pessimistic | Afghanistan | AFG | 2022-01-02 | v8 | TRUE
https://raw.githubusercontent.com/mrc-ide/global-lmic-reports/master/AFG/projections.csv | 2021-08-01 | prevalence | 61405.07 | 64826.96 | 66981.59 | 68011.7 | 71346.77 | 75624.45 | Surged Pessimistic | Afghanistan | AFG | 2022-01-02 | v8 | TRUE
https://raw.githubusercontent.com/mrc-ide/global-lmic-reports/master/AFG/projections.csv | 2021-08-01 | cumulative_infections | 3271519.78 | 3341971.19 | 3414920.72 | 3417502.59 | 3471940.23 | 3627615.33 | Surged Pessimistic | Afghanistan | AFG | 2022-01-02 | v8 | TRUE
https://raw.githubusercontent.com/mrc-ide/global-lmic-reports/master/AFG/projections.csv | 2021-08-01 | cumulative_deaths | 5246.99 | 5378.51 | 5479.03 | 5488.89 | 5580.94 | 5859.68 | Surged Pessimistic | Afghanistan | AFG | 2022-01-02 | v8 | TRUE
https://raw.githubusercontent.com/mrc-ide/global-lmic-reports/master/AFG/projections.csv | 2021-08-01 | Rt | 0.84 | 0.86 | 0.87 | 0.87 | 0.88 | 0.91 | Surged Pessimistic | Afghanistan | AFG | 2022-01-02 | v8 | TRUE
https://raw.githubusercontent.com/mrc-ide/global-lmic-reports/master/AFG/projections.csv | 2021-08-01 | Reff | 0.73 | 0.75 | 0.76 | 0.76 | 0.77 | 0.79 | Surged Pessimistic | Afghanistan | AFG | 2022-01-02 | v8 | TRUE
https://raw.githubusercontent.com/mrc-ide/global-lmic-reports/master/AFG/projections.csv | 2021-08-01 | infections | 7272.3 | 7701.54 | 8030.49 | 8145.45 | 8563.18 | 9141.06 | Surged Relax Interventions 50% | Afghanistan | AFG | 2022-01-02 | v8 | TRUE
https://raw.githubusercontent.com/mrc-ide/global-lmic-reports/master/AFG/projections.csv | 2021-08-01 | deaths | 28.42 | 29.96 | 30.98 | 30.89 | 31.82 | 33.12 | Surged Relax Interventions 50% | Afghanistan | AFG | 2022-01-02 | v8 | TRUE
https://raw.githubusercontent.com/mrc-ide/global-lmic-reports/master/AFG/projections.csv | 2021-08-01 | hospital_demand | 1069.78 | 1115.07 | 1161 | 1153.8 | 1189.37 | 1240.56 | Surged Relax Interventions 50% | Afghanistan | AFG | 2022-01-02 | v8 | TRUE
https://raw.githubusercontent.com/mrc-ide/global-lmic-reports/master/AFG/projections.csv | 2021-08-01 | ICU_demand | 512.83 | 539.06 | 559.93 | 556.13 | 572.77 | 595.55 | Surged Relax Interventions 50% | Afghanistan | AFG | 2022-01-02 | v8 | TRUE
https://raw.githubusercontent.com/mrc-ide/global-lmic-reports/master/AFG/projections.csv | 2021-08-01 | hospital_incidence | 72.77 | 76.89 | 79.53 | 80.06 | 83.33 | 87.76 | Surged Relax Interventions 50% | Afghanistan | AFG | 2022-01-02 | v8 | TRUE
https://raw.githubusercontent.com/mrc-ide/global-lmic-reports/master/AFG/projections.csv | 2021-08-01 | ICU_incidence | 22.11 | 23.36 | 24.15 | 24.32 | 25.31 | 26.65 | Surged Relax Interventions 50% | Afghanistan | AFG | 2022-01-02 | v8 | TRUE
https://raw.githubusercontent.com/mrc-ide/global-lmic-reports/master/AFG/projections.csv | 2021-08-01 | prevalence | 61405.07 | 64826.96 | 66981.59 | 68011.7 | 71346.77 | 75624.45 | Surged Relax Interventions 50% | Afghanistan | AFG | 2022-01-02 | v8 | TRUE
https://raw.githubusercontent.com/mrc-ide/global-lmic-reports/master/AFG/projections.csv | 2021-08-01 | cumulative_infections | 3271519.78 | 3341971.19 | 3414920.72 | 3417502.59 | 3471940.23 | 3627615.33 | Surged Relax Interventions 50% | Afghanistan | AFG | 2022-01-02 | v8 | TRUE
https://raw.githubusercontent.com/mrc-ide/global-lmic-reports/master/AFG/projections.csv | 2021-08-01 | cumulative_deaths | 5246.99 | 5378.51 | 5479.03 | 5488.89 | 5580.94 | 5859.68 | Surged Relax Interventions 50% | Afghanistan | AFG | 2022-01-02 | v8 | TRUE
https://raw.githubusercontent.com/mrc-ide/global-lmic-reports/master/AFG/projections.csv | 2021-08-01 | Rt | 0.84 | 0.86 | 0.87 | 0.87 | 0.88 | 0.91 | Surged Relax Interventions 50% | Afghanistan | AFG | 2022-01-02 | v8 | TRUE
https://raw.githubusercontent.com/mrc-ide/global-lmic-reports/master/AFG/projections.csv | 2021-08-01 | Reff | 0.73 | 0.75 | 0.76 | 0.76 | 0.77 | 0.79 | Surged Relax Interventions 50% | Afghanistan | AFG | 2022-01-02 | v8 | TRUE
https://raw.githubusercontent.com/mrc-ide/global-lmic-reports/master/AFG/projections.csv | 2021-08-02 | infections | 7059.01 | 7548.1 | 8048.48 | 8068.25 | 8416.9 | 9702.3 | Additional 50% Reduction | Afghanistan | AFG | 2022-01-02 | v8 | TRUE
https://raw.githubusercontent.com/mrc-ide/global-lmic-reports/master/AFG/projections.csv | 2021-08-02 | deaths | 19.18 | 20.3 | 21.64 | 21.61 | 22.93 | 24.68 | Additional 50% Reduction | Afghanistan | AFG | 2022-01-02 | v8 | TRUE
https://raw.githubusercontent.com/mrc-ide/global-lmic-reports/master/AFG/projections.csv | 2021-08-02 | hospital_demand | 967.48 | 1009.14 | 1042.34 | 1043.84 | 1074.7 | 1130.21 | Additional 50% Reduction | Afghanistan | AFG | 2022-01-02 | v8 | TRUE
https://raw.githubusercontent.com/mrc-ide/global-lmic-reports/master/AFG/projections.csv | 2021-08-02 | ICU_demand | 288.73 | 290.02 | 291.57 | 291.46 | 292.84 | 295.38 | Additional 50% Reduction | Afghanistan | AFG | 2022-01-02 | v8 | TRUE
https://raw.githubusercontent.com/mrc-ide/global-lmic-reports/master/AFG/projections.csv | 2021-08-02 | hospital_incidence | 68.3 | 71.15 | 75.98 | 75.62 | 78.51 | 87.65 | Additional 50% Reduction | Afghanistan | AFG | 2022-01-02 | v8 | TRUE
https://raw.githubusercontent.com/mrc-ide/global-lmic-reports/master/AFG/projections.csv | 2021-08-02 | ICU_incidence | 20.73 | 21.6 | 23.07 | 22.95 | 23.84 | 26.61 | Additional 50% Reduction | Afghanistan | AFG | 2022-01-02 | v8 | TRUE
https://raw.githubusercontent.com/mrc-ide/global-lmic-reports/master/AFG/projections.csv | 2021-08-02 | prevalence | 56726.14 | 60084.96 | 64832.67 | 64511.54 | 67004.22 | 76593.91 | Additional 50% Reduction | Afghanistan | AFG | 2022-01-02 | v8 | TRUE
https://raw.githubusercontent.com/mrc-ide/global-lmic-reports/master/AFG/projections.csv | 2021-08-02 | cumulative_infections | 3206238.31 | 3360270.47 | 3451159.37 | 3446457.5 | 3534413.96 | 3745460.47 | Additional 50% Reduction | Afghanistan | AFG | 2022-01-02 | v8 | TRUE
https://raw.githubusercontent.com/mrc-ide/global-lmic-reports/master/AFG/projections.csv | 2021-08-02 | cumulative_deaths | 6368.45 | 6720.6 | 6921.88 | 6919.24 | 7124.29 | 7612.71 | Additional 50% Reduction | Afghanistan | AFG | 2022-01-02 | v8 | TRUE
https://raw.githubusercontent.com/mrc-ide/global-lmic-reports/master/AFG/projections.csv | 2021-08-02 | Rt | 0.84 | 0.86 | 0.88 | 0.88 | 0.89 | 0.91 | Additional 50% Reduction | Afghanistan | AFG | 2022-01-02 | v8 | TRUE
https://raw.githubusercontent.com/mrc-ide/global-lmic-reports/master/AFG/projections.csv | 2021-08-02 | Reff | 0.73 | 0.75 | 0.77 | 0.77 | 0.78 | 0.79 | Additional 50% Reduction | Afghanistan | AFG | 2022-01-02 | v8 | TRUE
https://raw.githubusercontent.com/mrc-ide/global-lmic-reports/master/AFG/projections.csv | 2021-08-02 | infections | 7059.01 | 7548.1 | 8048.48 | 8068.25 | 8416.9 | 9702.3 | Maintain Status Quo | Afghanistan | AFG | 2022-01-02 | v8 | TRUE
https://raw.githubusercontent.com/mrc-ide/global-lmic-reports/master/AFG/projections.csv | 2021-08-02 | deaths | 19.18 | 20.3 | 21.64 | 21.61 | 22.93 | 24.68 | Maintain Status Quo | Afghanistan | AFG | 2022-01-02 | v8 | TRUE
https://raw.githubusercontent.com/mrc-ide/global-lmic-reports/master/AFG/projections.csv | 2021-08-02 | hospital_demand | 967.48 | 1009.14 | 1042.34 | 1043.84 | 1074.7 | 1130.21 | Maintain Status Quo | Afghanistan | AFG | 2022-01-02 | v8 | TRUE
https://raw.githubusercontent.com/mrc-ide/global-lmic-reports/master/AFG/projections.csv | 2021-08-02 | ICU_demand | 288.73 | 290.02 | 291.57 | 291.46 | 292.84 | 295.38 | Maintain Status Quo | Afghanistan | AFG | 2022-01-02 | v8 | TRUE
https://raw.githubusercontent.com/mrc-ide/global-lmic-reports/master/AFG/projections.csv | 2021-08-02 | hospital_incidence | 68.3 | 71.15 | 75.98 | 75.62 | 78.51 | 87.65 | Maintain Status Quo | Afghanistan | AFG | 2022-01-02 | v8 | TRUE
https://raw.githubusercontent.com/mrc-ide/global-lmic-reports/master/AFG/projections.csv | 2021-08-02 | ICU_incidence | 20.73 | 21.6 | 23.07 | 22.95 | 23.84 | 26.61 | Maintain Status Quo | Afghanistan | AFG | 2022-01-02 | v8 | TRUE
https://raw.githubusercontent.com/mrc-ide/global-lmic-reports/master/AFG/projections.csv | 2021-08-02 | prevalence | 56726.14 | 60084.96 | 64832.67 | 64511.54 | 67004.22 | 76593.91 | Maintain Status Quo | Afghanistan | AFG | 2022-01-02 | v8 | TRUE
https://raw.githubusercontent.com/mrc-ide/global-lmic-reports/master/AFG/projections.csv | 2021-08-02 | cumulative_infections | 3206238.31 | 3360270.47 | 3451159.37 | 3446457.5 | 3534413.96 | 3745460.47 | Maintain Status Quo | Afghanistan | AFG | 2022-01-02 | v8 | TRUE
https://raw.githubusercontent.com/mrc-ide/global-lmic-reports/master/AFG/projections.csv | 2021-08-02 | cumulative_deaths | 6368.45 | 6720.6 | 6921.88 | 6919.24 | 7124.29 | 7612.71 | Maintain Status Quo | Afghanistan | AFG | 2022-01-02 | v8 | TRUE
https://raw.githubusercontent.com/mrc-ide/global-lmic-reports/master/AFG/projections.csv | 2021-08-02 | Rt | 0.84 | 0.86 | 0.88 | 0.88 | 0.89 | 0.91 | Maintain Status Quo | Afghanistan | AFG | 2022-01-02 | v8 | TRUE
https://raw.githubusercontent.com/mrc-ide/global-lmic-reports/master/AFG/projections.csv | 2021-08-02 | Reff | 0.73 | 0.75 | 0.77 | 0.77 | 0.78 | 0.79 | Maintain Status Quo | Afghanistan | AFG | 2022-01-02 | v8 | TRUE
https://raw.githubusercontent.com/mrc-ide/global-lmic-reports/master/AFG/projections.csv | 2021-08-02 | infections | 7059.01 | 7548.1 | 8048.48 | 8068.25 | 8416.9 | 9702.3 | Optimistic | Afghanistan | AFG | 2022-01-02 | v8 | TRUE
https://raw.githubusercontent.com/mrc-ide/global-lmic-reports/master/AFG/projections.csv | 2021-08-02 | deaths | 19.18 | 20.3 | 21.64 | 21.61 | 22.93 | 24.68 | Optimistic | Afghanistan | AFG | 2022-01-02 | v8 | TRUE
https://raw.githubusercontent.com/mrc-ide/global-lmic-reports/master/AFG/projections.csv | 2021-08-02 | hospital_demand | 967.48 | 1009.14 | 1042.34 | 1043.84 | 1074.7 | 1130.21 | Optimistic | Afghanistan | AFG | 2022-01-02 | v8 | TRUE
https://raw.githubusercontent.com/mrc-ide/global-lmic-reports/master/AFG/projections.csv | 2021-08-02 | ICU_demand | 288.73 | 290.02 | 291.57 | 291.46 | 292.84 | 295.38 | Optimistic | Afghanistan | AFG | 2022-01-02 | v8 | TRUE
https://raw.githubusercontent.com/mrc-ide/global-lmic-reports/master/AFG/projections.csv | 2021-08-02 | hospital_incidence | 68.3 | 71.15 | 75.98 | 75.62 | 78.51 | 87.65 | Optimistic | Afghanistan | AFG | 2022-01-02 | v8 | TRUE
https://raw.githubusercontent.com/mrc-ide/global-lmic-reports/master/AFG/projections.csv | 2021-08-02 | ICU_incidence | 20.73 | 21.6 | 23.07 | 22.95 | 23.84 | 26.61 | Optimistic | Afghanistan | AFG | 2022-01-02 | v8 | TRUE
https://raw.githubusercontent.com/mrc-ide/global-lmic-reports/master/AFG/projections.csv | 2021-08-02 | prevalence | 56726.14 | 60084.96 | 64832.67 | 64511.54 | 67004.22 | 76593.91 | Optimistic | Afghanistan | AFG | 2022-01-02 | v8 | TRUE
https://raw.githubusercontent.com/mrc-ide/global-lmic-reports/master/AFG/projections.csv | 2021-08-02 | cumulative_infections | 3206238.31 | 3360270.47 | 3451159.37 | 3446457.5 | 3534413.96 | 3745460.47 | Optimistic | Afghanistan | AFG | 2022-01-02 | v8 | TRUE
https://raw.githubusercontent.com/mrc-ide/global-lmic-reports/master/AFG/projections.csv | 2021-08-02 | cumulative_deaths | 6368.45 | 6720.6 | 6921.88 | 6919.24 | 7124.29 | 7612.71 | Optimistic | Afghanistan | AFG | 2022-01-02 | v8 | TRUE
https://raw.githubusercontent.com/mrc-ide/global-lmic-reports/master/AFG/projections.csv | 2021-08-02 | Rt | 0.84 | 0.86 | 0.88 | 0.88 | 0.89 | 0.91 | Optimistic | Afghanistan | AFG | 2022-01-02 | v8 | TRUE
https://raw.githubusercontent.com/mrc-ide/global-lmic-reports/master/AFG/projections.csv | 2021-08-02 | Reff | 0.73 | 0.75 | 0.77 | 0.77 | 0.78 | 0.79 | Optimistic | Afghanistan | AFG | 2022-01-02 | v8 | TRUE
https://raw.githubusercontent.com/mrc-ide/global-lmic-reports/master/AFG/projections.csv | 2021-08-02 | infections | 7059.01 | 7548.1 | 8048.48 | 8068.25 | 8416.9 | 9702.3 | Pessimistic | Afghanistan | AFG | 2022-01-02 | v8 | TRUE
https://raw.githubusercontent.com/mrc-ide/global-lmic-reports/master/AFG/projections.csv | 2021-08-02 | deaths | 19.18 | 20.3 | 21.64 | 21.61 | 22.93 | 24.68 | Pessimistic | Afghanistan | AFG | 2022-01-02 | v8 | TRUE
https://raw.githubusercontent.com/mrc-ide/global-lmic-reports/master/AFG/projections.csv | 2021-08-02 | hospital_demand | 967.48 | 1009.14 | 1042.34 | 1043.84 | 1074.7 | 1130.21 | Pessimistic | Afghanistan | AFG | 2022-01-02 | v8 | TRUE
https://raw.githubusercontent.com/mrc-ide/global-lmic-reports/master/AFG/projections.csv | 2021-08-02 | ICU_demand | 288.73 | 290.02 | 291.57 | 291.46 | 292.84 | 295.38 | Pessimistic | Afghanistan | AFG | 2022-01-02 | v8 | TRUE
https://raw.githubusercontent.com/mrc-ide/global-lmic-reports/master/AFG/projections.csv | 2021-08-02 | hospital_incidence | 68.3 | 71.15 | 75.98 | 75.62 | 78.51 | 87.65 | Pessimistic | Afghanistan | AFG | 2022-01-02 | v8 | TRUE
https://raw.githubusercontent.com/mrc-ide/global-lmic-reports/master/AFG/projections.csv | 2021-08-02 | ICU_incidence | 20.73 | 21.6 | 23.07 | 22.95 | 23.84 | 26.61 | Pessimistic | Afghanistan | AFG | 2022-01-02 | v8 | TRUE
https://raw.githubusercontent.com/mrc-ide/global-lmic-reports/master/AFG/projections.csv | 2021-08-02 | prevalence | 56726.14 | 60084.96 | 64832.67 | 64511.54 | 67004.22 | 76593.91 | Pessimistic | Afghanistan | AFG | 2022-01-02 | v8 | TRUE
https://raw.githubusercontent.com/mrc-ide/global-lmic-reports/master/AFG/projections.csv | 2021-08-02 | cumulative_infections | 3206238.31 | 3360270.47 | 3451159.37 | 3446457.5 | 3534413.96 | 3745460.47 | Pessimistic | Afghanistan | AFG | 2022-01-02 | v8 | TRUE
https://raw.githubusercontent.com/mrc-ide/global-lmic-reports/master/AFG/projections.csv | 2021-08-02 | cumulative_deaths | 6368.45 | 6720.6 | 6921.88 | 6919.24 | 7124.29 | 7612.71 | Pessimistic | Afghanistan | AFG | 2022-01-02 | v8 | TRUE
https://raw.githubusercontent.com/mrc-ide/global-lmic-reports/master/AFG/projections.csv | 2021-08-02 | Rt | 0.84 | 0.86 | 0.88 | 0.88 | 0.89 | 0.91 | Pessimistic | Afghanistan | AFG | 2022-01-02 | v8 | TRUE
https://raw.githubusercontent.com/mrc-ide/global-lmic-reports/master/AFG/projections.csv | 2021-08-02 | Reff | 0.73 | 0.75 | 0.77 | 0.77 | 0.78 | 0.79 | Pessimistic | Afghanistan | AFG | 2022-01-02 | v8 | TRUE
https://raw.githubusercontent.com/mrc-ide/global-lmic-reports/master/AFG/projections.csv | 2021-08-02 | infections | 7059.01 | 7548.1 | 8048.48 | 8068.25 | 8416.9 | 9702.3 | Relax Interventions 50% | Afghanistan | AFG | 2022-01-02 | v8 | TRUE
https://raw.githubusercontent.com/mrc-ide/global-lmic-reports/master/AFG/projections.csv | 2021-08-02 | deaths | 19.18 | 20.3 | 21.64 | 21.61 | 22.93 | 24.68 | Relax Interventions 50% | Afghanistan | AFG | 2022-01-02 | v8 | TRUE
https://raw.githubusercontent.com/mrc-ide/global-lmic-reports/master/AFG/projections.csv | 2021-08-02 | hospital_demand | 967.48 | 1009.14 | 1042.34 | 1043.84 | 1074.7 | 1130.21 | Relax Interventions 50% | Afghanistan | AFG | 2022-01-02 | v8 | TRUE
https://raw.githubusercontent.com/mrc-ide/global-lmic-reports/master/AFG/projections.csv | 2021-08-02 | ICU_demand | 288.73 | 290.02 | 291.57 | 291.46 | 292.84 | 295.38 | Relax Interventions 50% | Afghanistan | AFG | 2022-01-02 | v8 | TRUE
https://raw.githubusercontent.com/mrc-ide/global-lmic-reports/master/AFG/projections.csv | 2021-08-02 | hospital_incidence | 68.3 | 71.15 | 75.98 | 75.62 | 78.51 | 87.65 | Relax Interventions 50% | Afghanistan | AFG | 2022-01-02 | v8 | TRUE
https://raw.githubusercontent.com/mrc-ide/global-lmic-reports/master/AFG/projections.csv | 2021-08-02 | ICU_incidence | 20.73 | 21.6 | 23.07 | 22.95 | 23.84 | 26.61 | Relax Interventions 50% | Afghanistan | AFG | 2022-01-02 | v8 | TRUE
https://raw.githubusercontent.com/mrc-ide/global-lmic-reports/master/AFG/projections.csv | 2021-08-02 | prevalence | 56726.14 | 60084.96 | 64832.67 | 64511.54 | 67004.22 | 76593.91 | Relax Interventions 50% | Afghanistan | AFG | 2022-01-02 | v8 | TRUE
https://raw.githubusercontent.com/mrc-ide/global-lmic-reports/master/AFG/projections.csv | 2021-08-02 | cumulative_infections | 3206238.31 | 3360270.47 | 3451159.37 | 3446457.5 | 3534413.96 | 3745460.47 | Relax Interventions 50% | Afghanistan | AFG | 2022-01-02 | v8 | TRUE
https://raw.githubusercontent.com/mrc-ide/global-lmic-reports/master/AFG/projections.csv | 2021-08-02 | cumulative_deaths | 6368.45 | 6720.6 | 6921.88 | 6919.24 | 7124.29 | 7612.71 | Relax Interventions 50% | Afghanistan | AFG | 2022-01-02 | v8 | TRUE
https://raw.githubusercontent.com/mrc-ide/global-lmic-reports/master/AFG/projections.csv | 2021-08-02 | Rt | 0.84 | 0.86 | 0.88 | 0.88 | 0.89 | 0.91 | Relax Interventions 50% | Afghanistan | AFG | 2022-01-02 | v8 | TRUE
https://raw.githubusercontent.com/mrc-ide/global-lmic-reports/master/AFG/projections.csv | 2021-08-02 | Reff | 0.73 | 0.75 | 0.77 | 0.77 | 0.78 | 0.79 | Relax Interventions 50% | Afghanistan | AFG | 2022-01-02 | v8 | TRUE
https://raw.githubusercontent.com/mrc-ide/global-lmic-reports/master/AFG/projections.csv | 2021-08-02 | infections | 7177.45 | 7661.08 | 8066.58 | 8129.73 | 8556.11 | 9213.99 | Surged Additional 50% Reduction | Afghanistan | AFG | 2022-01-02 | v8 | TRUE
https://raw.githubusercontent.com/mrc-ide/global-lmic-reports/master/AFG/projections.csv | 2021-08-02 | deaths | 27.2 | 28.56 | 29.69 | 29.48 | 30.41 | 31.61 | Surged Additional 50% Reduction | Afghanistan | AFG | 2022-01-02 | v8 | TRUE
https://raw.githubusercontent.com/mrc-ide/global-lmic-reports/master/AFG/projections.csv | 2021-08-02 | hospital_demand | 1017.61 | 1060.73 | 1106.69 | 1099.27 | 1136.98 | 1179.4 | Surged Additional 50% Reduction | Afghanistan | AFG | 2022-01-02 | v8 | TRUE
https://raw.githubusercontent.com/mrc-ide/global-lmic-reports/master/AFG/projections.csv | 2021-08-02 | ICU_demand | 491.64 | 515.22 | 536.03 | 532.07 | 548.86 | 569.75 | Surged Additional 50% Reduction | Afghanistan | AFG | 2022-01-02 | v8 | TRUE
https://raw.githubusercontent.com/mrc-ide/global-lmic-reports/master/AFG/projections.csv | 2021-08-02 | hospital_incidence | 69.17 | 73.16 | 75.64 | 76.21 | 79.54 | 83.86 | Surged Additional 50% Reduction | Afghanistan | AFG | 2022-01-02 | v8 | TRUE
https://raw.githubusercontent.com/mrc-ide/global-lmic-reports/master/AFG/projections.csv | 2021-08-02 | ICU_incidence | 21 | 22.21 | 22.96 | 23.13 | 24.14 | 25.46 | Surged Additional 50% Reduction | Afghanistan | AFG | 2022-01-02 | v8 | TRUE
https://raw.githubusercontent.com/mrc-ide/global-lmic-reports/master/AFG/projections.csv | 2021-08-02 | prevalence | 59061.27 | 62172.22 | 64467.51 | 65360.3 | 68545.3 | 72707.25 | Surged Additional 50% Reduction | Afghanistan | AFG | 2022-01-02 | v8 | TRUE
https://raw.githubusercontent.com/mrc-ide/global-lmic-reports/master/AFG/projections.csv | 2021-08-02 | cumulative_infections | 3278930.27 | 3349738.44 | 3423488.33 | 3425632.31 | 3480154.12 | 3635247.44 | Surged Additional 50% Reduction | Afghanistan | AFG | 2022-01-02 | v8 | TRUE
https://raw.githubusercontent.com/mrc-ide/global-lmic-reports/master/AFG/projections.csv | 2021-08-02 | cumulative_deaths | 5276.77 | 5405.74 | 5507.61 | 5518.37 | 5609.89 | 5889.35 | Surged Additional 50% Reduction | Afghanistan | AFG | 2022-01-02 | v8 | TRUE
https://raw.githubusercontent.com/mrc-ide/global-lmic-reports/master/AFG/projections.csv | 2021-08-02 | Rt | 0.84 | 0.86 | 0.88 | 0.88 | 0.88 | 0.91 | Surged Additional 50% Reduction | Afghanistan | AFG | 2022-01-02 | v8 | TRUE
https://raw.githubusercontent.com/mrc-ide/global-lmic-reports/master/AFG/projections.csv | 2021-08-02 | Reff | 0.74 | 0.76 | 0.77 | 0.77 | 0.77 | 0.8 | Surged Additional 50% Reduction | Afghanistan | AFG | 2022-01-02 | v8 | TRUE
https://raw.githubusercontent.com/mrc-ide/global-lmic-reports/master/AFG/projections.csv | 2021-08-02 | infections | 7177.45 | 7661.08 | 8066.58 | 8129.73 | 8556.11 | 9213.99 | Surged Maintain Status Quo | Afghanistan | AFG | 2022-01-02 | v8 | TRUE
https://raw.githubusercontent.com/mrc-ide/global-lmic-reports/master/AFG/projections.csv | 2021-08-02 | deaths | 27.2 | 28.56 | 29.69 | 29.48 | 30.41 | 31.61 | Surged Maintain Status Quo | Afghanistan | AFG | 2022-01-02 | v8 | TRUE
https://raw.githubusercontent.com/mrc-ide/global-lmic-reports/master/AFG/projections.csv | 2021-08-02 | hospital_demand | 1017.61 | 1060.73 | 1106.69 | 1099.27 | 1136.98 | 1179.4 | Surged Maintain Status Quo | Afghanistan | AFG | 2022-01-02 | v8 | TRUE
https://raw.githubusercontent.com/mrc-ide/global-lmic-reports/master/AFG/projections.csv | 2021-08-02 | ICU_demand | 491.64 | 515.22 | 536.03 | 532.07 | 548.86 | 569.75 | Surged Maintain Status Quo | Afghanistan | AFG | 2022-01-02 | v8 | TRUE
https://raw.githubusercontent.com/mrc-ide/global-lmic-reports/master/AFG/projections.csv | 2021-08-02 | hospital_incidence | 69.17 | 73.16 | 75.64 | 76.21 | 79.54 | 83.86 | Surged Maintain Status Quo | Afghanistan | AFG | 2022-01-02 | v8 | TRUE
https://raw.githubusercontent.com/mrc-ide/global-lmic-reports/master/AFG/projections.csv | 2021-08-02 | ICU_incidence | 21 | 22.21 | 22.96 | 23.13 | 24.14 | 25.46 | Surged Maintain Status Quo | Afghanistan | AFG | 2022-01-02 | v8 | TRUE
https://raw.githubusercontent.com/mrc-ide/global-lmic-reports/master/AFG/projections.csv | 2021-08-02 | prevalence | 59061.27 | 62172.22 | 64467.51 | 65360.3 | 68545.3 | 72707.25 | Surged Maintain Status Quo | Afghanistan | AFG | 2022-01-02 | v8 | TRUE
https://raw.githubusercontent.com/mrc-ide/global-lmic-reports/master/AFG/projections.csv | 2021-08-02 | cumulative_infections | 3278930.27 | 3349738.44 | 3423488.33 | 3425632.31 | 3480154.12 | 3635247.44 | Surged Maintain Status Quo | Afghanistan | AFG | 2022-01-02 | v8 | TRUE
https://raw.githubusercontent.com/mrc-ide/global-lmic-reports/master/AFG/projections.csv | 2021-08-02 | cumulative_deaths | 5276.77 | 5405.74 | 5507.61 | 5518.37 | 5609.89 | 5889.35 | Surged Maintain Status Quo | Afghanistan | AFG | 2022-01-02 | v8 | TRUE
https://raw.githubusercontent.com/mrc-ide/global-lmic-reports/master/AFG/projections.csv | 2021-08-02 | Rt | 0.84 | 0.86 | 0.88 | 0.88 | 0.88 | 0.91 | Surged Maintain Status Quo | Afghanistan | AFG | 2022-01-02 | v8 | TRUE
https://raw.githubusercontent.com/mrc-ide/global-lmic-reports/master/AFG/projections.csv | 2021-08-02 | Reff | 0.74 | 0.76 | 0.77 | 0.77 | 0.77 | 0.8 | Surged Maintain Status Quo | Afghanistan | AFG | 2022-01-02 | v8 | TRUE
https://raw.githubusercontent.com/mrc-ide/global-lmic-reports/master/AFG/projections.csv | 2021-08-02 | infections | 7177.45 | 7661.08 | 8066.58 | 8129.73 | 8556.11 | 9213.99 | Surged Optimistic | Afghanistan | AFG | 2022-01-02 | v8 | TRUE
https://raw.githubusercontent.com/mrc-ide/global-lmic-reports/master/AFG/projections.csv | 2021-08-02 | deaths | 27.2 | 28.56 | 29.69 | 29.48 | 30.41 | 31.61 | Surged Optimistic | Afghanistan | AFG | 2022-01-02 | v8 | TRUE
https://raw.githubusercontent.com/mrc-ide/global-lmic-reports/master/AFG/projections.csv | 2021-08-02 | hospital_demand | 1017.61 | 1060.73 | 1106.69 | 1099.27 | 1136.98 | 1179.4 | Surged Optimistic | Afghanistan | AFG | 2022-01-02 | v8 | TRUE
https://raw.githubusercontent.com/mrc-ide/global-lmic-reports/master/AFG/projections.csv | 2021-08-02 | ICU_demand | 491.64 | 515.22 | 536.03 | 532.07 | 548.86 | 569.75 | Surged Optimistic | Afghanistan | AFG | 2022-01-02 | v8 | TRUE
https://raw.githubusercontent.com/mrc-ide/global-lmic-reports/master/AFG/projections.csv | 2021-08-02 | hospital_incidence | 69.17 | 73.16 | 75.64 | 76.21 | 79.54 | 83.86 | Surged Optimistic | Afghanistan | AFG | 2022-01-02 | v8 | TRUE
https://raw.githubusercontent.com/mrc-ide/global-lmic-reports/master/AFG/projections.csv | 2021-08-02 | ICU_incidence | 21 | 22.21 | 22.96 | 23.13 | 24.14 | 25.46 | Surged Optimistic | Afghanistan | AFG | 2022-01-02 | v8 | TRUE
https://raw.githubusercontent.com/mrc-ide/global-lmic-reports/master/AFG/projections.csv | 2021-08-02 | prevalence | 59061.27 | 62172.22 | 64467.51 | 65360.3 | 68545.3 | 72707.25 | Surged Optimistic | Afghanistan | AFG | 2022-01-02 | v8 | TRUE
https://raw.githubusercontent.com/mrc-ide/global-lmic-reports/master/AFG/projections.csv | 2021-08-02 | cumulative_infections | 3278930.27 | 3349738.44 | 3423488.33 | 3425632.31 | 3480154.12 | 3635247.44 | Surged Optimistic | Afghanistan | AFG | 2022-01-02 | v8 | TRUE
https://raw.githubusercontent.com/mrc-ide/global-lmic-reports/master/AFG/projections.csv | 2021-08-02 | cumulative_deaths | 5276.77 | 5405.74 | 5507.61 | 5518.37 | 5609.89 | 5889.35 | Surged Optimistic | Afghanistan | AFG | 2022-01-02 | v8 | TRUE
https://raw.githubusercontent.com/mrc-ide/global-lmic-reports/master/AFG/projections.csv | 2021-08-02 | Rt | 0.84 | 0.86 | 0.88 | 0.88 | 0.88 | 0.91 | Surged Optimistic | Afghanistan | AFG | 2022-01-02 | v8 | TRUE
https://raw.githubusercontent.com/mrc-ide/global-lmic-reports/master/AFG/projections.csv | 2021-08-02 | Reff | 0.74 | 0.76 | 0.77 | 0.77 | 0.77 | 0.8 | Surged Optimistic | Afghanistan | AFG | 2022-01-02 | v8 | TRUE
https://raw.githubusercontent.com/mrc-ide/global-lmic-reports/master/AFG/projections.csv | 2021-08-02 | infections | 7177.45 | 7661.08 | 8066.58 | 8129.73 | 8556.11 | 9213.99 | Surged Pessimistic | Afghanistan | AFG | 2022-01-02 | v8 | TRUE
https://raw.githubusercontent.com/mrc-ide/global-lmic-reports/master/AFG/projections.csv | 2021-08-02 | deaths | 27.2 | 28.56 | 29.69 | 29.48 | 30.41 | 31.61 | Surged Pessimistic | Afghanistan | AFG | 2022-01-02 | v8 | TRUE
https://raw.githubusercontent.com/mrc-ide/global-lmic-reports/master/AFG/projections.csv | 2021-08-02 | hospital_demand | 1017.61 | 1060.73 | 1106.69 | 1099.27 | 1136.98 | 1179.4 | Surged Pessimistic | Afghanistan | AFG | 2022-01-02 | v8 | TRUE
https://raw.githubusercontent.com/mrc-ide/global-lmic-reports/master/AFG/projections.csv | 2021-08-02 | ICU_demand | 491.64 | 515.22 | 536.03 | 532.07 | 548.86 | 569.75 | Surged Pessimistic | Afghanistan | AFG | 2022-01-02 | v8 | TRUE
https://raw.githubusercontent.com/mrc-ide/global-lmic-reports/master/AFG/projections.csv | 2021-08-02 | hospital_incidence | 69.17 | 73.16 | 75.64 | 76.21 | 79.54 | 83.86 | Surged Pessimistic | Afghanistan | AFG | 2022-01-02 | v8 | TRUE
https://raw.githubusercontent.com/mrc-ide/global-lmic-reports/master/AFG/projections.csv | 2021-08-02 | ICU_incidence | 21 | 22.21 | 22.96 | 23.13 | 24.14 | 25.46 | Surged Pessimistic | Afghanistan | AFG | 2022-01-02 | v8 | TRUE
https://raw.githubusercontent.com/mrc-ide/global-lmic-reports/master/AFG/projections.csv | 2021-08-02 | prevalence | 59061.27 | 62172.22 | 64467.51 | 65360.3 | 68545.3 | 72707.25 | Surged Pessimistic | Afghanistan | AFG | 2022-01-02 | v8 | TRUE
https://raw.githubusercontent.com/mrc-ide/global-lmic-reports/master/AFG/projections.csv | 2021-08-02 | cumulative_infections | 3278930.27 | 3349738.44 | 3423488.33 | 3425632.31 | 3480154.12 | 3635247.44 | Surged Pessimistic | Afghanistan | AFG | 2022-01-02 | v8 | TRUE
https://raw.githubusercontent.com/mrc-ide/global-lmic-reports/master/AFG/projections.csv | 2021-08-02 | cumulative_deaths | 5276.77 | 5405.74 | 5507.61 | 5518.37 | 5609.89 | 5889.35 | Surged Pessimistic | Afghanistan | AFG | 2022-01-02 | v8 | TRUE
https://raw.githubusercontent.com/mrc-ide/global-lmic-reports/master/AFG/projections.csv | 2021-08-02 | Rt | 0.84 | 0.86 | 0.88 | 0.88 | 0.88 | 0.91 | Surged Pessimistic | Afghanistan | AFG | 2022-01-02 | v8 | TRUE
https://raw.githubusercontent.com/mrc-ide/global-lmic-reports/master/AFG/projections.csv | 2021-08-02 | Reff | 0.74 | 0.76 | 0.77 | 0.77 | 0.77 | 0.8 | Surged Pessimistic | Afghanistan | AFG | 2022-01-02 | v8 | TRUE
https://raw.githubusercontent.com/mrc-ide/global-lmic-reports/master/AFG/projections.csv | 2021-08-02 | infections | 7177.45 | 7661.08 | 8066.58 | 8129.73 | 8556.11 | 9213.99 | Surged Relax Interventions 50% | Afghanistan | AFG | 2022-01-02 | v8 | TRUE
https://raw.githubusercontent.com/mrc-ide/global-lmic-reports/master/AFG/projections.csv | 2021-08-02 | deaths | 27.2 | 28.56 | 29.69 | 29.48 | 30.41 | 31.61 | Surged Relax Interventions 50% | Afghanistan | AFG | 2022-01-02 | v8 | TRUE
https://raw.githubusercontent.com/mrc-ide/global-lmic-reports/master/AFG/projections.csv | 2021-08-02 | hospital_demand | 1017.61 | 1060.73 | 1106.69 | 1099.27 | 1136.98 | 1179.4 | Surged Relax Interventions 50% | Afghanistan | AFG | 2022-01-02 | v8 | TRUE
https://raw.githubusercontent.com/mrc-ide/global-lmic-reports/master/AFG/projections.csv | 2021-08-02 | ICU_demand | 491.64 | 515.22 | 536.03 | 532.07 | 548.86 | 569.75 | Surged Relax Interventions 50% | Afghanistan | AFG | 2022-01-02 | v8 | TRUE
https://raw.githubusercontent.com/mrc-ide/global-lmic-reports/master/AFG/projections.csv | 2021-08-02 | hospital_incidence | 69.17 | 73.16 | 75.64 | 76.21 | 79.54 | 83.86 | Surged Relax Interventions 50% | Afghanistan | AFG | 2022-01-02 | v8 | TRUE
https://raw.githubusercontent.com/mrc-ide/global-lmic-reports/master/AFG/projections.csv | 2021-08-02 | ICU_incidence | 21 | 22.21 | 22.96 | 23.13 | 24.14 | 25.46 | Surged Relax Interventions 50% | Afghanistan | AFG | 2022-01-02 | v8 | TRUE
https://raw.githubusercontent.com/mrc-ide/global-lmic-reports/master/AFG/projections.csv | 2021-08-02 | prevalence | 59061.27 | 62172.22 | 64467.51 | 65360.3 | 68545.3 | 72707.25 | Surged Relax Interventions 50% | Afghanistan | AFG | 2022-01-02 | v8 | TRUE
https://raw.githubusercontent.com/mrc-ide/global-lmic-reports/master/AFG/projections.csv | 2021-08-02 | cumulative_infections | 3278930.27 | 3349738.44 | 3423488.33 | 3425632.31 | 3480154.12 | 3635247.44 | Surged Relax Interventions 50% | Afghanistan | AFG | 2022-01-02 | v8 | TRUE
https://raw.githubusercontent.com/mrc-ide/global-lmic-reports/master/AFG/projections.csv | 2021-08-02 | cumulative_deaths | 5276.77 | 5405.74 | 5507.61 | 5518.37 | 5609.89 | 5889.35 | Surged Relax Interventions 50% | Afghanistan | AFG | 2022-01-02 | v8 | TRUE
https://raw.githubusercontent.com/mrc-ide/global-lmic-reports/master/AFG/projections.csv | 2021-08-02 | Rt | 0.84 | 0.86 | 0.88 | 0.88 | 0.88 | 0.91 | Surged Relax Interventions 50% | Afghanistan | AFG | 2022-01-02 | v8 | TRUE
https://raw.githubusercontent.com/mrc-ide/global-lmic-reports/master/AFG/projections.csv | 2021-08-02 | Reff | 0.74 | 0.76 | 0.77 | 0.77 | 0.77 | 0.8 | Surged Relax Interventions 50% | Afghanistan | AFG | 2022-01-02 | v8 | TRUE
https://raw.githubusercontent.com/mrc-ide/global-lmic-reports/master/AFG/projections.csv | 2021-08-03 | infections | 6753.76 | 7245.14 | 7736.35 | 7764.42 | 8114.4 | 9386.12 | Additional 50% Reduction | Afghanistan | AFG | 2022-01-02 | v8 | TRUE
https://raw.githubusercontent.com/mrc-ide/global-lmic-reports/master/AFG/projections.csv | 2021-08-03 | deaths | 18.11 | 18.84 | 20.09 | 20.15 | 21.24 | 23.41 | Additional 50% Reduction | Afghanistan | AFG | 2022-01-02 | v8 | TRUE
https://raw.githubusercontent.com/mrc-ide/global-lmic-reports/master/AFG/projections.csv | 2021-08-03 | hospital_demand | 921.98 | 960.11 | 988.17 | 994.66 | 1028.99 | 1075.54 | Additional 50% Reduction | Afghanistan | AFG | 2022-01-02 | v8 | TRUE
https://raw.githubusercontent.com/mrc-ide/global-lmic-reports/master/AFG/projections.csv | 2021-08-03 | ICU_demand | 286.26 | 288.08 | 289.91 | 289.64 | 290.99 | 294.02 | Additional 50% Reduction | Afghanistan | AFG | 2022-01-02 | v8 | TRUE
https://raw.githubusercontent.com/mrc-ide/global-lmic-reports/master/AFG/projections.csv | 2021-08-03 | hospital_incidence | 64.6 | 67.49 | 72.49 | 72.05 | 74.9 | 84.05 | Additional 50% Reduction | Afghanistan | AFG | 2022-01-02 | v8 | TRUE
https://raw.githubusercontent.com/mrc-ide/global-lmic-reports/master/AFG/projections.csv | 2021-08-03 | ICU_incidence | 19.59 | 20.48 | 21.99 | 21.86 | 22.72 | 25.5 | Additional 50% Reduction | Afghanistan | AFG | 2022-01-02 | v8 | TRUE
https://raw.githubusercontent.com/mrc-ide/global-lmic-reports/master/AFG/projections.csv | 2021-08-03 | prevalence | 54631.55 | 57867.45 | 62268.04 | 62077.85 | 64524.62 | 73909.99 | Additional 50% Reduction | Afghanistan | AFG | 2022-01-02 | v8 | TRUE
https://raw.githubusercontent.com/mrc-ide/global-lmic-reports/master/AFG/projections.csv | 2021-08-03 | cumulative_infections | 3215515.91 | 3367445.97 | 3458715.41 | 3454221.92 | 3541738.57 | 3753621.88 | Additional 50% Reduction | Afghanistan | AFG | 2022-01-02 | v8 | TRUE
https://raw.githubusercontent.com/mrc-ide/global-lmic-reports/master/AFG/projections.csv | 2021-08-03 | cumulative_deaths | 6386.75 | 6740.56 | 6943.01 | 6939.39 | 7144.98 | 7634.32 | Additional 50% Reduction | Afghanistan | AFG | 2022-01-02 | v8 | TRUE
https://raw.githubusercontent.com/mrc-ide/global-lmic-reports/master/AFG/projections.csv | 2021-08-03 | Rt | 0.84 | 0.86 | 0.88 | 0.88 | 0.89 | 0.91 | Additional 50% Reduction | Afghanistan | AFG | 2022-01-02 | v8 | TRUE
https://raw.githubusercontent.com/mrc-ide/global-lmic-reports/master/AFG/projections.csv | 2021-08-03 | Reff | 0.73 | 0.76 | 0.77 | 0.77 | 0.78 | 0.8 | Additional 50% Reduction | Afghanistan | AFG | 2022-01-02 | v8 | TRUE
https://raw.githubusercontent.com/mrc-ide/global-lmic-reports/master/AFG/projections.csv | 2021-08-03 | infections | 6753.76 | 7245.14 | 7736.35 | 7764.42 | 8114.4 | 9386.12 | Maintain Status Quo | Afghanistan | AFG | 2022-01-02 | v8 | TRUE
https://raw.githubusercontent.com/mrc-ide/global-lmic-reports/master/AFG/projections.csv | 2021-08-03 | deaths | 18.11 | 18.84 | 20.09 | 20.15 | 21.24 | 23.41 | Maintain Status Quo | Afghanistan | AFG | 2022-01-02 | v8 | TRUE
https://raw.githubusercontent.com/mrc-ide/global-lmic-reports/master/AFG/projections.csv | 2021-08-03 | hospital_demand | 921.98 | 960.11 | 988.17 | 994.66 | 1028.99 | 1075.54 | Maintain Status Quo | Afghanistan | AFG | 2022-01-02 | v8 | TRUE
https://raw.githubusercontent.com/mrc-ide/global-lmic-reports/master/AFG/projections.csv | 2021-08-03 | ICU_demand | 286.26 | 288.08 | 289.91 | 289.64 | 290.99 | 294.02 | Maintain Status Quo | Afghanistan | AFG | 2022-01-02 | v8 | TRUE
https://raw.githubusercontent.com/mrc-ide/global-lmic-reports/master/AFG/projections.csv | 2021-08-03 | hospital_incidence | 64.6 | 67.49 | 72.49 | 72.05 | 74.9 | 84.05 | Maintain Status Quo | Afghanistan | AFG | 2022-01-02 | v8 | TRUE
https://raw.githubusercontent.com/mrc-ide/global-lmic-reports/master/AFG/projections.csv | 2021-08-03 | ICU_incidence | 19.59 | 20.48 | 21.99 | 21.86 | 22.72 | 25.5 | Maintain Status Quo | Afghanistan | AFG | 2022-01-02 | v8 | TRUE
https://raw.githubusercontent.com/mrc-ide/global-lmic-reports/master/AFG/projections.csv | 2021-08-03 | prevalence | 54631.55 | 57867.45 | 62268.04 | 62077.85 | 64524.62 | 73909.99 | Maintain Status Quo | Afghanistan | AFG | 2022-01-02 | v8 | TRUE
https://raw.githubusercontent.com/mrc-ide/global-lmic-reports/master/AFG/projections.csv | 2021-08-03 | cumulative_infections | 3215515.91 | 3367445.97 | 3458715.41 | 3454221.92 | 3541738.57 | 3753621.88 | Maintain Status Quo | Afghanistan | AFG | 2022-01-02 | v8 | TRUE
https://raw.githubusercontent.com/mrc-ide/global-lmic-reports/master/AFG/projections.csv | 2021-08-03 | cumulative_deaths | 6386.75 | 6740.56 | 6943.01 | 6939.39 | 7144.98 | 7634.32 | Maintain Status Quo | Afghanistan | AFG | 2022-01-02 | v8 | TRUE
https://raw.githubusercontent.com/mrc-ide/global-lmic-reports/master/AFG/projections.csv | 2021-08-03 | Rt | 0.84 | 0.86 | 0.88 | 0.88 | 0.89 | 0.91 | Maintain Status Quo | Afghanistan | AFG | 2022-01-02 | v8 | TRUE
https://raw.githubusercontent.com/mrc-ide/global-lmic-reports/master/AFG/projections.csv | 2021-08-03 | Reff | 0.73 | 0.76 | 0.77 | 0.77 | 0.78 | 0.8 | Maintain Status Quo | Afghanistan | AFG | 2022-01-02 | v8 | TRUE
https://raw.githubusercontent.com/mrc-ide/global-lmic-reports/master/AFG/projections.csv | 2021-08-03 | infections | 6753.76 | 7245.14 | 7736.35 | 7764.42 | 8114.4 | 9386.12 | Optimistic | Afghanistan | AFG | 2022-01-02 | v8 | TRUE
https://raw.githubusercontent.com/mrc-ide/global-lmic-reports/master/AFG/projections.csv | 2021-08-03 | deaths | 18.11 | 18.84 | 20.09 | 20.15 | 21.24 | 23.41 | Optimistic | Afghanistan | AFG | 2022-01-02 | v8 | TRUE
https://raw.githubusercontent.com/mrc-ide/global-lmic-reports/master/AFG/projections.csv | 2021-08-03 | hospital_demand | 921.98 | 960.11 | 988.17 | 994.66 | 1028.99 | 1075.54 | Optimistic | Afghanistan | AFG | 2022-01-02 | v8 | TRUE
https://raw.githubusercontent.com/mrc-ide/global-lmic-reports/master/AFG/projections.csv | 2021-08-03 | ICU_demand | 286.26 | 288.08 | 289.91 | 289.64 | 290.99 | 294.02 | Optimistic | Afghanistan | AFG | 2022-01-02 | v8 | TRUE
https://raw.githubusercontent.com/mrc-ide/global-lmic-reports/master/AFG/projections.csv | 2021-08-03 | hospital_incidence | 64.6 | 67.49 | 72.49 | 72.05 | 74.9 | 84.05 | Optimistic | Afghanistan | AFG | 2022-01-02 | v8 | TRUE
https://raw.githubusercontent.com/mrc-ide/global-lmic-reports/master/AFG/projections.csv | 2021-08-03 | ICU_incidence | 19.59 | 20.48 | 21.99 | 21.86 | 22.72 | 25.5 | Optimistic | Afghanistan | AFG | 2022-01-02 | v8 | TRUE
https://raw.githubusercontent.com/mrc-ide/global-lmic-reports/master/AFG/projections.csv | 2021-08-03 | prevalence | 54631.55 | 57867.45 | 62268.04 | 62077.85 | 64524.62 | 73909.99 | Optimistic | Afghanistan | AFG | 2022-01-02 | v8 | TRUE
https://raw.githubusercontent.com/mrc-ide/global-lmic-reports/master/AFG/projections.csv | 2021-08-03 | cumulative_infections | 3215515.91 | 3367445.97 | 3458715.41 | 3454221.92 | 3541738.57 | 3753621.88 | Optimistic | Afghanistan | AFG | 2022-01-02 | v8 | TRUE
https://raw.githubusercontent.com/mrc-ide/global-lmic-reports/master/AFG/projections.csv | 2021-08-03 | cumulative_deaths | 6386.75 | 6740.56 | 6943.01 | 6939.39 | 7144.98 | 7634.32 | Optimistic | Afghanistan | AFG | 2022-01-02 | v8 | TRUE
https://raw.githubusercontent.com/mrc-ide/global-lmic-reports/master/AFG/projections.csv | 2021-08-03 | Rt | 0.84 | 0.86 | 0.88 | 0.88 | 0.89 | 0.91 | Optimistic | Afghanistan | AFG | 2022-01-02 | v8 | TRUE
https://raw.githubusercontent.com/mrc-ide/global-lmic-reports/master/AFG/projections.csv | 2021-08-03 | Reff | 0.73 | 0.76 | 0.77 | 0.77 | 0.78 | 0.8 | Optimistic | Afghanistan | AFG | 2022-01-02 | v8 | TRUE
https://raw.githubusercontent.com/mrc-ide/global-lmic-reports/master/AFG/projections.csv | 2021-08-03 | infections | 6753.76 | 7245.14 | 7736.35 | 7764.42 | 8114.4 | 9386.12 | Pessimistic | Afghanistan | AFG | 2022-01-02 | v8 | TRUE
https://raw.githubusercontent.com/mrc-ide/global-lmic-reports/master/AFG/projections.csv | 2021-08-03 | deaths | 18.11 | 18.84 | 20.09 | 20.15 | 21.24 | 23.41 | Pessimistic | Afghanistan | AFG | 2022-01-02 | v8 | TRUE
https://raw.githubusercontent.com/mrc-ide/global-lmic-reports/master/AFG/projections.csv | 2021-08-03 | hospital_demand | 921.98 | 960.11 | 988.17 | 994.66 | 1028.99 | 1075.54 | Pessimistic | Afghanistan | AFG | 2022-01-02 | v8 | TRUE
https://raw.githubusercontent.com/mrc-ide/global-lmic-reports/master/AFG/projections.csv | 2021-08-03 | ICU_demand | 286.26 | 288.08 | 289.91 | 289.64 | 290.99 | 294.02 | Pessimistic | Afghanistan | AFG | 2022-01-02 | v8 | TRUE
https://raw.githubusercontent.com/mrc-ide/global-lmic-reports/master/AFG/projections.csv | 2021-08-03 | hospital_incidence | 64.6 | 67.49 | 72.49 | 72.05 | 74.9 | 84.05 | Pessimistic | Afghanistan | AFG | 2022-01-02 | v8 | TRUE
https://raw.githubusercontent.com/mrc-ide/global-lmic-reports/master/AFG/projections.csv | 2021-08-03 | ICU_incidence | 19.59 | 20.48 | 21.99 | 21.86 | 22.72 | 25.5 | Pessimistic | Afghanistan | AFG | 2022-01-02 | v8 | TRUE
https://raw.githubusercontent.com/mrc-ide/global-lmic-reports/master/AFG/projections.csv | 2021-08-03 | prevalence | 54631.55 | 57867.45 | 62268.04 | 62077.85 | 64524.62 | 73909.99 | Pessimistic | Afghanistan | AFG | 2022-01-02 | v8 | TRUE
https://raw.githubusercontent.com/mrc-ide/global-lmic-reports/master/AFG/projections.csv | 2021-08-03 | cumulative_infections | 3215515.91 | 3367445.97 | 3458715.41 | 3454221.92 | 3541738.57 | 3753621.88 | Pessimistic | Afghanistan | AFG | 2022-01-02 | v8 | TRUE
https://raw.githubusercontent.com/mrc-ide/global-lmic-reports/master/AFG/projections.csv | 2021-08-03 | cumulative_deaths | 6386.75 | 6740.56 | 6943.01 | 6939.39 | 7144.98 | 7634.32 | Pessimistic | Afghanistan | AFG | 2022-01-02 | v8 | TRUE
https://raw.githubusercontent.com/mrc-ide/global-lmic-reports/master/AFG/projections.csv | 2021-08-03 | Rt | 0.84 | 0.86 | 0.88 | 0.88 | 0.89 | 0.91 | Pessimistic | Afghanistan | AFG | 2022-01-02 | v8 | TRUE
https://raw.githubusercontent.com/mrc-ide/global-lmic-reports/master/AFG/projections.csv | 2021-08-03 | Reff | 0.73 | 0.76 | 0.77 | 0.77 | 0.78 | 0.8 | Pessimistic | Afghanistan | AFG | 2022-01-02 | v8 | TRUE
https://raw.githubusercontent.com/mrc-ide/global-lmic-reports/master/AFG/projections.csv | 2021-08-03 | infections | 6753.76 | 7245.14 | 7736.35 | 7764.42 | 8114.4 | 9386.12 | Relax Interventions 50% | Afghanistan | AFG | 2022-01-02 | v8 | TRUE
https://raw.githubusercontent.com/mrc-ide/global-lmic-reports/master/AFG/projections.csv | 2021-08-03 | deaths | 18.11 | 18.84 | 20.09 | 20.15 | 21.24 | 23.41 | Relax Interventions 50% | Afghanistan | AFG | 2022-01-02 | v8 | TRUE
https://raw.githubusercontent.com/mrc-ide/global-lmic-reports/master/AFG/projections.csv | 2021-08-03 | hospital_demand | 921.98 | 960.11 | 988.17 | 994.66 | 1028.99 | 1075.54 | Relax Interventions 50% | Afghanistan | AFG | 2022-01-02 | v8 | TRUE
https://raw.githubusercontent.com/mrc-ide/global-lmic-reports/master/AFG/projections.csv | 2021-08-03 | ICU_demand | 286.26 | 288.08 | 289.91 | 289.64 | 290.99 | 294.02 | Relax Interventions 50% | Afghanistan | AFG | 2022-01-02 | v8 | TRUE
https://raw.githubusercontent.com/mrc-ide/global-lmic-reports/master/AFG/projections.csv | 2021-08-03 | hospital_incidence | 64.6 | 67.49 | 72.49 | 72.05 | 74.9 | 84.05 | Relax Interventions 50% | Afghanistan | AFG | 2022-01-02 | v8 | TRUE
https://raw.githubusercontent.com/mrc-ide/global-lmic-reports/master/AFG/projections.csv | 2021-08-03 | ICU_incidence | 19.59 | 20.48 | 21.99 | 21.86 | 22.72 | 25.5 | Relax Interventions 50% | Afghanistan | AFG | 2022-01-02 | v8 | TRUE
https://raw.githubusercontent.com/mrc-ide/global-lmic-reports/master/AFG/projections.csv | 2021-08-03 | prevalence | 54631.55 | 57867.45 | 62268.04 | 62077.85 | 64524.62 | 73909.99 | Relax Interventions 50% | Afghanistan | AFG | 2022-01-02 | v8 | TRUE
https://raw.githubusercontent.com/mrc-ide/global-lmic-reports/master/AFG/projections.csv | 2021-08-03 | cumulative_infections | 3215515.91 | 3367445.97 | 3458715.41 | 3454221.92 | 3541738.57 | 3753621.88 | Relax Interventions 50% | Afghanistan | AFG | 2022-01-02 | v8 | TRUE
https://raw.githubusercontent.com/mrc-ide/global-lmic-reports/master/AFG/projections.csv | 2021-08-03 | cumulative_deaths | 6386.75 | 6740.56 | 6943.01 | 6939.39 | 7144.98 | 7634.32 | Relax Interventions 50% | Afghanistan | AFG | 2022-01-02 | v8 | TRUE
https://raw.githubusercontent.com/mrc-ide/global-lmic-reports/master/AFG/projections.csv | 2021-08-03 | Rt | 0.84 | 0.86 | 0.88 | 0.88 | 0.89 | 0.91 | Relax Interventions 50% | Afghanistan | AFG | 2022-01-02 | v8 | TRUE
https://raw.githubusercontent.com/mrc-ide/global-lmic-reports/master/AFG/projections.csv | 2021-08-03 | Reff | 0.73 | 0.76 | 0.77 | 0.77 | 0.78 | 0.8 | Relax Interventions 50% | Afghanistan | AFG | 2022-01-02 | v8 | TRUE
https://raw.githubusercontent.com/mrc-ide/global-lmic-reports/master/AFG/projections.csv | 2021-08-03 | infections | 6849.29 | 7355.2 | 7743.56 | 7822.18 | 8251.26 | 8899.99 | Surged Additional 50% Reduction | Afghanistan | AFG | 2022-01-02 | v8 | TRUE
https://raw.githubusercontent.com/mrc-ide/global-lmic-reports/master/AFG/projections.csv | 2021-08-03 | deaths | 26 | 27.19 | 28.34 | 28.13 | 29.07 | 30.15 | Surged Additional 50% Reduction | Afghanistan | AFG | 2022-01-02 | v8 | TRUE
https://raw.githubusercontent.com/mrc-ide/global-lmic-reports/master/AFG/projections.csv | 2021-08-03 | hospital_demand | 967.63 | 1009.62 | 1052.34 | 1047.2 | 1084.12 | 1119.03 | Surged Additional 50% Reduction | Afghanistan | AFG | 2022-01-02 | v8 | TRUE
https://raw.githubusercontent.com/mrc-ide/global-lmic-reports/master/AFG/projections.csv | 2021-08-03 | ICU_demand | 471.12 | 493.01 | 512.83 | 508.83 | 525.43 | 545.44 | Surged Additional 50% Reduction | Afghanistan | AFG | 2022-01-02 | v8 | TRUE
https://raw.githubusercontent.com/mrc-ide/global-lmic-reports/master/AFG/projections.csv | 2021-08-03 | hospital_incidence | 65.84 | 69.61 | 71.88 | 72.63 | 76 | 80.19 | Surged Additional 50% Reduction | Afghanistan | AFG | 2022-01-02 | v8 | TRUE
https://raw.githubusercontent.com/mrc-ide/global-lmic-reports/master/AFG/projections.csv | 2021-08-03 | ICU_incidence | 19.98 | 21.12 | 21.81 | 22.04 | 23.06 | 24.33 | Surged Additional 50% Reduction | Afghanistan | AFG | 2022-01-02 | v8 | TRUE
https://raw.githubusercontent.com/mrc-ide/global-lmic-reports/master/AFG/projections.csv | 2021-08-03 | prevalence | 56790.52 | 59668.72 | 62110.88 | 62873.1 | 65934.81 | 70128.51 | Surged Additional 50% Reduction | Afghanistan | AFG | 2022-01-02 | v8 | TRUE
https://raw.githubusercontent.com/mrc-ide/global-lmic-reports/master/AFG/projections.csv | 2021-08-03 | cumulative_infections | 3286055.42 | 3357599.51 | 3431739.73 | 3433454.5 | 3488078.58 | 3642583.59 | Surged Additional 50% Reduction | Afghanistan | AFG | 2022-01-02 | v8 | TRUE
https://raw.githubusercontent.com/mrc-ide/global-lmic-reports/master/AFG/projections.csv | 2021-08-03 | cumulative_deaths | 5305.27 | 5432.7 | 5534.82 | 5546.49 | 5637.23 | 5917.56 | Surged Additional 50% Reduction | Afghanistan | AFG | 2022-01-02 | v8 | TRUE
https://raw.githubusercontent.com/mrc-ide/global-lmic-reports/master/AFG/projections.csv | 2021-08-03 | Rt | 0.85 | 0.87 | 0.88 | 0.88 | 0.89 | 0.92 | Surged Additional 50% Reduction | Afghanistan | AFG | 2022-01-02 | v8 | TRUE
https://raw.githubusercontent.com/mrc-ide/global-lmic-reports/master/AFG/projections.csv | 2021-08-03 | Reff | 0.74 | 0.76 | 0.77 | 0.77 | 0.77 | 0.8 | Surged Additional 50% Reduction | Afghanistan | AFG | 2022-01-02 | v8 | TRUE
https://raw.githubusercontent.com/mrc-ide/global-lmic-reports/master/AFG/projections.csv | 2021-08-03 | infections | 6849.29 | 7355.2 | 7743.56 | 7822.18 | 8251.26 | 8899.99 | Surged Maintain Status Quo | Afghanistan | AFG | 2022-01-02 | v8 | TRUE
https://raw.githubusercontent.com/mrc-ide/global-lmic-reports/master/AFG/projections.csv | 2021-08-03 | deaths | 26 | 27.19 | 28.34 | 28.13 | 29.07 | 30.15 | Surged Maintain Status Quo | Afghanistan | AFG | 2022-01-02 | v8 | TRUE
https://raw.githubusercontent.com/mrc-ide/global-lmic-reports/master/AFG/projections.csv | 2021-08-03 | hospital_demand | 967.63 | 1009.62 | 1052.34 | 1047.2 | 1084.12 | 1119.03 | Surged Maintain Status Quo | Afghanistan | AFG | 2022-01-02 | v8 | TRUE
https://raw.githubusercontent.com/mrc-ide/global-lmic-reports/master/AFG/projections.csv | 2021-08-03 | ICU_demand | 471.12 | 493.01 | 512.83 | 508.83 | 525.43 | 545.44 | Surged Maintain Status Quo | Afghanistan | AFG | 2022-01-02 | v8 | TRUE
https://raw.githubusercontent.com/mrc-ide/global-lmic-reports/master/AFG/projections.csv | 2021-08-03 | hospital_incidence | 65.84 | 69.61 | 71.88 | 72.63 | 76 | 80.19 | Surged Maintain Status Quo | Afghanistan | AFG | 2022-01-02 | v8 | TRUE
https://raw.githubusercontent.com/mrc-ide/global-lmic-reports/master/AFG/projections.csv | 2021-08-03 | ICU_incidence | 19.98 | 21.12 | 21.81 | 22.04 | 23.06 | 24.33 | Surged Maintain Status Quo | Afghanistan | AFG | 2022-01-02 | v8 | TRUE
https://raw.githubusercontent.com/mrc-ide/global-lmic-reports/master/AFG/projections.csv | 2021-08-03 | prevalence | 56790.52 | 59668.72 | 62110.88 | 62873.1 | 65934.81 | 70128.51 | Surged Maintain Status Quo | Afghanistan | AFG | 2022-01-02 | v8 | TRUE
https://raw.githubusercontent.com/mrc-ide/global-lmic-reports/master/AFG/projections.csv | 2021-08-03 | cumulative_infections | 3286055.42 | 3357599.51 | 3431739.73 | 3433454.5 | 3488078.58 | 3642583.59 | Surged Maintain Status Quo | Afghanistan | AFG | 2022-01-02 | v8 | TRUE
https://raw.githubusercontent.com/mrc-ide/global-lmic-reports/master/AFG/projections.csv | 2021-08-03 | cumulative_deaths | 5305.27 | 5432.7 | 5534.82 | 5546.49 | 5637.23 | 5917.56 | Surged Maintain Status Quo | Afghanistan | AFG | 2022-01-02 | v8 | TRUE
https://raw.githubusercontent.com/mrc-ide/global-lmic-reports/master/AFG/projections.csv | 2021-08-03 | Rt | 0.85 | 0.87 | 0.88 | 0.88 | 0.89 | 0.92 | Surged Maintain Status Quo | Afghanistan | AFG | 2022-01-02 | v8 | TRUE
https://raw.githubusercontent.com/mrc-ide/global-lmic-reports/master/AFG/projections.csv | 2021-08-03 | Reff | 0.74 | 0.76 | 0.77 | 0.77 | 0.77 | 0.8 | Surged Maintain Status Quo | Afghanistan | AFG | 2022-01-02 | v8 | TRUE
https://raw.githubusercontent.com/mrc-ide/global-lmic-reports/master/AFG/projections.csv | 2021-08-03 | infections | 6849.29 | 7355.2 | 7743.56 | 7822.18 | 8251.26 | 8899.99 | Surged Optimistic | Afghanistan | AFG | 2022-01-02 | v8 | TRUE
https://raw.githubusercontent.com/mrc-ide/global-lmic-reports/master/AFG/projections.csv | 2021-08-03 | deaths | 26 | 27.19 | 28.34 | 28.13 | 29.07 | 30.15 | Surged Optimistic | Afghanistan | AFG | 2022-01-02 | v8 | TRUE
https://raw.githubusercontent.com/mrc-ide/global-lmic-reports/master/AFG/projections.csv | 2021-08-03 | hospital_demand | 967.63 | 1009.62 | 1052.34 | 1047.2 | 1084.12 | 1119.03 | Surged Optimistic | Afghanistan | AFG | 2022-01-02 | v8 | TRUE
https://raw.githubusercontent.com/mrc-ide/global-lmic-reports/master/AFG/projections.csv | 2021-08-03 | ICU_demand | 471.12 | 493.01 | 512.83 | 508.83 | 525.43 | 545.44 | Surged Optimistic | Afghanistan | AFG | 2022-01-02 | v8 | TRUE
https://raw.githubusercontent.com/mrc-ide/global-lmic-reports/master/AFG/projections.csv | 2021-08-03 | hospital_incidence | 65.84 | 69.61 | 71.88 | 72.63 | 76 | 80.19 | Surged Optimistic | Afghanistan | AFG | 2022-01-02 | v8 | TRUE
https://raw.githubusercontent.com/mrc-ide/global-lmic-reports/master/AFG/projections.csv | 2021-08-03 | ICU_incidence | 19.98 | 21.12 | 21.81 | 22.04 | 23.06 | 24.33 | Surged Optimistic | Afghanistan | AFG | 2022-01-02 | v8 | TRUE
https://raw.githubusercontent.com/mrc-ide/global-lmic-reports/master/AFG/projections.csv | 2021-08-03 | prevalence | 56790.52 | 59668.72 | 62110.88 | 62873.1 | 65934.81 | 70128.51 | Surged Optimistic | Afghanistan | AFG | 2022-01-02 | v8 | TRUE
https://raw.githubusercontent.com/mrc-ide/global-lmic-reports/master/AFG/projections.csv | 2021-08-03 | cumulative_infections | 3286055.42 | 3357599.51 | 3431739.73 | 3433454.5 | 3488078.58 | 3642583.59 | Surged Optimistic | Afghanistan | AFG | 2022-01-02 | v8 | TRUE
https://raw.githubusercontent.com/mrc-ide/global-lmic-reports/master/AFG/projections.csv | 2021-08-03 | cumulative_deaths | 5305.27 | 5432.7 | 5534.82 | 5546.49 | 5637.23 | 5917.56 | Surged Optimistic | Afghanistan | AFG | 2022-01-02 | v8 | TRUE
https://raw.githubusercontent.com/mrc-ide/global-lmic-reports/master/AFG/projections.csv | 2021-08-03 | Rt | 0.85 | 0.87 | 0.88 | 0.88 | 0.89 | 0.92 | Surged Optimistic | Afghanistan | AFG | 2022-01-02 | v8 | TRUE
https://raw.githubusercontent.com/mrc-ide/global-lmic-reports/master/AFG/projections.csv | 2021-08-03 | Reff | 0.74 | 0.76 | 0.77 | 0.77 | 0.77 | 0.8 | Surged Optimistic | Afghanistan | AFG | 2022-01-02 | v8 | TRUE
https://raw.githubusercontent.com/mrc-ide/global-lmic-reports/master/AFG/projections.csv | 2021-08-03 | infections | 6849.29 | 7355.2 | 7743.56 | 7822.18 | 8251.26 | 8899.99 | Surged Pessimistic | Afghanistan | AFG | 2022-01-02 | v8 | TRUE
https://raw.githubusercontent.com/mrc-ide/global-lmic-reports/master/AFG/projections.csv | 2021-08-03 | deaths | 26 | 27.19 | 28.34 | 28.13 | 29.07 | 30.15 | Surged Pessimistic | Afghanistan | AFG | 2022-01-02 | v8 | TRUE
https://raw.githubusercontent.com/mrc-ide/global-lmic-reports/master/AFG/projections.csv | 2021-08-03 | hospital_demand | 967.63 | 1009.62 | 1052.34 | 1047.2 | 1084.12 | 1119.03 | Surged Pessimistic | Afghanistan | AFG | 2022-01-02 | v8 | TRUE
https://raw.githubusercontent.com/mrc-ide/global-lmic-reports/master/AFG/projections.csv | 2021-08-03 | ICU_demand | 471.12 | 493.01 | 512.83 | 508.83 | 525.43 | 545.44 | Surged Pessimistic | Afghanistan | AFG | 2022-01-02 | v8 | TRUE
https://raw.githubusercontent.com/mrc-ide/global-lmic-reports/master/AFG/projections.csv | 2021-08-03 | hospital_incidence | 65.84 | 69.61 | 71.88 | 72.63 | 76 | 80.19 | Surged Pessimistic | Afghanistan | AFG | 2022-01-02 | v8 | TRUE
https://raw.githubusercontent.com/mrc-ide/global-lmic-reports/master/AFG/projections.csv | 2021-08-03 | ICU_incidence | 19.98 | 21.12 | 21.81 | 22.04 | 23.06 | 24.33 | Surged Pessimistic | Afghanistan | AFG | 2022-01-02 | v8 | TRUE
https://raw.githubusercontent.com/mrc-ide/global-lmic-reports/master/AFG/projections.csv | 2021-08-03 | prevalence | 56790.52 | 59668.72 | 62110.88 | 62873.1 | 65934.81 | 70128.51 | Surged Pessimistic | Afghanistan | AFG | 2022-01-02 | v8 | TRUE
https://raw.githubusercontent.com/mrc-ide/global-lmic-reports/master/AFG/projections.csv | 2021-08-03 | cumulative_infections | 3286055.42 | 3357599.51 | 3431739.73 | 3433454.5 | 3488078.58 | 3642583.59 | Surged Pessimistic | Afghanistan | AFG | 2022-01-02 | v8 | TRUE
https://raw.githubusercontent.com/mrc-ide/global-lmic-reports/master/AFG/projections.csv | 2021-08-03 | cumulative_deaths | 5305.27 | 5432.7 | 5534.82 | 5546.49 | 5637.23 | 5917.56 | Surged Pessimistic | Afghanistan | AFG | 2022-01-02 | v8 | TRUE
https://raw.githubusercontent.com/mrc-ide/global-lmic-reports/master/AFG/projections.csv | 2021-08-03 | Rt | 0.85 | 0.87 | 0.88 | 0.88 | 0.89 | 0.92 | Surged Pessimistic | Afghanistan | AFG | 2022-01-02 | v8 | TRUE
https://raw.githubusercontent.com/mrc-ide/global-lmic-reports/master/AFG/projections.csv | 2021-08-03 | Reff | 0.74 | 0.76 | 0.77 | 0.77 | 0.77 | 0.8 | Surged Pessimistic | Afghanistan | AFG | 2022-01-02 | v8 | TRUE
https://raw.githubusercontent.com/mrc-ide/global-lmic-reports/master/AFG/projections.csv | 2021-08-03 | infections | 6849.29 | 7355.2 | 7743.56 | 7822.18 | 8251.26 | 8899.99 | Surged Relax Interventions 50% | Afghanistan | AFG | 2022-01-02 | v8 | TRUE
https://raw.githubusercontent.com/mrc-ide/global-lmic-reports/master/AFG/projections.csv | 2021-08-03 | deaths | 26 | 27.19 | 28.34 | 28.13 | 29.07 | 30.15 | Surged Relax Interventions 50% | Afghanistan | AFG | 2022-01-02 | v8 | TRUE
https://raw.githubusercontent.com/mrc-ide/global-lmic-reports/master/AFG/projections.csv | 2021-08-03 | hospital_demand | 967.63 | 1009.62 | 1052.34 | 1047.2 | 1084.12 | 1119.03 | Surged Relax Interventions 50% | Afghanistan | AFG | 2022-01-02 | v8 | TRUE
https://raw.githubusercontent.com/mrc-ide/global-lmic-reports/master/AFG/projections.csv | 2021-08-03 | ICU_demand | 471.12 | 493.01 | 512.83 | 508.83 | 525.43 | 545.44 | Surged Relax Interventions 50% | Afghanistan | AFG | 2022-01-02 | v8 | TRUE
https://raw.githubusercontent.com/mrc-ide/global-lmic-reports/master/AFG/projections.csv | 2021-08-03 | hospital_incidence | 65.84 | 69.61 | 71.88 | 72.63 | 76 | 80.19 | Surged Relax Interventions 50% | Afghanistan | AFG | 2022-01-02 | v8 | TRUE
https://raw.githubusercontent.com/mrc-ide/global-lmic-reports/master/AFG/projections.csv | 2021-08-03 | ICU_incidence | 19.98 | 21.12 | 21.81 | 22.04 | 23.06 | 24.33 | Surged Relax Interventions 50% | Afghanistan | AFG | 2022-01-02 | v8 | TRUE
https://raw.githubusercontent.com/mrc-ide/global-lmic-reports/master/AFG/projections.csv | 2021-08-03 | prevalence | 56790.52 | 59668.72 | 62110.88 | 62873.1 | 65934.81 | 70128.51 | Surged Relax Interventions 50% | Afghanistan | AFG | 2022-01-02 | v8 | TRUE
https://raw.githubusercontent.com/mrc-ide/global-lmic-reports/master/AFG/projections.csv | 2021-08-03 | cumulative_infections | 3286055.42 | 3357599.51 | 3431739.73 | 3433454.5 | 3488078.58 | 3642583.59 | Surged Relax Interventions 50% | Afghanistan | AFG | 2022-01-02 | v8 | TRUE
https://raw.githubusercontent.com/mrc-ide/global-lmic-reports/master/AFG/projections.csv | 2021-08-03 | cumulative_deaths | 5305.27 | 5432.7 | 5534.82 | 5546.49 | 5637.23 | 5917.56 | Surged Relax Interventions 50% | Afghanistan | AFG | 2022-01-02 | v8 | TRUE
https://raw.githubusercontent.com/mrc-ide/global-lmic-reports/master/AFG/projections.csv | 2021-08-03 | Rt | 0.85 | 0.87 | 0.88 | 0.88 | 0.89 | 0.92 | Surged Relax Interventions 50% | Afghanistan | AFG | 2022-01-02 | v8 | TRUE
https://raw.githubusercontent.com/mrc-ide/global-lmic-reports/master/AFG/projections.csv | 2021-08-03 | Reff | 0.74 | 0.76 | 0.77 | 0.77 | 0.77 | 0.8 | Surged Relax Interventions 50% | Afghanistan | AFG | 2022-01-02 | v8 | TRUE
https://raw.githubusercontent.com/mrc-ide/global-lmic-reports/master/AFG/projections.csv | 2021-08-04 | infections | 6452.13 | 6947.31 | 7440.44 | 7458.95 | 7810 | 9057.13 | Additional 50% Reduction | Afghanistan | AFG | 2022-01-02 | v8 | TRUE
https://raw.githubusercontent.com/mrc-ide/global-lmic-reports/master/AFG/projections.csv | 2021-08-04 | deaths | 17.53 | 17.96 | 18.7 | 18.99 | 19.64 | 22.2 | Additional 50% Reduction | Afghanistan | AFG | 2022-01-02 | v8 | TRUE
https://raw.githubusercontent.com/mrc-ide/global-lmic-reports/master/AFG/projections.csv | 2021-08-04 | hospital_demand | 878.82 | 913.94 | 943.9 | 947.96 | 983.92 | 1024.96 | Additional 50% Reduction | Afghanistan | AFG | 2022-01-02 | v8 | TRUE
https://raw.githubusercontent.com/mrc-ide/global-lmic-reports/master/AFG/projections.csv | 2021-08-04 | ICU_demand | 282.96 | 285.46 | 288.31 | 287.62 | 289.35 | 292.67 | Additional 50% Reduction | Afghanistan | AFG | 2022-01-02 | v8 | TRUE
https://raw.githubusercontent.com/mrc-ide/global-lmic-reports/master/AFG/projections.csv | 2021-08-04 | hospital_incidence | 61.22 | 64.26 | 69.16 | 68.75 | 71.45 | 80.65 | Additional 50% Reduction | Afghanistan | AFG | 2022-01-02 | v8 | TRUE
https://raw.githubusercontent.com/mrc-ide/global-lmic-reports/master/AFG/projections.csv | 2021-08-04 | ICU_incidence | 18.56 | 19.49 | 20.97 | 20.85 | 21.66 | 24.45 | Additional 50% Reduction | Afghanistan | AFG | 2022-01-02 | v8 | TRUE
https://raw.githubusercontent.com/mrc-ide/global-lmic-reports/master/AFG/projections.csv | 2021-08-04 | prevalence | 52654.43 | 55794.29 | 59781.31 | 59765.44 | 62232.92 | 71350.97 | Additional 50% Reduction | Afghanistan | AFG | 2022-01-02 | v8 | TRUE
https://raw.githubusercontent.com/mrc-ide/global-lmic-reports/master/AFG/projections.csv | 2021-08-04 | cumulative_infections | 3224474.41 | 3374339.65 | 3465664.12 | 3461680.86 | 3548774.92 | 3761468.19 | Additional 50% Reduction | Afghanistan | AFG | 2022-01-02 | v8 | TRUE
https://raw.githubusercontent.com/mrc-ide/global-lmic-reports/master/AFG/projections.csv | 2021-08-04 | cumulative_deaths | 6404.37 | 6759.27 | 6962.7 | 6958.38 | 7164.29 | 7654.32 | Additional 50% Reduction | Afghanistan | AFG | 2022-01-02 | v8 | TRUE
https://raw.githubusercontent.com/mrc-ide/global-lmic-reports/master/AFG/projections.csv | 2021-08-04 | Rt | 0.83 | 0.86 | 0.87 | 0.87 | 0.88 | 0.9 | Additional 50% Reduction | Afghanistan | AFG | 2022-01-02 | v8 | TRUE
https://raw.githubusercontent.com/mrc-ide/global-lmic-reports/master/AFG/projections.csv | 2021-08-04 | Reff | 0.73 | 0.75 | 0.76 | 0.76 | 0.77 | 0.79 | Additional 50% Reduction | Afghanistan | AFG | 2022-01-02 | v8 | TRUE
https://raw.githubusercontent.com/mrc-ide/global-lmic-reports/master/AFG/projections.csv | 2021-08-04 | infections | 6452.13 | 6947.31 | 7440.44 | 7458.95 | 7810 | 9057.13 | Maintain Status Quo | Afghanistan | AFG | 2022-01-02 | v8 | TRUE
https://raw.githubusercontent.com/mrc-ide/global-lmic-reports/master/AFG/projections.csv | 2021-08-04 | deaths | 17.53 | 17.96 | 18.7 | 18.99 | 19.64 | 22.2 | Maintain Status Quo | Afghanistan | AFG | 2022-01-02 | v8 | TRUE
https://raw.githubusercontent.com/mrc-ide/global-lmic-reports/master/AFG/projections.csv | 2021-08-04 | hospital_demand | 878.82 | 913.94 | 943.9 | 947.96 | 983.92 | 1024.96 | Maintain Status Quo | Afghanistan | AFG | 2022-01-02 | v8 | TRUE
https://raw.githubusercontent.com/mrc-ide/global-lmic-reports/master/AFG/projections.csv | 2021-08-04 | ICU_demand | 282.96 | 285.46 | 288.31 | 287.62 | 289.35 | 292.67 | Maintain Status Quo | Afghanistan | AFG | 2022-01-02 | v8 | TRUE
https://raw.githubusercontent.com/mrc-ide/global-lmic-reports/master/AFG/projections.csv | 2021-08-04 | hospital_incidence | 61.22 | 64.26 | 69.16 | 68.75 | 71.45 | 80.65 | Maintain Status Quo | Afghanistan | AFG | 2022-01-02 | v8 | TRUE
https://raw.githubusercontent.com/mrc-ide/global-lmic-reports/master/AFG/projections.csv | 2021-08-04 | ICU_incidence | 18.56 | 19.49 | 20.97 | 20.85 | 21.66 | 24.45 | Maintain Status Quo | Afghanistan | AFG | 2022-01-02 | v8 | TRUE
https://raw.githubusercontent.com/mrc-ide/global-lmic-reports/master/AFG/projections.csv | 2021-08-04 | prevalence | 52654.43 | 55794.29 | 59781.31 | 59765.44 | 62232.92 | 71350.97 | Maintain Status Quo | Afghanistan | AFG | 2022-01-02 | v8 | TRUE
https://raw.githubusercontent.com/mrc-ide/global-lmic-reports/master/AFG/projections.csv | 2021-08-04 | cumulative_infections | 3224474.41 | 3374339.65 | 3465664.12 | 3461680.86 | 3548774.92 | 3761468.19 | Maintain Status Quo | Afghanistan | AFG | 2022-01-02 | v8 | TRUE
https://raw.githubusercontent.com/mrc-ide/global-lmic-reports/master/AFG/projections.csv | 2021-08-04 | cumulative_deaths | 6404.37 | 6759.27 | 6962.7 | 6958.38 | 7164.29 | 7654.32 | Maintain Status Quo | Afghanistan | AFG | 2022-01-02 | v8 | TRUE
https://raw.githubusercontent.com/mrc-ide/global-lmic-reports/master/AFG/projections.csv | 2021-08-04 | Rt | 0.83 | 0.86 | 0.87 | 0.87 | 0.88 | 0.9 | Maintain Status Quo | Afghanistan | AFG | 2022-01-02 | v8 | TRUE
https://raw.githubusercontent.com/mrc-ide/global-lmic-reports/master/AFG/projections.csv | 2021-08-04 | Reff | 0.73 | 0.75 | 0.76 | 0.76 | 0.77 | 0.79 | Maintain Status Quo | Afghanistan | AFG | 2022-01-02 | v8 | TRUE
https://raw.githubusercontent.com/mrc-ide/global-lmic-reports/master/AFG/projections.csv | 2021-08-04 | infections | 6452.13 | 6947.31 | 7440.44 | 7458.95 | 7810 | 9057.13 | Optimistic | Afghanistan | AFG | 2022-01-02 | v8 | TRUE
https://raw.githubusercontent.com/mrc-ide/global-lmic-reports/master/AFG/projections.csv | 2021-08-04 | deaths | 17.53 | 17.96 | 18.7 | 18.99 | 19.64 | 22.2 | Optimistic | Afghanistan | AFG | 2022-01-02 | v8 | TRUE
https://raw.githubusercontent.com/mrc-ide/global-lmic-reports/master/AFG/projections.csv | 2021-08-04 | hospital_demand | 878.82 | 913.94 | 943.9 | 947.96 | 983.92 | 1024.96 | Optimistic | Afghanistan | AFG | 2022-01-02 | v8 | TRUE
https://raw.githubusercontent.com/mrc-ide/global-lmic-reports/master/AFG/projections.csv | 2021-08-04 | ICU_demand | 282.96 | 285.46 | 288.31 | 287.62 | 289.35 | 292.67 | Optimistic | Afghanistan | AFG | 2022-01-02 | v8 | TRUE
https://raw.githubusercontent.com/mrc-ide/global-lmic-reports/master/AFG/projections.csv | 2021-08-04 | hospital_incidence | 61.22 | 64.26 | 69.16 | 68.75 | 71.45 | 80.65 | Optimistic | Afghanistan | AFG | 2022-01-02 | v8 | TRUE
https://raw.githubusercontent.com/mrc-ide/global-lmic-reports/master/AFG/projections.csv | 2021-08-04 | ICU_incidence | 18.56 | 19.49 | 20.97 | 20.85 | 21.66 | 24.45 | Optimistic | Afghanistan | AFG | 2022-01-02 | v8 | TRUE
https://raw.githubusercontent.com/mrc-ide/global-lmic-reports/master/AFG/projections.csv | 2021-08-04 | prevalence | 52654.43 | 55794.29 | 59781.31 | 59765.44 | 62232.92 | 71350.97 | Optimistic | Afghanistan | AFG | 2022-01-02 | v8 | TRUE
https://raw.githubusercontent.com/mrc-ide/global-lmic-reports/master/AFG/projections.csv | 2021-08-04 | cumulative_infections | 3224474.41 | 3374339.65 | 3465664.12 | 3461680.86 | 3548774.92 | 3761468.19 | Optimistic | Afghanistan | AFG | 2022-01-02 | v8 | TRUE
https://raw.githubusercontent.com/mrc-ide/global-lmic-reports/master/AFG/projections.csv | 2021-08-04 | cumulative_deaths | 6404.37 | 6759.27 | 6962.7 | 6958.38 | 7164.29 | 7654.32 | Optimistic | Afghanistan | AFG | 2022-01-02 | v8 | TRUE
https://raw.githubusercontent.com/mrc-ide/global-lmic-reports/master/AFG/projections.csv | 2021-08-04 | Rt | 0.83 | 0.86 | 0.87 | 0.87 | 0.88 | 0.9 | Optimistic | Afghanistan | AFG | 2022-01-02 | v8 | TRUE
https://raw.githubusercontent.com/mrc-ide/global-lmic-reports/master/AFG/projections.csv | 2021-08-04 | Reff | 0.73 | 0.75 | 0.76 | 0.76 | 0.77 | 0.79 | Optimistic | Afghanistan | AFG | 2022-01-02 | v8 | TRUE
https://raw.githubusercontent.com/mrc-ide/global-lmic-reports/master/AFG/projections.csv | 2021-08-04 | infections | 6452.13 | 6947.31 | 7440.44 | 7458.95 | 7810 | 9057.13 | Pessimistic | Afghanistan | AFG | 2022-01-02 | v8 | TRUE
https://raw.githubusercontent.com/mrc-ide/global-lmic-reports/master/AFG/projections.csv | 2021-08-04 | deaths | 17.53 | 17.96 | 18.7 | 18.99 | 19.64 | 22.2 | Pessimistic | Afghanistan | AFG | 2022-01-02 | v8 | TRUE
https://raw.githubusercontent.com/mrc-ide/global-lmic-reports/master/AFG/projections.csv | 2021-08-04 | hospital_demand | 878.82 | 913.94 | 943.9 | 947.96 | 983.92 | 1024.96 | Pessimistic | Afghanistan | AFG | 2022-01-02 | v8 | TRUE
https://raw.githubusercontent.com/mrc-ide/global-lmic-reports/master/AFG/projections.csv | 2021-08-04 | ICU_demand | 282.96 | 285.46 | 288.31 | 287.62 | 289.35 | 292.67 | Pessimistic | Afghanistan | AFG | 2022-01-02 | v8 | TRUE
https://raw.githubusercontent.com/mrc-ide/global-lmic-reports/master/AFG/projections.csv | 2021-08-04 | hospital_incidence | 61.22 | 64.26 | 69.16 | 68.75 | 71.45 | 80.65 | Pessimistic | Afghanistan | AFG | 2022-01-02 | v8 | TRUE
https://raw.githubusercontent.com/mrc-ide/global-lmic-reports/master/AFG/projections.csv | 2021-08-04 | ICU_incidence | 18.56 | 19.49 | 20.97 | 20.85 | 21.66 | 24.45 | Pessimistic | Afghanistan | AFG | 2022-01-02 | v8 | TRUE
https://raw.githubusercontent.com/mrc-ide/global-lmic-reports/master/AFG/projections.csv | 2021-08-04 | prevalence | 52654.43 | 55794.29 | 59781.31 | 59765.44 | 62232.92 | 71350.97 | Pessimistic | Afghanistan | AFG | 2022-01-02 | v8 | TRUE
https://raw.githubusercontent.com/mrc-ide/global-lmic-reports/master/AFG/projections.csv | 2021-08-04 | cumulative_infections | 3224474.41 | 3374339.65 | 3465664.12 | 3461680.86 | 3548774.92 | 3761468.19 | Pessimistic | Afghanistan | AFG | 2022-01-02 | v8 | TRUE
https://raw.githubusercontent.com/mrc-ide/global-lmic-reports/master/AFG/projections.csv | 2021-08-04 | cumulative_deaths | 6404.37 | 6759.27 | 6962.7 | 6958.38 | 7164.29 | 7654.32 | Pessimistic | Afghanistan | AFG | 2022-01-02 | v8 | TRUE
https://raw.githubusercontent.com/mrc-ide/global-lmic-reports/master/AFG/projections.csv | 2021-08-04 | Rt | 0.83 | 0.86 | 0.87 | 0.87 | 0.88 | 0.9 | Pessimistic | Afghanistan | AFG | 2022-01-02 | v8 | TRUE
https://raw.githubusercontent.com/mrc-ide/global-lmic-reports/master/AFG/projections.csv | 2021-08-04 | Reff | 0.73 | 0.75 | 0.76 | 0.76 | 0.77 | 0.79 | Pessimistic | Afghanistan | AFG | 2022-01-02 | v8 | TRUE
https://raw.githubusercontent.com/mrc-ide/global-lmic-reports/master/AFG/projections.csv | 2021-08-04 | infections | 6452.13 | 6947.31 | 7440.44 | 7458.95 | 7810 | 9057.13 | Relax Interventions 50% | Afghanistan | AFG | 2022-01-02 | v8 | TRUE
https://raw.githubusercontent.com/mrc-ide/global-lmic-reports/master/AFG/projections.csv | 2021-08-04 | deaths | 17.53 | 17.96 | 18.7 | 18.99 | 19.64 | 22.2 | Relax Interventions 50% | Afghanistan | AFG | 2022-01-02 | v8 | TRUE
https://raw.githubusercontent.com/mrc-ide/global-lmic-reports/master/AFG/projections.csv | 2021-08-04 | hospital_demand | 878.82 | 913.94 | 943.9 | 947.96 | 983.92 | 1024.96 | Relax Interventions 50% | Afghanistan | AFG | 2022-01-02 | v8 | TRUE
https://raw.githubusercontent.com/mrc-ide/global-lmic-reports/master/AFG/projections.csv | 2021-08-04 | ICU_demand | 282.96 | 285.46 | 288.31 | 287.62 | 289.35 | 292.67 | Relax Interventions 50% | Afghanistan | AFG | 2022-01-02 | v8 | TRUE
https://raw.githubusercontent.com/mrc-ide/global-lmic-reports/master/AFG/projections.csv | 2021-08-04 | hospital_incidence | 61.22 | 64.26 | 69.16 | 68.75 | 71.45 | 80.65 | Relax Interventions 50% | Afghanistan | AFG | 2022-01-02 | v8 | TRUE
https://raw.githubusercontent.com/mrc-ide/global-lmic-reports/master/AFG/projections.csv | 2021-08-04 | ICU_incidence | 18.56 | 19.49 | 20.97 | 20.85 | 21.66 | 24.45 | Relax Interventions 50% | Afghanistan | AFG | 2022-01-02 | v8 | TRUE
https://raw.githubusercontent.com/mrc-ide/global-lmic-reports/master/AFG/projections.csv | 2021-08-04 | prevalence | 52654.43 | 55794.29 | 59781.31 | 59765.44 | 62232.92 | 71350.97 | Relax Interventions 50% | Afghanistan | AFG | 2022-01-02 | v8 | TRUE
https://raw.githubusercontent.com/mrc-ide/global-lmic-reports/master/AFG/projections.csv | 2021-08-04 | cumulative_infections | 3224474.41 | 3374339.65 | 3465664.12 | 3461680.86 | 3548774.92 | 3761468.19 | Relax Interventions 50% | Afghanistan | AFG | 2022-01-02 | v8 | TRUE
https://raw.githubusercontent.com/mrc-ide/global-lmic-reports/master/AFG/projections.csv | 2021-08-04 | cumulative_deaths | 6404.37 | 6759.27 | 6962.7 | 6958.38 | 7164.29 | 7654.32 | Relax Interventions 50% | Afghanistan | AFG | 2022-01-02 | v8 | TRUE
https://raw.githubusercontent.com/mrc-ide/global-lmic-reports/master/AFG/projections.csv | 2021-08-04 | Rt | 0.83 | 0.86 | 0.87 | 0.87 | 0.88 | 0.9 | Relax Interventions 50% | Afghanistan | AFG | 2022-01-02 | v8 | TRUE
https://raw.githubusercontent.com/mrc-ide/global-lmic-reports/master/AFG/projections.csv | 2021-08-04 | Reff | 0.73 | 0.75 | 0.76 | 0.76 | 0.77 | 0.79 | Relax Interventions 50% | Afghanistan | AFG | 2022-01-02 | v8 | TRUE
https://raw.githubusercontent.com/mrc-ide/global-lmic-reports/master/AFG/projections.csv | 2021-08-04 | infections | 6573.43 | 7051.86 | 7426.06 | 7514.69 | 7951.59 | 8584.34 | Surged Additional 50% Reduction | Afghanistan | AFG | 2022-01-02 | v8 | TRUE
https://raw.githubusercontent.com/mrc-ide/global-lmic-reports/master/AFG/projections.csv | 2021-08-04 | deaths | 24.86 | 25.93 | 27.02 | 26.82 | 27.7 | 28.77 | Surged Additional 50% Reduction | Afghanistan | AFG | 2022-01-02 | v8 | TRUE
https://raw.githubusercontent.com/mrc-ide/global-lmic-reports/master/AFG/projections.csv | 2021-08-04 | hospital_demand | 920.17 | 960.06 | 1000.42 | 997.6 | 1032.16 | 1067.85 | Surged Additional 50% Reduction | Afghanistan | AFG | 2022-01-02 | v8 | TRUE
https://raw.githubusercontent.com/mrc-ide/global-lmic-reports/master/AFG/projections.csv | 2021-08-04 | ICU_demand | 450.87 | 471.04 | 489.65 | 486.44 | 501.82 | 521.99 | Surged Additional 50% Reduction | Afghanistan | AFG | 2022-01-02 | v8 | TRUE
https://raw.githubusercontent.com/mrc-ide/global-lmic-reports/master/AFG/projections.csv | 2021-08-04 | hospital_incidence | 62.78 | 66.3 | 68.47 | 69.33 | 72.66 | 76.74 | Surged Additional 50% Reduction | Afghanistan | AFG | 2022-01-02 | v8 | TRUE
https://raw.githubusercontent.com/mrc-ide/global-lmic-reports/master/AFG/projections.csv | 2021-08-04 | ICU_incidence | 19.04 | 20.11 | 20.76 | 21.02 | 22.04 | 23.27 | Surged Additional 50% Reduction | Afghanistan | AFG | 2022-01-02 | v8 | TRUE
https://raw.githubusercontent.com/mrc-ide/global-lmic-reports/master/AFG/projections.csv | 2021-08-04 | prevalence | 54527.07 | 57330.07 | 59760.39 | 60509.12 | 63492.67 | 67758.56 | Surged Additional 50% Reduction | Afghanistan | AFG | 2022-01-02 | v8 | TRUE
https://raw.githubusercontent.com/mrc-ide/global-lmic-reports/master/AFG/projections.csv | 2021-08-04 | cumulative_infections | 3292901.73 | 3365205.14 | 3439669.01 | 3440969.19 | 3495707.49 | 3649623.31 | Surged Additional 50% Reduction | Afghanistan | AFG | 2022-01-02 | v8 | TRUE
https://raw.githubusercontent.com/mrc-ide/global-lmic-reports/master/AFG/projections.csv | 2021-08-04 | cumulative_deaths | 5332.95 | 5459.52 | 5560.7 | 5573.31 | 5663.22 | 5944.35 | Surged Additional 50% Reduction | Afghanistan | AFG | 2022-01-02 | v8 | TRUE
https://raw.githubusercontent.com/mrc-ide/global-lmic-reports/master/AFG/projections.csv | 2021-08-04 | Rt | 0.84 | 0.86 | 0.87 | 0.87 | 0.88 | 0.9 | Surged Additional 50% Reduction | Afghanistan | AFG | 2022-01-02 | v8 | TRUE
https://raw.githubusercontent.com/mrc-ide/global-lmic-reports/master/AFG/projections.csv | 2021-08-04 | Reff | 0.73 | 0.75 | 0.76 | 0.76 | 0.77 | 0.79 | Surged Additional 50% Reduction | Afghanistan | AFG | 2022-01-02 | v8 | TRUE
https://raw.githubusercontent.com/mrc-ide/global-lmic-reports/master/AFG/projections.csv | 2021-08-04 | infections | 6573.43 | 7051.86 | 7426.06 | 7514.69 | 7951.59 | 8584.34 | Surged Maintain Status Quo | Afghanistan | AFG | 2022-01-02 | v8 | TRUE
https://raw.githubusercontent.com/mrc-ide/global-lmic-reports/master/AFG/projections.csv | 2021-08-04 | deaths | 24.86 | 25.93 | 27.02 | 26.82 | 27.7 | 28.77 | Surged Maintain Status Quo | Afghanistan | AFG | 2022-01-02 | v8 | TRUE
https://raw.githubusercontent.com/mrc-ide/global-lmic-reports/master/AFG/projections.csv | 2021-08-04 | hospital_demand | 920.17 | 960.06 | 1000.42 | 997.6 | 1032.16 | 1067.85 | Surged Maintain Status Quo | Afghanistan | AFG | 2022-01-02 | v8 | TRUE
https://raw.githubusercontent.com/mrc-ide/global-lmic-reports/master/AFG/projections.csv | 2021-08-04 | ICU_demand | 450.87 | 471.04 | 489.65 | 486.44 | 501.82 | 521.99 | Surged Maintain Status Quo | Afghanistan | AFG | 2022-01-02 | v8 | TRUE
https://raw.githubusercontent.com/mrc-ide/global-lmic-reports/master/AFG/projections.csv | 2021-08-04 | hospital_incidence | 62.78 | 66.3 | 68.47 | 69.33 | 72.66 | 76.74 | Surged Maintain Status Quo | Afghanistan | AFG | 2022-01-02 | v8 | TRUE
https://raw.githubusercontent.com/mrc-ide/global-lmic-reports/master/AFG/projections.csv | 2021-08-04 | ICU_incidence | 19.04 | 20.11 | 20.76 | 21.02 | 22.04 | 23.27 | Surged Maintain Status Quo | Afghanistan | AFG | 2022-01-02 | v8 | TRUE
https://raw.githubusercontent.com/mrc-ide/global-lmic-reports/master/AFG/projections.csv | 2021-08-04 | prevalence | 54527.07 | 57330.07 | 59760.39 | 60509.12 | 63492.67 | 67758.56 | Surged Maintain Status Quo | Afghanistan | AFG | 2022-01-02 | v8 | TRUE
https://raw.githubusercontent.com/mrc-ide/global-lmic-reports/master/AFG/projections.csv | 2021-08-04 | cumulative_infections | 3292901.73 | 3365205.14 | 3439669.01 | 3440969.19 | 3495707.49 | 3649623.31 | Surged Maintain Status Quo | Afghanistan | AFG | 2022-01-02 | v8 | TRUE
https://raw.githubusercontent.com/mrc-ide/global-lmic-reports/master/AFG/projections.csv | 2021-08-04 | cumulative_deaths | 5332.95 | 5459.52 | 5560.7 | 5573.31 | 5663.22 | 5944.35 | Surged Maintain Status Quo | Afghanistan | AFG | 2022-01-02 | v8 | TRUE
https://raw.githubusercontent.com/mrc-ide/global-lmic-reports/master/AFG/projections.csv | 2021-08-04 | Rt | 0.84 | 0.86 | 0.87 | 0.87 | 0.88 | 0.9 | Surged Maintain Status Quo | Afghanistan | AFG | 2022-01-02 | v8 | TRUE
https://raw.githubusercontent.com/mrc-ide/global-lmic-reports/master/AFG/projections.csv | 2021-08-04 | Reff | 0.73 | 0.75 | 0.76 | 0.76 | 0.77 | 0.79 | Surged Maintain Status Quo | Afghanistan | AFG | 2022-01-02 | v8 | TRUE
https://raw.githubusercontent.com/mrc-ide/global-lmic-reports/master/AFG/projections.csv | 2021-08-04 | infections | 6573.43 | 7051.86 | 7426.06 | 7514.69 | 7951.59 | 8584.34 | Surged Optimistic | Afghanistan | AFG | 2022-01-02 | v8 | TRUE
https://raw.githubusercontent.com/mrc-ide/global-lmic-reports/master/AFG/projections.csv | 2021-08-04 | deaths | 24.86 | 25.93 | 27.02 | 26.82 | 27.7 | 28.77 | Surged Optimistic | Afghanistan | AFG | 2022-01-02 | v8 | TRUE
https://raw.githubusercontent.com/mrc-ide/global-lmic-reports/master/AFG/projections.csv | 2021-08-04 | hospital_demand | 920.17 | 960.06 | 1000.42 | 997.6 | 1032.16 | 1067.85 | Surged Optimistic | Afghanistan | AFG | 2022-01-02 | v8 | TRUE
https://raw.githubusercontent.com/mrc-ide/global-lmic-reports/master/AFG/projections.csv | 2021-08-04 | ICU_demand | 450.87 | 471.04 | 489.65 | 486.44 | 501.82 | 521.99 | Surged Optimistic | Afghanistan | AFG | 2022-01-02 | v8 | TRUE
https://raw.githubusercontent.com/mrc-ide/global-lmic-reports/master/AFG/projections.csv | 2021-08-04 | hospital_incidence | 62.78 | 66.3 | 68.47 | 69.33 | 72.66 | 76.74 | Surged Optimistic | Afghanistan | AFG | 2022-01-02 | v8 | TRUE
https://raw.githubusercontent.com/mrc-ide/global-lmic-reports/master/AFG/projections.csv | 2021-08-04 | ICU_incidence | 19.04 | 20.11 | 20.76 | 21.02 | 22.04 | 23.27 | Surged Optimistic | Afghanistan | AFG | 2022-01-02 | v8 | TRUE
https://raw.githubusercontent.com/mrc-ide/global-lmic-reports/master/AFG/projections.csv | 2021-08-04 | prevalence | 54527.07 | 57330.07 | 59760.39 | 60509.12 | 63492.67 | 67758.56 | Surged Optimistic | Afghanistan | AFG | 2022-01-02 | v8 | TRUE
https://raw.githubusercontent.com/mrc-ide/global-lmic-reports/master/AFG/projections.csv | 2021-08-04 | cumulative_infections | 3292901.73 | 3365205.14 | 3439669.01 | 3440969.19 | 3495707.49 | 3649623.31 | Surged Optimistic | Afghanistan | AFG | 2022-01-02 | v8 | TRUE
https://raw.githubusercontent.com/mrc-ide/global-lmic-reports/master/AFG/projections.csv | 2021-08-04 | cumulative_deaths | 5332.95 | 5459.52 | 5560.7 | 5573.31 | 5663.22 | 5944.35 | Surged Optimistic | Afghanistan | AFG | 2022-01-02 | v8 | TRUE
https://raw.githubusercontent.com/mrc-ide/global-lmic-reports/master/AFG/projections.csv | 2021-08-04 | Rt | 0.84 | 0.86 | 0.87 | 0.87 | 0.88 | 0.9 | Surged Optimistic | Afghanistan | AFG | 2022-01-02 | v8 | TRUE
https://raw.githubusercontent.com/mrc-ide/global-lmic-reports/master/AFG/projections.csv | 2021-08-04 | Reff | 0.73 | 0.75 | 0.76 | 0.76 | 0.77 | 0.79 | Surged Optimistic | Afghanistan | AFG | 2022-01-02 | v8 | TRUE
https://raw.githubusercontent.com/mrc-ide/global-lmic-reports/master/AFG/projections.csv | 2021-08-04 | infections | 6573.43 | 7051.86 | 7426.06 | 7514.69 | 7951.59 | 8584.34 | Surged Pessimistic | Afghanistan | AFG | 2022-01-02 | v8 | TRUE
https://raw.githubusercontent.com/mrc-ide/global-lmic-reports/master/AFG/projections.csv | 2021-08-04 | deaths | 24.86 | 25.93 | 27.02 | 26.82 | 27.7 | 28.77 | Surged Pessimistic | Afghanistan | AFG | 2022-01-02 | v8 | TRUE
https://raw.githubusercontent.com/mrc-ide/global-lmic-reports/master/AFG/projections.csv | 2021-08-04 | hospital_demand | 920.17 | 960.06 | 1000.42 | 997.6 | 1032.16 | 1067.85 | Surged Pessimistic | Afghanistan | AFG | 2022-01-02 | v8 | TRUE
https://raw.githubusercontent.com/mrc-ide/global-lmic-reports/master/AFG/projections.csv | 2021-08-04 | ICU_demand | 450.87 | 471.04 | 489.65 | 486.44 | 501.82 | 521.99 | Surged Pessimistic | Afghanistan | AFG | 2022-01-02 | v8 | TRUE
https://raw.githubusercontent.com/mrc-ide/global-lmic-reports/master/AFG/projections.csv | 2021-08-04 | hospital_incidence | 62.78 | 66.3 | 68.47 | 69.33 | 72.66 | 76.74 | Surged Pessimistic | Afghanistan | AFG | 2022-01-02 | v8 | TRUE
https://raw.githubusercontent.com/mrc-ide/global-lmic-reports/master/AFG/projections.csv | 2021-08-04 | ICU_incidence | 19.04 | 20.11 | 20.76 | 21.02 | 22.04 | 23.27 | Surged Pessimistic | Afghanistan | AFG | 2022-01-02 | v8 | TRUE
https://raw.githubusercontent.com/mrc-ide/global-lmic-reports/master/AFG/projections.csv | 2021-08-04 | prevalence | 54527.07 | 57330.07 | 59760.39 | 60509.12 | 63492.67 | 67758.56 | Surged Pessimistic | Afghanistan | AFG | 2022-01-02 | v8 | TRUE
https://raw.githubusercontent.com/mrc-ide/global-lmic-reports/master/AFG/projections.csv | 2021-08-04 | cumulative_infections | 3292901.73 | 3365205.14 | 3439669.01 | 3440969.19 | 3495707.49 | 3649623.31 | Surged Pessimistic | Afghanistan | AFG | 2022-01-02 | v8 | TRUE
https://raw.githubusercontent.com/mrc-ide/global-lmic-reports/master/AFG/projections.csv | 2021-08-04 | cumulative_deaths | 5332.95 | 5459.52 | 5560.7 | 5573.31 | 5663.22 | 5944.35 | Surged Pessimistic | Afghanistan | AFG | 2022-01-02 | v8 | TRUE
https://raw.githubusercontent.com/mrc-ide/global-lmic-reports/master/AFG/projections.csv | 2021-08-04 | Rt | 0.84 | 0.86 | 0.87 | 0.87 | 0.88 | 0.9 | Surged Pessimistic | Afghanistan | AFG | 2022-01-02 | v8 | TRUE
https://raw.githubusercontent.com/mrc-ide/global-lmic-reports/master/AFG/projections.csv | 2021-08-04 | Reff | 0.73 | 0.75 | 0.76 | 0.76 | 0.77 | 0.79 | Surged Pessimistic | Afghanistan | AFG | 2022-01-02 | v8 | TRUE
https://raw.githubusercontent.com/mrc-ide/global-lmic-reports/master/AFG/projections.csv | 2021-08-04 | infections | 6573.43 | 7051.86 | 7426.06 | 7514.69 | 7951.59 | 8584.34 | Surged Relax Interventions 50% | Afghanistan | AFG | 2022-01-02 | v8 | TRUE
https://raw.githubusercontent.com/mrc-ide/global-lmic-reports/master/AFG/projections.csv | 2021-08-04 | deaths | 24.86 | 25.93 | 27.02 | 26.82 | 27.7 | 28.77 | Surged Relax Interventions 50% | Afghanistan | AFG | 2022-01-02 | v8 | TRUE
https://raw.githubusercontent.com/mrc-ide/global-lmic-reports/master/AFG/projections.csv | 2021-08-04 | hospital_demand | 920.17 | 960.06 | 1000.42 | 997.6 | 1032.16 | 1067.85 | Surged Relax Interventions 50% | Afghanistan | AFG | 2022-01-02 | v8 | TRUE
https://raw.githubusercontent.com/mrc-ide/global-lmic-reports/master/AFG/projections.csv | 2021-08-04 | ICU_demand | 450.87 | 471.04 | 489.65 | 486.44 | 501.82 | 521.99 | Surged Relax Interventions 50% | Afghanistan | AFG | 2022-01-02 | v8 | TRUE
https://raw.githubusercontent.com/mrc-ide/global-lmic-reports/master/AFG/projections.csv | 2021-08-04 | hospital_incidence | 62.78 | 66.3 | 68.47 | 69.33 | 72.66 | 76.74 | Surged Relax Interventions 50% | Afghanistan | AFG | 2022-01-02 | v8 | TRUE
https://raw.githubusercontent.com/mrc-ide/global-lmic-reports/master/AFG/projections.csv | 2021-08-04 | ICU_incidence | 19.04 | 20.11 | 20.76 | 21.02 | 22.04 | 23.27 | Surged Relax Interventions 50% | Afghanistan | AFG | 2022-01-02 | v8 | TRUE
https://raw.githubusercontent.com/mrc-ide/global-lmic-reports/master/AFG/projections.csv | 2021-08-04 | prevalence | 54527.07 | 57330.07 | 59760.39 | 60509.12 | 63492.67 | 67758.56 | Surged Relax Interventions 50% | Afghanistan | AFG | 2022-01-02 | v8 | TRUE
https://raw.githubusercontent.com/mrc-ide/global-lmic-reports/master/AFG/projections.csv | 2021-08-04 | cumulative_infections | 3292901.73 | 3365205.14 | 3439669.01 | 3440969.19 | 3495707.49 | 3649623.31 | Surged Relax Interventions 50% | Afghanistan | AFG | 2022-01-02 | v8 | TRUE
https://raw.githubusercontent.com/mrc-ide/global-lmic-reports/master/AFG/projections.csv | 2021-08-04 | cumulative_deaths | 5332.95 | 5459.52 | 5560.7 | 5573.31 | 5663.22 | 5944.35 | Surged Relax Interventions 50% | Afghanistan | AFG | 2022-01-02 | v8 | TRUE
https://raw.githubusercontent.com/mrc-ide/global-lmic-reports/master/AFG/projections.csv | 2021-08-04 | Rt | 0.84 | 0.86 | 0.87 | 0.87 | 0.88 | 0.9 | Surged Relax Interventions 50% | Afghanistan | AFG | 2022-01-02 | v8 | TRUE
https://raw.githubusercontent.com/mrc-ide/global-lmic-reports/master/AFG/projections.csv | 2021-08-04 | Reff | 0.73 | 0.75 | 0.76 | 0.76 | 0.77 | 0.79 | Surged Relax Interventions 50% | Afghanistan | AFG | 2022-01-02 | v8 | TRUE
https://raw.githubusercontent.com/mrc-ide/global-lmic-reports/master/AFG/projections.csv | 2021-08-05 | infections | 6121.26 | 6587.84 | 7059.34 | 7081.71 | 7431.97 | 8609.35 | Additional 50% Reduction | Afghanistan | AFG | 2022-01-02 | v8 | TRUE
https://raw.githubusercontent.com/mrc-ide/global-lmic-reports/master/AFG/projections.csv | 2021-08-05 | deaths | 17.09 | 17.43 | 17.81 | 18.11 | 18.43 | 21 | Additional 50% Reduction | Afghanistan | AFG | 2022-01-02 | v8 | TRUE
https://raw.githubusercontent.com/mrc-ide/global-lmic-reports/master/AFG/projections.csv | 2021-08-05 | hospital_demand | 837.96 | 870.81 | 901.68 | 903.74 | 939.1 | 977.12 | Additional 50% Reduction | Afghanistan | AFG | 2022-01-02 | v8 | TRUE
https://raw.githubusercontent.com/mrc-ide/global-lmic-reports/master/AFG/projections.csv | 2021-08-05 | ICU_demand | 278.89 | 282.15 | 286.34 | 285.21 | 287.73 | 291.36 | Additional 50% Reduction | Afghanistan | AFG | 2022-01-02 | v8 | TRUE
https://raw.githubusercontent.com/mrc-ide/global-lmic-reports/master/AFG/projections.csv | 2021-08-05 | hospital_incidence | 58.14 | 61.29 | 66.15 | 65.72 | 68.29 | 77.46 | Additional 50% Reduction | Afghanistan | AFG | 2022-01-02 | v8 | TRUE
https://raw.githubusercontent.com/mrc-ide/global-lmic-reports/master/AFG/projections.csv | 2021-08-05 | ICU_incidence | 17.62 | 18.58 | 20.05 | 19.92 | 20.69 | 23.47 | Additional 50% Reduction | Afghanistan | AFG | 2022-01-02 | v8 | TRUE
https://raw.githubusercontent.com/mrc-ide/global-lmic-reports/master/AFG/projections.csv | 2021-08-05 | prevalence | 50627.18 | 53692.12 | 57359.12 | 57466.3 | 59877.28 | 68777.11 | Additional 50% Reduction | Afghanistan | AFG | 2022-01-02 | v8 | TRUE
https://raw.githubusercontent.com/mrc-ide/global-lmic-reports/master/AFG/projections.csv | 2021-08-05 | cumulative_infections | 3232980.72 | 3380871.21 | 3472283.74 | 3468762.57 | 3555456.92 | 3768878.83 | Additional 50% Reduction | Afghanistan | AFG | 2022-01-02 | v8 | TRUE
https://raw.githubusercontent.com/mrc-ide/global-lmic-reports/master/AFG/projections.csv | 2021-08-05 | cumulative_deaths | 6421.52 | 6777.08 | 6981.25 | 6976.5 | 7182.49 | 7673.02 | Additional 50% Reduction | Afghanistan | AFG | 2022-01-02 | v8 | TRUE
https://raw.githubusercontent.com/mrc-ide/global-lmic-reports/master/AFG/projections.csv | 2021-08-05 | Rt | 0.81 | 0.84 | 0.84 | 0.84 | 0.85 | 0.87 | Additional 50% Reduction | Afghanistan | AFG | 2022-01-02 | v8 | TRUE
https://raw.githubusercontent.com/mrc-ide/global-lmic-reports/master/AFG/projections.csv | 2021-08-05 | Reff | 0.71 | 0.73 | 0.74 | 0.74 | 0.75 | 0.76 | Additional 50% Reduction | Afghanistan | AFG | 2022-01-02 | v8 | TRUE
https://raw.githubusercontent.com/mrc-ide/global-lmic-reports/master/AFG/projections.csv | 2021-08-05 | infections | 6121.26 | 6587.84 | 7059.34 | 7081.71 | 7431.97 | 8609.35 | Maintain Status Quo | Afghanistan | AFG | 2022-01-02 | v8 | TRUE
https://raw.githubusercontent.com/mrc-ide/global-lmic-reports/master/AFG/projections.csv | 2021-08-05 | deaths | 17.09 | 17.43 | 17.81 | 18.11 | 18.43 | 21 | Maintain Status Quo | Afghanistan | AFG | 2022-01-02 | v8 | TRUE
https://raw.githubusercontent.com/mrc-ide/global-lmic-reports/master/AFG/projections.csv | 2021-08-05 | hospital_demand | 837.96 | 870.81 | 901.68 | 903.74 | 939.1 | 977.12 | Maintain Status Quo | Afghanistan | AFG | 2022-01-02 | v8 | TRUE
https://raw.githubusercontent.com/mrc-ide/global-lmic-reports/master/AFG/projections.csv | 2021-08-05 | ICU_demand | 278.89 | 282.15 | 286.34 | 285.21 | 287.73 | 291.36 | Maintain Status Quo | Afghanistan | AFG | 2022-01-02 | v8 | TRUE
https://raw.githubusercontent.com/mrc-ide/global-lmic-reports/master/AFG/projections.csv | 2021-08-05 | hospital_incidence | 58.14 | 61.29 | 66.15 | 65.72 | 68.29 | 77.46 | Maintain Status Quo | Afghanistan | AFG | 2022-01-02 | v8 | TRUE
https://raw.githubusercontent.com/mrc-ide/global-lmic-reports/master/AFG/projections.csv | 2021-08-05 | ICU_incidence | 17.62 | 18.58 | 20.05 | 19.92 | 20.69 | 23.47 | Maintain Status Quo | Afghanistan | AFG | 2022-01-02 | v8 | TRUE
https://raw.githubusercontent.com/mrc-ide/global-lmic-reports/master/AFG/projections.csv | 2021-08-05 | prevalence | 50627.18 | 53692.12 | 57359.12 | 57466.3 | 59877.28 | 68777.11 | Maintain Status Quo | Afghanistan | AFG | 2022-01-02 | v8 | TRUE
https://raw.githubusercontent.com/mrc-ide/global-lmic-reports/master/AFG/projections.csv | 2021-08-05 | cumulative_infections | 3232980.72 | 3380871.21 | 3472283.74 | 3468762.57 | 3555456.92 | 3768878.83 | Maintain Status Quo | Afghanistan | AFG | 2022-01-02 | v8 | TRUE
https://raw.githubusercontent.com/mrc-ide/global-lmic-reports/master/AFG/projections.csv | 2021-08-05 | cumulative_deaths | 6421.52 | 6777.08 | 6981.25 | 6976.5 | 7182.49 | 7673.02 | Maintain Status Quo | Afghanistan | AFG | 2022-01-02 | v8 | TRUE
https://raw.githubusercontent.com/mrc-ide/global-lmic-reports/master/AFG/projections.csv | 2021-08-05 | Rt | 0.81 | 0.84 | 0.84 | 0.84 | 0.85 | 0.87 | Maintain Status Quo | Afghanistan | AFG | 2022-01-02 | v8 | TRUE
https://raw.githubusercontent.com/mrc-ide/global-lmic-reports/master/AFG/projections.csv | 2021-08-05 | Reff | 0.71 | 0.73 | 0.74 | 0.74 | 0.75 | 0.76 | Maintain Status Quo | Afghanistan | AFG | 2022-01-02 | v8 | TRUE
https://raw.githubusercontent.com/mrc-ide/global-lmic-reports/master/AFG/projections.csv | 2021-08-05 | infections | 6121.26 | 6587.84 | 7059.34 | 7081.71 | 7431.97 | 8609.35 | Optimistic | Afghanistan | AFG | 2022-01-02 | v8 | TRUE
https://raw.githubusercontent.com/mrc-ide/global-lmic-reports/master/AFG/projections.csv | 2021-08-05 | deaths | 17.09 | 17.43 | 17.81 | 18.11 | 18.43 | 21 | Optimistic | Afghanistan | AFG | 2022-01-02 | v8 | TRUE
https://raw.githubusercontent.com/mrc-ide/global-lmic-reports/master/AFG/projections.csv | 2021-08-05 | hospital_demand | 837.96 | 870.81 | 901.68 | 903.74 | 939.1 | 977.12 | Optimistic | Afghanistan | AFG | 2022-01-02 | v8 | TRUE
https://raw.githubusercontent.com/mrc-ide/global-lmic-reports/master/AFG/projections.csv | 2021-08-05 | ICU_demand | 278.89 | 282.15 | 286.34 | 285.21 | 287.73 | 291.36 | Optimistic | Afghanistan | AFG | 2022-01-02 | v8 | TRUE
https://raw.githubusercontent.com/mrc-ide/global-lmic-reports/master/AFG/projections.csv | 2021-08-05 | hospital_incidence | 58.14 | 61.29 | 66.15 | 65.72 | 68.29 | 77.46 | Optimistic | Afghanistan | AFG | 2022-01-02 | v8 | TRUE
https://raw.githubusercontent.com/mrc-ide/global-lmic-reports/master/AFG/projections.csv | 2021-08-05 | ICU_incidence | 17.62 | 18.58 | 20.05 | 19.92 | 20.69 | 23.47 | Optimistic | Afghanistan | AFG | 2022-01-02 | v8 | TRUE
https://raw.githubusercontent.com/mrc-ide/global-lmic-reports/master/AFG/projections.csv | 2021-08-05 | prevalence | 50627.18 | 53692.12 | 57359.12 | 57466.3 | 59877.28 | 68777.11 | Optimistic | Afghanistan | AFG | 2022-01-02 | v8 | TRUE
https://raw.githubusercontent.com/mrc-ide/global-lmic-reports/master/AFG/projections.csv | 2021-08-05 | cumulative_infections | 3232980.72 | 3380871.21 | 3472283.74 | 3468762.57 | 3555456.92 | 3768878.83 | Optimistic | Afghanistan | AFG | 2022-01-02 | v8 | TRUE
https://raw.githubusercontent.com/mrc-ide/global-lmic-reports/master/AFG/projections.csv | 2021-08-05 | cumulative_deaths | 6421.52 | 6777.08 | 6981.25 | 6976.5 | 7182.49 | 7673.02 | Optimistic | Afghanistan | AFG | 2022-01-02 | v8 | TRUE
https://raw.githubusercontent.com/mrc-ide/global-lmic-reports/master/AFG/projections.csv | 2021-08-05 | Rt | 0.81 | 0.84 | 0.84 | 0.84 | 0.85 | 0.87 | Optimistic | Afghanistan | AFG | 2022-01-02 | v8 | TRUE
https://raw.githubusercontent.com/mrc-ide/global-lmic-reports/master/AFG/projections.csv | 2021-08-05 | Reff | 0.71 | 0.73 | 0.74 | 0.74 | 0.75 | 0.76 | Optimistic | Afghanistan | AFG | 2022-01-02 | v8 | TRUE
https://raw.githubusercontent.com/mrc-ide/global-lmic-reports/master/AFG/projections.csv | 2021-08-05 | infections | 6121.26 | 6587.84 | 7059.34 | 7081.71 | 7431.97 | 8609.35 | Pessimistic | Afghanistan | AFG | 2022-01-02 | v8 | TRUE
https://raw.githubusercontent.com/mrc-ide/global-lmic-reports/master/AFG/projections.csv | 2021-08-05 | deaths | 17.09 | 17.43 | 17.81 | 18.11 | 18.43 | 21 | Pessimistic | Afghanistan | AFG | 2022-01-02 | v8 | TRUE
https://raw.githubusercontent.com/mrc-ide/global-lmic-reports/master/AFG/projections.csv | 2021-08-05 | hospital_demand | 837.96 | 870.81 | 901.68 | 903.74 | 939.1 | 977.12 | Pessimistic | Afghanistan | AFG | 2022-01-02 | v8 | TRUE
https://raw.githubusercontent.com/mrc-ide/global-lmic-reports/master/AFG/projections.csv | 2021-08-05 | ICU_demand | 278.89 | 282.15 | 286.34 | 285.21 | 287.73 | 291.36 | Pessimistic | Afghanistan | AFG | 2022-01-02 | v8 | TRUE
https://raw.githubusercontent.com/mrc-ide/global-lmic-reports/master/AFG/projections.csv | 2021-08-05 | hospital_incidence | 58.14 | 61.29 | 66.15 | 65.72 | 68.29 | 77.46 | Pessimistic | Afghanistan | AFG | 2022-01-02 | v8 | TRUE
https://raw.githubusercontent.com/mrc-ide/global-lmic-reports/master/AFG/projections.csv | 2021-08-05 | ICU_incidence | 17.62 | 18.58 | 20.05 | 19.92 | 20.69 | 23.47 | Pessimistic | Afghanistan | AFG | 2022-01-02 | v8 | TRUE
https://raw.githubusercontent.com/mrc-ide/global-lmic-reports/master/AFG/projections.csv | 2021-08-05 | prevalence | 50627.18 | 53692.12 | 57359.12 | 57466.3 | 59877.28 | 68777.11 | Pessimistic | Afghanistan | AFG | 2022-01-02 | v8 | TRUE
https://raw.githubusercontent.com/mrc-ide/global-lmic-reports/master/AFG/projections.csv | 2021-08-05 | cumulative_infections | 3232980.72 | 3380871.21 | 3472283.74 | 3468762.57 | 3555456.92 | 3768878.83 | Pessimistic | Afghanistan | AFG | 2022-01-02 | v8 | TRUE
https://raw.githubusercontent.com/mrc-ide/global-lmic-reports/master/AFG/projections.csv | 2021-08-05 | cumulative_deaths | 6421.52 | 6777.08 | 6981.25 | 6976.5 | 7182.49 | 7673.02 | Pessimistic | Afghanistan | AFG | 2022-01-02 | v8 | TRUE
https://raw.githubusercontent.com/mrc-ide/global-lmic-reports/master/AFG/projections.csv | 2021-08-05 | Rt | 0.81 | 0.84 | 0.84 | 0.84 | 0.85 | 0.87 | Pessimistic | Afghanistan | AFG | 2022-01-02 | v8 | TRUE
https://raw.githubusercontent.com/mrc-ide/global-lmic-reports/master/AFG/projections.csv | 2021-08-05 | Reff | 0.71 | 0.73 | 0.74 | 0.74 | 0.75 | 0.76 | Pessimistic | Afghanistan | AFG | 2022-01-02 | v8 | TRUE
https://raw.githubusercontent.com/mrc-ide/global-lmic-reports/master/AFG/projections.csv | 2021-08-05 | infections | 6121.26 | 6587.84 | 7059.34 | 7081.71 | 7431.97 | 8609.35 | Relax Interventions 50% | Afghanistan | AFG | 2022-01-02 | v8 | TRUE
https://raw.githubusercontent.com/mrc-ide/global-lmic-reports/master/AFG/projections.csv | 2021-08-05 | deaths | 17.09 | 17.43 | 17.81 | 18.11 | 18.43 | 21 | Relax Interventions 50% | Afghanistan | AFG | 2022-01-02 | v8 | TRUE
https://raw.githubusercontent.com/mrc-ide/global-lmic-reports/master/AFG/projections.csv | 2021-08-05 | hospital_demand | 837.96 | 870.81 | 901.68 | 903.74 | 939.1 | 977.12 | Relax Interventions 50% | Afghanistan | AFG | 2022-01-02 | v8 | TRUE
https://raw.githubusercontent.com/mrc-ide/global-lmic-reports/master/AFG/projections.csv | 2021-08-05 | ICU_demand | 278.89 | 282.15 | 286.34 | 285.21 | 287.73 | 291.36 | Relax Interventions 50% | Afghanistan | AFG | 2022-01-02 | v8 | TRUE
https://raw.githubusercontent.com/mrc-ide/global-lmic-reports/master/AFG/projections.csv | 2021-08-05 | hospital_incidence | 58.14 | 61.29 | 66.15 | 65.72 | 68.29 | 77.46 | Relax Interventions 50% | Afghanistan | AFG | 2022-01-02 | v8 | TRUE
https://raw.githubusercontent.com/mrc-ide/global-lmic-reports/master/AFG/projections.csv | 2021-08-05 | ICU_incidence | 17.62 | 18.58 | 20.05 | 19.92 | 20.69 | 23.47 | Relax Interventions 50% | Afghanistan | AFG | 2022-01-02 | v8 | TRUE
https://raw.githubusercontent.com/mrc-ide/global-lmic-reports/master/AFG/projections.csv | 2021-08-05 | prevalence | 50627.18 | 53692.12 | 57359.12 | 57466.3 | 59877.28 | 68777.11 | Relax Interventions 50% | Afghanistan | AFG | 2022-01-02 | v8 | TRUE
https://raw.githubusercontent.com/mrc-ide/global-lmic-reports/master/AFG/projections.csv | 2021-08-05 | cumulative_infections | 3232980.72 | 3380871.21 | 3472283.74 | 3468762.57 | 3555456.92 | 3768878.83 | Relax Interventions 50% | Afghanistan | AFG | 2022-01-02 | v8 | TRUE
https://raw.githubusercontent.com/mrc-ide/global-lmic-reports/master/AFG/projections.csv | 2021-08-05 | cumulative_deaths | 6421.52 | 6777.08 | 6981.25 | 6976.5 | 7182.49 | 7673.02 | Relax Interventions 50% | Afghanistan | AFG | 2022-01-02 | v8 | TRUE
https://raw.githubusercontent.com/mrc-ide/global-lmic-reports/master/AFG/projections.csv | 2021-08-05 | Rt | 0.81 | 0.84 | 0.84 | 0.84 | 0.85 | 0.87 | Relax Interventions 50% | Afghanistan | AFG | 2022-01-02 | v8 | TRUE
https://raw.githubusercontent.com/mrc-ide/global-lmic-reports/master/AFG/projections.csv | 2021-08-05 | Reff | 0.71 | 0.73 | 0.74 | 0.74 | 0.75 | 0.76 | Relax Interventions 50% | Afghanistan | AFG | 2022-01-02 | v8 | TRUE
https://raw.githubusercontent.com/mrc-ide/global-lmic-reports/master/AFG/projections.csv | 2021-08-05 | infections | 6265.62 | 6683.86 | 7051.14 | 7139.18 | 7562.4 | 8165.25 | Surged Additional 50% Reduction | Afghanistan | AFG | 2022-01-02 | v8 | TRUE
https://raw.githubusercontent.com/mrc-ide/global-lmic-reports/master/AFG/projections.csv | 2021-08-05 | deaths | 23.71 | 24.71 | 25.71 | 25.56 | 26.34 | 27.46 | Surged Additional 50% Reduction | Afghanistan | AFG | 2022-01-02 | v8 | TRUE
https://raw.githubusercontent.com/mrc-ide/global-lmic-reports/master/AFG/projections.csv | 2021-08-05 | hospital_demand | 875.27 | 916.63 | 950.93 | 950.5 | 983.75 | 1019.6 | Surged Additional 50% Reduction | Afghanistan | AFG | 2022-01-02 | v8 | TRUE
https://raw.githubusercontent.com/mrc-ide/global-lmic-reports/master/AFG/projections.csv | 2021-08-05 | ICU_demand | 430.55 | 449.56 | 468.34 | 464.93 | 480.18 | 499.39 | Surged Additional 50% Reduction | Afghanistan | AFG | 2022-01-02 | v8 | TRUE
https://raw.githubusercontent.com/mrc-ide/global-lmic-reports/master/AFG/projections.csv | 2021-08-05 | hospital_incidence | 60 | 63.26 | 65.4 | 66.28 | 69.56 | 73.51 | Surged Additional 50% Reduction | Afghanistan | AFG | 2022-01-02 | v8 | TRUE
https://raw.githubusercontent.com/mrc-ide/global-lmic-reports/master/AFG/projections.csv | 2021-08-05 | ICU_incidence | 18.19 | 19.17 | 19.82 | 20.09 | 21.08 | 22.28 | Surged Additional 50% Reduction | Afghanistan | AFG | 2022-01-02 | v8 | TRUE
https://raw.githubusercontent.com/mrc-ide/global-lmic-reports/master/AFG/projections.csv | 2021-08-05 | prevalence | 52129.38 | 55093.44 | 57386.12 | 58164.9 | 61094.28 | 65370.53 | Surged Additional 50% Reduction | Afghanistan | AFG | 2022-01-02 | v8 | TRUE
https://raw.githubusercontent.com/mrc-ide/global-lmic-reports/master/AFG/projections.csv | 2021-08-05 | cumulative_infections | 3299427.94 | 3372451.33 | 3447153.22 | 3448108.36 | 3502950.91 | 3656271.31 | Surged Additional 50% Reduction | Afghanistan | AFG | 2022-01-02 | v8 | TRUE
https://raw.githubusercontent.com/mrc-ide/global-lmic-reports/master/AFG/projections.csv | 2021-08-05 | cumulative_deaths | 5359.33 | 5484.17 | 5585.31 | 5598.87 | 5687.94 | 5969.8 | Surged Additional 50% Reduction | Afghanistan | AFG | 2022-01-02 | v8 | TRUE
https://raw.githubusercontent.com/mrc-ide/global-lmic-reports/master/AFG/projections.csv | 2021-08-05 | Rt | 0.82 | 0.84 | 0.85 | 0.84 | 0.85 | 0.87 | Surged Additional 50% Reduction | Afghanistan | AFG | 2022-01-02 | v8 | TRUE
https://raw.githubusercontent.com/mrc-ide/global-lmic-reports/master/AFG/projections.csv | 2021-08-05 | Reff | 0.71 | 0.73 | 0.74 | 0.74 | 0.75 | 0.76 | Surged Additional 50% Reduction | Afghanistan | AFG | 2022-01-02 | v8 | TRUE
https://raw.githubusercontent.com/mrc-ide/global-lmic-reports/master/AFG/projections.csv | 2021-08-05 | infections | 6265.62 | 6683.86 | 7051.14 | 7139.18 | 7562.4 | 8165.25 | Surged Maintain Status Quo | Afghanistan | AFG | 2022-01-02 | v8 | TRUE
https://raw.githubusercontent.com/mrc-ide/global-lmic-reports/master/AFG/projections.csv | 2021-08-05 | deaths | 23.71 | 24.71 | 25.71 | 25.56 | 26.34 | 27.46 | Surged Maintain Status Quo | Afghanistan | AFG | 2022-01-02 | v8 | TRUE
https://raw.githubusercontent.com/mrc-ide/global-lmic-reports/master/AFG/projections.csv | 2021-08-05 | hospital_demand | 875.27 | 916.63 | 950.93 | 950.5 | 983.75 | 1019.6 | Surged Maintain Status Quo | Afghanistan | AFG | 2022-01-02 | v8 | TRUE
https://raw.githubusercontent.com/mrc-ide/global-lmic-reports/master/AFG/projections.csv | 2021-08-05 | ICU_demand | 430.55 | 449.56 | 468.34 | 464.93 | 480.18 | 499.39 | Surged Maintain Status Quo | Afghanistan | AFG | 2022-01-02 | v8 | TRUE
https://raw.githubusercontent.com/mrc-ide/global-lmic-reports/master/AFG/projections.csv | 2021-08-05 | hospital_incidence | 60 | 63.26 | 65.4 | 66.28 | 69.56 | 73.51 | Surged Maintain Status Quo | Afghanistan | AFG | 2022-01-02 | v8 | TRUE
https://raw.githubusercontent.com/mrc-ide/global-lmic-reports/master/AFG/projections.csv | 2021-08-05 | ICU_incidence | 18.19 | 19.17 | 19.82 | 20.09 | 21.08 | 22.28 | Surged Maintain Status Quo | Afghanistan | AFG | 2022-01-02 | v8 | TRUE
https://raw.githubusercontent.com/mrc-ide/global-lmic-reports/master/AFG/projections.csv | 2021-08-05 | prevalence | 52129.38 | 55093.44 | 57386.12 | 58164.9 | 61094.28 | 65370.53 | Surged Maintain Status Quo | Afghanistan | AFG | 2022-01-02 | v8 | TRUE
https://raw.githubusercontent.com/mrc-ide/global-lmic-reports/master/AFG/projections.csv | 2021-08-05 | cumulative_infections | 3299427.94 | 3372451.33 | 3447153.22 | 3448108.36 | 3502950.91 | 3656271.31 | Surged Maintain Status Quo | Afghanistan | AFG | 2022-01-02 | v8 | TRUE
https://raw.githubusercontent.com/mrc-ide/global-lmic-reports/master/AFG/projections.csv | 2021-08-05 | cumulative_deaths | 5359.33 | 5484.17 | 5585.31 | 5598.87 | 5687.94 | 5969.8 | Surged Maintain Status Quo | Afghanistan | AFG | 2022-01-02 | v8 | TRUE
https://raw.githubusercontent.com/mrc-ide/global-lmic-reports/master/AFG/projections.csv | 2021-08-05 | Rt | 0.82 | 0.84 | 0.85 | 0.84 | 0.85 | 0.87 | Surged Maintain Status Quo | Afghanistan | AFG | 2022-01-02 | v8 | TRUE
https://raw.githubusercontent.com/mrc-ide/global-lmic-reports/master/AFG/projections.csv | 2021-08-05 | Reff | 0.71 | 0.73 | 0.74 | 0.74 | 0.75 | 0.76 | Surged Maintain Status Quo | Afghanistan | AFG | 2022-01-02 | v8 | TRUE
https://raw.githubusercontent.com/mrc-ide/global-lmic-reports/master/AFG/projections.csv | 2021-08-05 | infections | 6265.62 | 6683.86 | 7051.14 | 7139.18 | 7562.4 | 8165.25 | Surged Optimistic | Afghanistan | AFG | 2022-01-02 | v8 | TRUE
https://raw.githubusercontent.com/mrc-ide/global-lmic-reports/master/AFG/projections.csv | 2021-08-05 | deaths | 23.71 | 24.71 | 25.71 | 25.56 | 26.34 | 27.46 | Surged Optimistic | Afghanistan | AFG | 2022-01-02 | v8 | TRUE
https://raw.githubusercontent.com/mrc-ide/global-lmic-reports/master/AFG/projections.csv | 2021-08-05 | hospital_demand | 875.27 | 916.63 | 950.93 | 950.5 | 983.75 | 1019.6 | Surged Optimistic | Afghanistan | AFG | 2022-01-02 | v8 | TRUE
https://raw.githubusercontent.com/mrc-ide/global-lmic-reports/master/AFG/projections.csv | 2021-08-05 | ICU_demand | 430.55 | 449.56 | 468.34 | 464.93 | 480.18 | 499.39 | Surged Optimistic | Afghanistan | AFG | 2022-01-02 | v8 | TRUE
https://raw.githubusercontent.com/mrc-ide/global-lmic-reports/master/AFG/projections.csv | 2021-08-05 | hospital_incidence | 60 | 63.26 | 65.4 | 66.28 | 69.56 | 73.51 | Surged Optimistic | Afghanistan | AFG | 2022-01-02 | v8 | TRUE
https://raw.githubusercontent.com/mrc-ide/global-lmic-reports/master/AFG/projections.csv | 2021-08-05 | ICU_incidence | 18.19 | 19.17 | 19.82 | 20.09 | 21.08 | 22.28 | Surged Optimistic | Afghanistan | AFG | 2022-01-02 | v8 | TRUE
https://raw.githubusercontent.com/mrc-ide/global-lmic-reports/master/AFG/projections.csv | 2021-08-05 | prevalence | 52129.38 | 55093.44 | 57386.12 | 58164.9 | 61094.28 | 65370.53 | Surged Optimistic | Afghanistan | AFG | 2022-01-02 | v8 | TRUE
https://raw.githubusercontent.com/mrc-ide/global-lmic-reports/master/AFG/projections.csv | 2021-08-05 | cumulative_infections | 3299427.94 | 3372451.33 | 3447153.22 | 3448108.36 | 3502950.91 | 3656271.31 | Surged Optimistic | Afghanistan | AFG | 2022-01-02 | v8 | TRUE
https://raw.githubusercontent.com/mrc-ide/global-lmic-reports/master/AFG/projections.csv | 2021-08-05 | cumulative_deaths | 5359.33 | 5484.17 | 5585.31 | 5598.87 | 5687.94 | 5969.8 | Surged Optimistic | Afghanistan | AFG | 2022-01-02 | v8 | TRUE
https://raw.githubusercontent.com/mrc-ide/global-lmic-reports/master/AFG/projections.csv | 2021-08-05 | Rt | 0.82 | 0.84 | 0.85 | 0.84 | 0.85 | 0.87 | Surged Optimistic | Afghanistan | AFG | 2022-01-02 | v8 | TRUE
https://raw.githubusercontent.com/mrc-ide/global-lmic-reports/master/AFG/projections.csv | 2021-08-05 | Reff | 0.71 | 0.73 | 0.74 | 0.74 | 0.75 | 0.76 | Surged Optimistic | Afghanistan | AFG | 2022-01-02 | v8 | TRUE
https://raw.githubusercontent.com/mrc-ide/global-lmic-reports/master/AFG/projections.csv | 2021-08-05 | infections | 6265.62 | 6683.86 | 7051.14 | 7139.18 | 7562.4 | 8165.25 | Surged Pessimistic | Afghanistan | AFG | 2022-01-02 | v8 | TRUE
https://raw.githubusercontent.com/mrc-ide/global-lmic-reports/master/AFG/projections.csv | 2021-08-05 | deaths | 23.71 | 24.71 | 25.71 | 25.56 | 26.34 | 27.46 | Surged Pessimistic | Afghanistan | AFG | 2022-01-02 | v8 | TRUE
https://raw.githubusercontent.com/mrc-ide/global-lmic-reports/master/AFG/projections.csv | 2021-08-05 | hospital_demand | 875.27 | 916.63 | 950.93 | 950.5 | 983.75 | 1019.6 | Surged Pessimistic | Afghanistan | AFG | 2022-01-02 | v8 | TRUE
https://raw.githubusercontent.com/mrc-ide/global-lmic-reports/master/AFG/projections.csv | 2021-08-05 | ICU_demand | 430.55 | 449.56 | 468.34 | 464.93 | 480.18 | 499.39 | Surged Pessimistic | Afghanistan | AFG | 2022-01-02 | v8 | TRUE
https://raw.githubusercontent.com/mrc-ide/global-lmic-reports/master/AFG/projections.csv | 2021-08-05 | hospital_incidence | 60 | 63.26 | 65.4 | 66.28 | 69.56 | 73.51 | Surged Pessimistic | Afghanistan | AFG | 2022-01-02 | v8 | TRUE
https://raw.githubusercontent.com/mrc-ide/global-lmic-reports/master/AFG/projections.csv | 2021-08-05 | ICU_incidence | 18.19 | 19.17 | 19.82 | 20.09 | 21.08 | 22.28 | Surged Pessimistic | Afghanistan | AFG | 2022-01-02 | v8 | TRUE
https://raw.githubusercontent.com/mrc-ide/global-lmic-reports/master/AFG/projections.csv | 2021-08-05 | prevalence | 52129.38 | 55093.44 | 57386.12 | 58164.9 | 61094.28 | 65370.53 | Surged Pessimistic | Afghanistan | AFG | 2022-01-02 | v8 | TRUE
https://raw.githubusercontent.com/mrc-ide/global-lmic-reports/master/AFG/projections.csv | 2021-08-05 | cumulative_infections | 3299427.94 | 3372451.33 | 3447153.22 | 3448108.36 | 3502950.91 | 3656271.31 | Surged Pessimistic | Afghanistan | AFG | 2022-01-02 | v8 | TRUE
https://raw.githubusercontent.com/mrc-ide/global-lmic-reports/master/AFG/projections.csv | 2021-08-05 | cumulative_deaths | 5359.33 | 5484.17 | 5585.31 | 5598.87 | 5687.94 | 5969.8 | Surged Pessimistic | Afghanistan | AFG | 2022-01-02 | v8 | TRUE
https://raw.githubusercontent.com/mrc-ide/global-lmic-reports/master/AFG/projections.csv | 2021-08-05 | Rt | 0.82 | 0.84 | 0.85 | 0.84 | 0.85 | 0.87 | Surged Pessimistic | Afghanistan | AFG | 2022-01-02 | v8 | TRUE
https://raw.githubusercontent.com/mrc-ide/global-lmic-reports/master/AFG/projections.csv | 2021-08-05 | Reff | 0.71 | 0.73 | 0.74 | 0.74 | 0.75 | 0.76 | Surged Pessimistic | Afghanistan | AFG | 2022-01-02 | v8 | TRUE
https://raw.githubusercontent.com/mrc-ide/global-lmic-reports/master/AFG/projections.csv | 2021-08-05 | infections | 6265.62 | 6683.86 | 7051.14 | 7139.18 | 7562.4 | 8165.25 | Surged Relax Interventions 50% | Afghanistan | AFG | 2022-01-02 | v8 | TRUE
https://raw.githubusercontent.com/mrc-ide/global-lmic-reports/master/AFG/projections.csv | 2021-08-05 | deaths | 23.71 | 24.71 | 25.71 | 25.56 | 26.34 | 27.46 | Surged Relax Interventions 50% | Afghanistan | AFG | 2022-01-02 | v8 | TRUE
https://raw.githubusercontent.com/mrc-ide/global-lmic-reports/master/AFG/projections.csv | 2021-08-05 | hospital_demand | 875.27 | 916.63 | 950.93 | 950.5 | 983.75 | 1019.6 | Surged Relax Interventions 50% | Afghanistan | AFG | 2022-01-02 | v8 | TRUE
https://raw.githubusercontent.com/mrc-ide/global-lmic-reports/master/AFG/projections.csv | 2021-08-05 | ICU_demand | 430.55 | 449.56 | 468.34 | 464.93 | 480.18 | 499.39 | Surged Relax Interventions 50% | Afghanistan | AFG | 2022-01-02 | v8 | TRUE
https://raw.githubusercontent.com/mrc-ide/global-lmic-reports/master/AFG/projections.csv | 2021-08-05 | hospital_incidence | 60 | 63.26 | 65.4 | 66.28 | 69.56 | 73.51 | Surged Relax Interventions 50% | Afghanistan | AFG | 2022-01-02 | v8 | TRUE
https://raw.githubusercontent.com/mrc-ide/global-lmic-reports/master/AFG/projections.csv | 2021-08-05 | ICU_incidence | 18.19 | 19.17 | 19.82 | 20.09 | 21.08 | 22.28 | Surged Relax Interventions 50% | Afghanistan | AFG | 2022-01-02 | v8 | TRUE
https://raw.githubusercontent.com/mrc-ide/global-lmic-reports/master/AFG/projections.csv | 2021-08-05 | prevalence | 52129.38 | 55093.44 | 57386.12 | 58164.9 | 61094.28 | 65370.53 | Surged Relax Interventions 50% | Afghanistan | AFG | 2022-01-02 | v8 | TRUE
https://raw.githubusercontent.com/mrc-ide/global-lmic-reports/master/AFG/projections.csv | 2021-08-05 | cumulative_infections | 3299427.94 | 3372451.33 | 3447153.22 | 3448108.36 | 3502950.91 | 3656271.31 | Surged Relax Interventions 50% | Afghanistan | AFG | 2022-01-02 | v8 | TRUE
https://raw.githubusercontent.com/mrc-ide/global-lmic-reports/master/AFG/projections.csv | 2021-08-05 | cumulative_deaths | 5359.33 | 5484.17 | 5585.31 | 5598.87 | 5687.94 | 5969.8 | Surged Relax Interventions 50% | Afghanistan | AFG | 2022-01-02 | v8 | TRUE
https://raw.githubusercontent.com/mrc-ide/global-lmic-reports/master/AFG/projections.csv | 2021-08-05 | Rt | 0.82 | 0.84 | 0.85 | 0.84 | 0.85 | 0.87 | Surged Relax Interventions 50% | Afghanistan | AFG | 2022-01-02 | v8 | TRUE
https://raw.githubusercontent.com/mrc-ide/global-lmic-reports/master/AFG/projections.csv | 2021-08-05 | Reff | 0.71 | 0.73 | 0.74 | 0.74 | 0.75 | 0.76 | Surged Relax Interventions 50% | Afghanistan | AFG | 2022-01-02 | v8 | TRUE
https://raw.githubusercontent.com/mrc-ide/global-lmic-reports/master/AFG/projections.csv | 2021-08-06 | infections | 5685.4 | 6133.99 | 6598.9 | 6603.38 | 6947.85 | 8018.26 | Additional 50% Reduction | Afghanistan | AFG | 2022-01-02 | v8 | TRUE
https://raw.githubusercontent.com/mrc-ide/global-lmic-reports/master/AFG/projections.csv | 2021-08-06 | deaths | 16.68 | 17 | 17.3 | 17.47 | 17.75 | 19.83 | Additional 50% Reduction | Afghanistan | AFG | 2022-01-02 | v8 | TRUE
https://raw.githubusercontent.com/mrc-ide/global-lmic-reports/master/AFG/projections.csv | 2021-08-06 | hospital_demand | 799.05 | 829.54 | 861.65 | 861.97 | 896.87 | 934.05 | Additional 50% Reduction | Afghanistan | AFG | 2022-01-02 | v8 | TRUE
https://raw.githubusercontent.com/mrc-ide/global-lmic-reports/master/AFG/projections.csv | 2021-08-06 | ICU_demand | 274.13 | 278.12 | 283.68 | 282.3 | 285.53 | 290 | Additional 50% Reduction | Afghanistan | AFG | 2022-01-02 | v8 | TRUE
https://raw.githubusercontent.com/mrc-ide/global-lmic-reports/master/AFG/projections.csv | 2021-08-06 | hospital_incidence | 55.48 | 58.63 | 63.26 | 62.92 | 65.36 | 74.46 | Additional 50% Reduction | Afghanistan | AFG | 2022-01-02 | v8 | TRUE
https://raw.githubusercontent.com/mrc-ide/global-lmic-reports/master/AFG/projections.csv | 2021-08-06 | ICU_incidence | 16.81 | 17.76 | 19.16 | 19.06 | 19.79 | 22.56 | Additional 50% Reduction | Afghanistan | AFG | 2022-01-02 | v8 | TRUE
https://raw.githubusercontent.com/mrc-ide/global-lmic-reports/master/AFG/projections.csv | 2021-08-06 | prevalence | 48364.3 | 51397.8 | 54938.6 | 55053.66 | 57411.71 | 66041.96 | Additional 50% Reduction | Afghanistan | AFG | 2022-01-02 | v8 | TRUE
https://raw.githubusercontent.com/mrc-ide/global-lmic-reports/master/AFG/projections.csv | 2021-08-06 | cumulative_infections | 3240846.9 | 3386949.22 | 3478538.54 | 3475365.95 | 3561680.37 | 3775702.28 | Additional 50% Reduction | Afghanistan | AFG | 2022-01-02 | v8 | TRUE
https://raw.githubusercontent.com/mrc-ide/global-lmic-reports/master/AFG/projections.csv | 2021-08-06 | cumulative_deaths | 6438.26 | 6794.36 | 6998.95 | 6993.96 | 7200.02 | 7690.9 | Additional 50% Reduction | Afghanistan | AFG | 2022-01-02 | v8 | TRUE
https://raw.githubusercontent.com/mrc-ide/global-lmic-reports/master/AFG/projections.csv | 2021-08-06 | Rt | 0.82 | 0.85 | 0.85 | 0.85 | 0.86 | 0.88 | Additional 50% Reduction | Afghanistan | AFG | 2022-01-02 | v8 | TRUE
https://raw.githubusercontent.com/mrc-ide/global-lmic-reports/master/AFG/projections.csv | 2021-08-06 | Reff | 0.72 | 0.74 | 0.74 | 0.75 | 0.75 | 0.77 | Additional 50% Reduction | Afghanistan | AFG | 2022-01-02 | v8 | TRUE
https://raw.githubusercontent.com/mrc-ide/global-lmic-reports/master/AFG/projections.csv | 2021-08-06 | infections | 5685.4 | 6133.99 | 6598.9 | 6603.38 | 6947.85 | 8018.26 | Maintain Status Quo | Afghanistan | AFG | 2022-01-02 | v8 | TRUE
https://raw.githubusercontent.com/mrc-ide/global-lmic-reports/master/AFG/projections.csv | 2021-08-06 | deaths | 16.68 | 17 | 17.3 | 17.47 | 17.75 | 19.83 | Maintain Status Quo | Afghanistan | AFG | 2022-01-02 | v8 | TRUE
https://raw.githubusercontent.com/mrc-ide/global-lmic-reports/master/AFG/projections.csv | 2021-08-06 | hospital_demand | 799.05 | 829.54 | 861.65 | 861.97 | 896.87 | 934.05 | Maintain Status Quo | Afghanistan | AFG | 2022-01-02 | v8 | TRUE
https://raw.githubusercontent.com/mrc-ide/global-lmic-reports/master/AFG/projections.csv | 2021-08-06 | ICU_demand | 274.13 | 278.12 | 283.68 | 282.3 | 285.53 | 290 | Maintain Status Quo | Afghanistan | AFG | 2022-01-02 | v8 | TRUE
https://raw.githubusercontent.com/mrc-ide/global-lmic-reports/master/AFG/projections.csv | 2021-08-06 | hospital_incidence | 55.48 | 58.63 | 63.26 | 62.92 | 65.36 | 74.46 | Maintain Status Quo | Afghanistan | AFG | 2022-01-02 | v8 | TRUE
https://raw.githubusercontent.com/mrc-ide/global-lmic-reports/master/AFG/projections.csv | 2021-08-06 | ICU_incidence | 16.81 | 17.76 | 19.16 | 19.06 | 19.79 | 22.56 | Maintain Status Quo | Afghanistan | AFG | 2022-01-02 | v8 | TRUE
https://raw.githubusercontent.com/mrc-ide/global-lmic-reports/master/AFG/projections.csv | 2021-08-06 | prevalence | 48364.3 | 51397.8 | 54938.6 | 55053.66 | 57411.71 | 66041.96 | Maintain Status Quo | Afghanistan | AFG | 2022-01-02 | v8 | TRUE
https://raw.githubusercontent.com/mrc-ide/global-lmic-reports/master/AFG/projections.csv | 2021-08-06 | cumulative_infections | 3240846.9 | 3386949.22 | 3478538.54 | 3475365.95 | 3561680.37 | 3775702.28 | Maintain Status Quo | Afghanistan | AFG | 2022-01-02 | v8 | TRUE
https://raw.githubusercontent.com/mrc-ide/global-lmic-reports/master/AFG/projections.csv | 2021-08-06 | cumulative_deaths | 6438.26 | 6794.36 | 6998.95 | 6993.96 | 7200.02 | 7690.9 | Maintain Status Quo | Afghanistan | AFG | 2022-01-02 | v8 | TRUE
https://raw.githubusercontent.com/mrc-ide/global-lmic-reports/master/AFG/projections.csv | 2021-08-06 | Rt | 0.82 | 0.85 | 0.85 | 0.85 | 0.86 | 0.88 | Maintain Status Quo | Afghanistan | AFG | 2022-01-02 | v8 | TRUE
https://raw.githubusercontent.com/mrc-ide/global-lmic-reports/master/AFG/projections.csv | 2021-08-06 | Reff | 0.72 | 0.74 | 0.74 | 0.75 | 0.75 | 0.77 | Maintain Status Quo | Afghanistan | AFG | 2022-01-02 | v8 | TRUE
https://raw.githubusercontent.com/mrc-ide/global-lmic-reports/master/AFG/projections.csv | 2021-08-06 | infections | 5685.4 | 6133.99 | 6598.9 | 6603.38 | 6947.85 | 8018.26 | Optimistic | Afghanistan | AFG | 2022-01-02 | v8 | TRUE
https://raw.githubusercontent.com/mrc-ide/global-lmic-reports/master/AFG/projections.csv | 2021-08-06 | deaths | 16.68 | 17 | 17.3 | 17.47 | 17.75 | 19.83 | Optimistic | Afghanistan | AFG | 2022-01-02 | v8 | TRUE
https://raw.githubusercontent.com/mrc-ide/global-lmic-reports/master/AFG/projections.csv | 2021-08-06 | hospital_demand | 799.05 | 829.54 | 861.65 | 861.97 | 896.87 | 934.05 | Optimistic | Afghanistan | AFG | 2022-01-02 | v8 | TRUE
https://raw.githubusercontent.com/mrc-ide/global-lmic-reports/master/AFG/projections.csv | 2021-08-06 | ICU_demand | 274.13 | 278.12 | 283.68 | 282.3 | 285.53 | 290 | Optimistic | Afghanistan | AFG | 2022-01-02 | v8 | TRUE
https://raw.githubusercontent.com/mrc-ide/global-lmic-reports/master/AFG/projections.csv | 2021-08-06 | hospital_incidence | 55.48 | 58.63 | 63.26 | 62.92 | 65.36 | 74.46 | Optimistic | Afghanistan | AFG | 2022-01-02 | v8 | TRUE
https://raw.githubusercontent.com/mrc-ide/global-lmic-reports/master/AFG/projections.csv | 2021-08-06 | ICU_incidence | 16.81 | 17.76 | 19.16 | 19.06 | 19.79 | 22.56 | Optimistic | Afghanistan | AFG | 2022-01-02 | v8 | TRUE
https://raw.githubusercontent.com/mrc-ide/global-lmic-reports/master/AFG/projections.csv | 2021-08-06 | prevalence | 48364.3 | 51397.8 | 54938.6 | 55053.66 | 57411.71 | 66041.96 | Optimistic | Afghanistan | AFG | 2022-01-02 | v8 | TRUE
https://raw.githubusercontent.com/mrc-ide/global-lmic-reports/master/AFG/projections.csv | 2021-08-06 | cumulative_infections | 3240846.9 | 3386949.22 | 3478538.54 | 3475365.95 | 3561680.37 | 3775702.28 | Optimistic | Afghanistan | AFG | 2022-01-02 | v8 | TRUE
https://raw.githubusercontent.com/mrc-ide/global-lmic-reports/master/AFG/projections.csv | 2021-08-06 | cumulative_deaths | 6438.26 | 6794.36 | 6998.95 | 6993.96 | 7200.02 | 7690.9 | Optimistic | Afghanistan | AFG | 2022-01-02 | v8 | TRUE
https://raw.githubusercontent.com/mrc-ide/global-lmic-reports/master/AFG/projections.csv | 2021-08-06 | Rt | 0.82 | 0.85 | 0.85 | 0.85 | 0.86 | 0.88 | Optimistic | Afghanistan | AFG | 2022-01-02 | v8 | TRUE
https://raw.githubusercontent.com/mrc-ide/global-lmic-reports/master/AFG/projections.csv | 2021-08-06 | Reff | 0.72 | 0.74 | 0.74 | 0.75 | 0.75 | 0.77 | Optimistic | Afghanistan | AFG | 2022-01-02 | v8 | TRUE
https://raw.githubusercontent.com/mrc-ide/global-lmic-reports/master/AFG/projections.csv | 2021-08-06 | infections | 5685.4 | 6133.99 | 6598.9 | 6603.38 | 6947.85 | 8018.26 | Pessimistic | Afghanistan | AFG | 2022-01-02 | v8 | TRUE
https://raw.githubusercontent.com/mrc-ide/global-lmic-reports/master/AFG/projections.csv | 2021-08-06 | deaths | 16.68 | 17 | 17.3 | 17.47 | 17.75 | 19.83 | Pessimistic | Afghanistan | AFG | 2022-01-02 | v8 | TRUE
https://raw.githubusercontent.com/mrc-ide/global-lmic-reports/master/AFG/projections.csv | 2021-08-06 | hospital_demand | 799.05 | 829.54 | 861.65 | 861.97 | 896.87 | 934.05 | Pessimistic | Afghanistan | AFG | 2022-01-02 | v8 | TRUE
https://raw.githubusercontent.com/mrc-ide/global-lmic-reports/master/AFG/projections.csv | 2021-08-06 | ICU_demand | 274.13 | 278.12 | 283.68 | 282.3 | 285.53 | 290 | Pessimistic | Afghanistan | AFG | 2022-01-02 | v8 | TRUE
https://raw.githubusercontent.com/mrc-ide/global-lmic-reports/master/AFG/projections.csv | 2021-08-06 | hospital_incidence | 55.48 | 58.63 | 63.26 | 62.92 | 65.36 | 74.46 | Pessimistic | Afghanistan | AFG | 2022-01-02 | v8 | TRUE
https://raw.githubusercontent.com/mrc-ide/global-lmic-reports/master/AFG/projections.csv | 2021-08-06 | ICU_incidence | 16.81 | 17.76 | 19.16 | 19.06 | 19.79 | 22.56 | Pessimistic | Afghanistan | AFG | 2022-01-02 | v8 | TRUE
https://raw.githubusercontent.com/mrc-ide/global-lmic-reports/master/AFG/projections.csv | 2021-08-06 | prevalence | 48364.3 | 51397.8 | 54938.6 | 55053.66 | 57411.71 | 66041.96 | Pessimistic | Afghanistan | AFG | 2022-01-02 | v8 | TRUE
https://raw.githubusercontent.com/mrc-ide/global-lmic-reports/master/AFG/projections.csv | 2021-08-06 | cumulative_infections | 3240846.9 | 3386949.22 | 3478538.54 | 3475365.95 | 3561680.37 | 3775702.28 | Pessimistic | Afghanistan | AFG | 2022-01-02 | v8 | TRUE
https://raw.githubusercontent.com/mrc-ide/global-lmic-reports/master/AFG/projections.csv | 2021-08-06 | cumulative_deaths | 6438.26 | 6794.36 | 6998.95 | 6993.96 | 7200.02 | 7690.9 | Pessimistic | Afghanistan | AFG | 2022-01-02 | v8 | TRUE
https://raw.githubusercontent.com/mrc-ide/global-lmic-reports/master/AFG/projections.csv | 2021-08-06 | Rt | 0.82 | 0.85 | 0.85 | 0.85 | 0.86 | 0.88 | Pessimistic | Afghanistan | AFG | 2022-01-02 | v8 | TRUE
https://raw.githubusercontent.com/mrc-ide/global-lmic-reports/master/AFG/projections.csv | 2021-08-06 | Reff | 0.72 | 0.74 | 0.74 | 0.75 | 0.75 | 0.77 | Pessimistic | Afghanistan | AFG | 2022-01-02 | v8 | TRUE
https://raw.githubusercontent.com/mrc-ide/global-lmic-reports/master/AFG/projections.csv | 2021-08-06 | infections | 5685.4 | 6133.99 | 6598.9 | 6603.38 | 6947.85 | 8018.26 | Relax Interventions 50% | Afghanistan | AFG | 2022-01-02 | v8 | TRUE
https://raw.githubusercontent.com/mrc-ide/global-lmic-reports/master/AFG/projections.csv | 2021-08-06 | deaths | 16.68 | 17 | 17.3 | 17.47 | 17.75 | 19.83 | Relax Interventions 50% | Afghanistan | AFG | 2022-01-02 | v8 | TRUE
https://raw.githubusercontent.com/mrc-ide/global-lmic-reports/master/AFG/projections.csv | 2021-08-06 | hospital_demand | 799.05 | 829.54 | 861.65 | 861.97 | 896.87 | 934.05 | Relax Interventions 50% | Afghanistan | AFG | 2022-01-02 | v8 | TRUE
https://raw.githubusercontent.com/mrc-ide/global-lmic-reports/master/AFG/projections.csv | 2021-08-06 | ICU_demand | 274.13 | 278.12 | 283.68 | 282.3 | 285.53 | 290 | Relax Interventions 50% | Afghanistan | AFG | 2022-01-02 | v8 | TRUE
https://raw.githubusercontent.com/mrc-ide/global-lmic-reports/master/AFG/projections.csv | 2021-08-06 | hospital_incidence | 55.48 | 58.63 | 63.26 | 62.92 | 65.36 | 74.46 | Relax Interventions 50% | Afghanistan | AFG | 2022-01-02 | v8 | TRUE
https://raw.githubusercontent.com/mrc-ide/global-lmic-reports/master/AFG/projections.csv | 2021-08-06 | ICU_incidence | 16.81 | 17.76 | 19.16 | 19.06 | 19.79 | 22.56 | Relax Interventions 50% | Afghanistan | AFG | 2022-01-02 | v8 | TRUE
https://raw.githubusercontent.com/mrc-ide/global-lmic-reports/master/AFG/projections.csv | 2021-08-06 | prevalence | 48364.3 | 51397.8 | 54938.6 | 55053.66 | 57411.71 | 66041.96 | Relax Interventions 50% | Afghanistan | AFG | 2022-01-02 | v8 | TRUE
https://raw.githubusercontent.com/mrc-ide/global-lmic-reports/master/AFG/projections.csv | 2021-08-06 | cumulative_infections | 3240846.9 | 3386949.22 | 3478538.54 | 3475365.95 | 3561680.37 | 3775702.28 | Relax Interventions 50% | Afghanistan | AFG | 2022-01-02 | v8 | TRUE
https://raw.githubusercontent.com/mrc-ide/global-lmic-reports/master/AFG/projections.csv | 2021-08-06 | cumulative_deaths | 6438.26 | 6794.36 | 6998.95 | 6993.96 | 7200.02 | 7690.9 | Relax Interventions 50% | Afghanistan | AFG | 2022-01-02 | v8 | TRUE
https://raw.githubusercontent.com/mrc-ide/global-lmic-reports/master/AFG/projections.csv | 2021-08-06 | Rt | 0.82 | 0.85 | 0.85 | 0.85 | 0.86 | 0.88 | Relax Interventions 50% | Afghanistan | AFG | 2022-01-02 | v8 | TRUE
https://raw.githubusercontent.com/mrc-ide/global-lmic-reports/master/AFG/projections.csv | 2021-08-06 | Reff | 0.72 | 0.74 | 0.74 | 0.75 | 0.75 | 0.77 | Relax Interventions 50% | Afghanistan | AFG | 2022-01-02 | v8 | TRUE
https://raw.githubusercontent.com/mrc-ide/global-lmic-reports/master/AFG/projections.csv | 2021-08-06 | infections | 5866.87 | 6259.89 | 6605.14 | 6668.21 | 7060.39 | 7607.46 | Surged Additional 50% Reduction | Afghanistan | AFG | 2022-01-02 | v8 | TRUE
https://raw.githubusercontent.com/mrc-ide/global-lmic-reports/master/AFG/projections.csv | 2021-08-06 | deaths | 22.56 | 23.51 | 24.52 | 24.35 | 25.18 | 26.14 | Surged Additional 50% Reduction | Afghanistan | AFG | 2022-01-02 | v8 | TRUE
https://raw.githubusercontent.com/mrc-ide/global-lmic-reports/master/AFG/projections.csv | 2021-08-06 | hospital_demand | 832.96 | 871.01 | 904.61 | 905.88 | 937.78 | 974.47 | Surged Additional 50% Reduction | Afghanistan | AFG | 2022-01-02 | v8 | TRUE
https://raw.githubusercontent.com/mrc-ide/global-lmic-reports/master/AFG/projections.csv | 2021-08-06 | ICU_demand | 411.07 | 429.69 | 446.84 | 444.32 | 459.36 | 475.62 | Surged Additional 50% Reduction | Afghanistan | AFG | 2022-01-02 | v8 | TRUE
https://raw.githubusercontent.com/mrc-ide/global-lmic-reports/master/AFG/projections.csv | 2021-08-06 | hospital_incidence | 57.42 | 60.42 | 62.62 | 63.45 | 66.56 | 70.5 | Surged Additional 50% Reduction | Afghanistan | AFG | 2022-01-02 | v8 | TRUE
https://raw.githubusercontent.com/mrc-ide/global-lmic-reports/master/AFG/projections.csv | 2021-08-06 | ICU_incidence | 17.39 | 18.3 | 18.97 | 19.22 | 20.16 | 21.36 | Surged Additional 50% Reduction | Afghanistan | AFG | 2022-01-02 | v8 | TRUE
https://raw.githubusercontent.com/mrc-ide/global-lmic-reports/master/AFG/projections.csv | 2021-08-06 | prevalence | 49726.02 | 52688.68 | 55032.43 | 55719.66 | 58573.12 | 62799.23 | Surged Additional 50% Reduction | Afghanistan | AFG | 2022-01-02 | v8 | TRUE
https://raw.githubusercontent.com/mrc-ide/global-lmic-reports/master/AFG/projections.csv | 2021-08-06 | cumulative_infections | 3305563.76 | 3379267.57 | 3453634.79 | 3454776.57 | 3509667.67 | 3662386.93 | Surged Additional 50% Reduction | Afghanistan | AFG | 2022-01-02 | v8 | TRUE
https://raw.githubusercontent.com/mrc-ide/global-lmic-reports/master/AFG/projections.csv | 2021-08-06 | cumulative_deaths | 5384.3 | 5507.41 | 5609.37 | 5623.22 | 5711.43 | 5993.97 | Surged Additional 50% Reduction | Afghanistan | AFG | 2022-01-02 | v8 | TRUE
https://raw.githubusercontent.com/mrc-ide/global-lmic-reports/master/AFG/projections.csv | 2021-08-06 | Rt | 0.83 | 0.84 | 0.85 | 0.85 | 0.86 | 0.88 | Surged Additional 50% Reduction | Afghanistan | AFG | 2022-01-02 | v8 | TRUE
https://raw.githubusercontent.com/mrc-ide/global-lmic-reports/master/AFG/projections.csv | 2021-08-06 | Reff | 0.72 | 0.74 | 0.75 | 0.75 | 0.76 | 0.77 | Surged Additional 50% Reduction | Afghanistan | AFG | 2022-01-02 | v8 | TRUE
https://raw.githubusercontent.com/mrc-ide/global-lmic-reports/master/AFG/projections.csv | 2021-08-06 | infections | 5866.87 | 6259.89 | 6605.14 | 6668.21 | 7060.39 | 7607.46 | Surged Maintain Status Quo | Afghanistan | AFG | 2022-01-02 | v8 | TRUE
https://raw.githubusercontent.com/mrc-ide/global-lmic-reports/master/AFG/projections.csv | 2021-08-06 | deaths | 22.56 | 23.51 | 24.52 | 24.35 | 25.18 | 26.14 | Surged Maintain Status Quo | Afghanistan | AFG | 2022-01-02 | v8 | TRUE
https://raw.githubusercontent.com/mrc-ide/global-lmic-reports/master/AFG/projections.csv | 2021-08-06 | hospital_demand | 832.96 | 871.01 | 904.61 | 905.88 | 937.78 | 974.47 | Surged Maintain Status Quo | Afghanistan | AFG | 2022-01-02 | v8 | TRUE
https://raw.githubusercontent.com/mrc-ide/global-lmic-reports/master/AFG/projections.csv | 2021-08-06 | ICU_demand | 411.07 | 429.69 | 446.84 | 444.32 | 459.36 | 475.62 | Surged Maintain Status Quo | Afghanistan | AFG | 2022-01-02 | v8 | TRUE
https://raw.githubusercontent.com/mrc-ide/global-lmic-reports/master/AFG/projections.csv | 2021-08-06 | hospital_incidence | 57.42 | 60.42 | 62.62 | 63.45 | 66.56 | 70.5 | Surged Maintain Status Quo | Afghanistan | AFG | 2022-01-02 | v8 | TRUE
https://raw.githubusercontent.com/mrc-ide/global-lmic-reports/master/AFG/projections.csv | 2021-08-06 | ICU_incidence | 17.39 | 18.3 | 18.97 | 19.22 | 20.16 | 21.36 | Surged Maintain Status Quo | Afghanistan | AFG | 2022-01-02 | v8 | TRUE
https://raw.githubusercontent.com/mrc-ide/global-lmic-reports/master/AFG/projections.csv | 2021-08-06 | prevalence | 49726.02 | 52688.68 | 55032.43 | 55719.66 | 58573.12 | 62799.23 | Surged Maintain Status Quo | Afghanistan | AFG | 2022-01-02 | v8 | TRUE
https://raw.githubusercontent.com/mrc-ide/global-lmic-reports/master/AFG/projections.csv | 2021-08-06 | cumulative_infections | 3305563.76 | 3379267.57 | 3453634.79 | 3454776.57 | 3509667.67 | 3662386.93 | Surged Maintain Status Quo | Afghanistan | AFG | 2022-01-02 | v8 | TRUE
https://raw.githubusercontent.com/mrc-ide/global-lmic-reports/master/AFG/projections.csv | 2021-08-06 | cumulative_deaths | 5384.3 | 5507.41 | 5609.37 | 5623.22 | 5711.43 | 5993.97 | Surged Maintain Status Quo | Afghanistan | AFG | 2022-01-02 | v8 | TRUE
https://raw.githubusercontent.com/mrc-ide/global-lmic-reports/master/AFG/projections.csv | 2021-08-06 | Rt | 0.83 | 0.84 | 0.85 | 0.85 | 0.86 | 0.88 | Surged Maintain Status Quo | Afghanistan | AFG | 2022-01-02 | v8 | TRUE
https://raw.githubusercontent.com/mrc-ide/global-lmic-reports/master/AFG/projections.csv | 2021-08-06 | Reff | 0.72 | 0.74 | 0.75 | 0.75 | 0.76 | 0.77 | Surged Maintain Status Quo | Afghanistan | AFG | 2022-01-02 | v8 | TRUE
https://raw.githubusercontent.com/mrc-ide/global-lmic-reports/master/AFG/projections.csv | 2021-08-06 | infections | 5866.87 | 6259.89 | 6605.14 | 6668.21 | 7060.39 | 7607.46 | Surged Optimistic | Afghanistan | AFG | 2022-01-02 | v8 | TRUE
https://raw.githubusercontent.com/mrc-ide/global-lmic-reports/master/AFG/projections.csv | 2021-08-06 | deaths | 22.56 | 23.51 | 24.52 | 24.35 | 25.18 | 26.14 | Surged Optimistic | Afghanistan | AFG | 2022-01-02 | v8 | TRUE
https://raw.githubusercontent.com/mrc-ide/global-lmic-reports/master/AFG/projections.csv | 2021-08-06 | hospital_demand | 832.96 | 871.01 | 904.61 | 905.88 | 937.78 | 974.47 | Surged Optimistic | Afghanistan | AFG | 2022-01-02 | v8 | TRUE
https://raw.githubusercontent.com/mrc-ide/global-lmic-reports/master/AFG/projections.csv | 2021-08-06 | ICU_demand | 411.07 | 429.69 | 446.84 | 444.32 | 459.36 | 475.62 | Surged Optimistic | Afghanistan | AFG | 2022-01-02 | v8 | TRUE
https://raw.githubusercontent.com/mrc-ide/global-lmic-reports/master/AFG/projections.csv | 2021-08-06 | hospital_incidence | 57.42 | 60.42 | 62.62 | 63.45 | 66.56 | 70.5 | Surged Optimistic | Afghanistan | AFG | 2022-01-02 | v8 | TRUE
https://raw.githubusercontent.com/mrc-ide/global-lmic-reports/master/AFG/projections.csv | 2021-08-06 | ICU_incidence | 17.39 | 18.3 | 18.97 | 19.22 | 20.16 | 21.36 | Surged Optimistic | Afghanistan | AFG | 2022-01-02 | v8 | TRUE
https://raw.githubusercontent.com/mrc-ide/global-lmic-reports/master/AFG/projections.csv | 2021-08-06 | prevalence | 49726.02 | 52688.68 | 55032.43 | 55719.66 | 58573.12 | 62799.23 | Surged Optimistic | Afghanistan | AFG | 2022-01-02 | v8 | TRUE
https://raw.githubusercontent.com/mrc-ide/global-lmic-reports/master/AFG/projections.csv | 2021-08-06 | cumulative_infections | 3305563.76 | 3379267.57 | 3453634.79 | 3454776.57 | 3509667.67 | 3662386.93 | Surged Optimistic | Afghanistan | AFG | 2022-01-02 | v8 | TRUE
https://raw.githubusercontent.com/mrc-ide/global-lmic-reports/master/AFG/projections.csv | 2021-08-06 | cumulative_deaths | 5384.3 | 5507.41 | 5609.37 | 5623.22 | 5711.43 | 5993.97 | Surged Optimistic | Afghanistan | AFG | 2022-01-02 | v8 | TRUE
https://raw.githubusercontent.com/mrc-ide/global-lmic-reports/master/AFG/projections.csv | 2021-08-06 | Rt | 0.83 | 0.84 | 0.85 | 0.85 | 0.86 | 0.88 | Surged Optimistic | Afghanistan | AFG | 2022-01-02 | v8 | TRUE
https://raw.githubusercontent.com/mrc-ide/global-lmic-reports/master/AFG/projections.csv | 2021-08-06 | Reff | 0.72 | 0.74 | 0.75 | 0.75 | 0.76 | 0.77 | Surged Optimistic | Afghanistan | AFG | 2022-01-02 | v8 | TRUE
https://raw.githubusercontent.com/mrc-ide/global-lmic-reports/master/AFG/projections.csv | 2021-08-06 | infections | 5866.87 | 6259.89 | 6605.14 | 6668.21 | 7060.39 | 7607.46 | Surged Pessimistic | Afghanistan | AFG | 2022-01-02 | v8 | TRUE
https://raw.githubusercontent.com/mrc-ide/global-lmic-reports/master/AFG/projections.csv | 2021-08-06 | deaths | 22.56 | 23.51 | 24.52 | 24.35 | 25.18 | 26.14 | Surged Pessimistic | Afghanistan | AFG | 2022-01-02 | v8 | TRUE
https://raw.githubusercontent.com/mrc-ide/global-lmic-reports/master/AFG/projections.csv | 2021-08-06 | hospital_demand | 832.96 | 871.01 | 904.61 | 905.88 | 937.78 | 974.47 | Surged Pessimistic | Afghanistan | AFG | 2022-01-02 | v8 | TRUE
https://raw.githubusercontent.com/mrc-ide/global-lmic-reports/master/AFG/projections.csv | 2021-08-06 | ICU_demand | 411.07 | 429.69 | 446.84 | 444.32 | 459.36 | 475.62 | Surged Pessimistic | Afghanistan | AFG | 2022-01-02 | v8 | TRUE
https://raw.githubusercontent.com/mrc-ide/global-lmic-reports/master/AFG/projections.csv | 2021-08-06 | hospital_incidence | 57.42 | 60.42 | 62.62 | 63.45 | 66.56 | 70.5 | Surged Pessimistic | Afghanistan | AFG | 2022-01-02 | v8 | TRUE
https://raw.githubusercontent.com/mrc-ide/global-lmic-reports/master/AFG/projections.csv | 2021-08-06 | ICU_incidence | 17.39 | 18.3 | 18.97 | 19.22 | 20.16 | 21.36 | Surged Pessimistic | Afghanistan | AFG | 2022-01-02 | v8 | TRUE
https://raw.githubusercontent.com/mrc-ide/global-lmic-reports/master/AFG/projections.csv | 2021-08-06 | prevalence | 49726.02 | 52688.68 | 55032.43 | 55719.66 | 58573.12 | 62799.23 | Surged Pessimistic | Afghanistan | AFG | 2022-01-02 | v8 | TRUE
https://raw.githubusercontent.com/mrc-ide/global-lmic-reports/master/AFG/projections.csv | 2021-08-06 | cumulative_infections | 3305563.76 | 3379267.57 | 3453634.79 | 3454776.57 | 3509667.67 | 3662386.93 | Surged Pessimistic | Afghanistan | AFG | 2022-01-02 | v8 | TRUE
https://raw.githubusercontent.com/mrc-ide/global-lmic-reports/master/AFG/projections.csv | 2021-08-06 | cumulative_deaths | 5384.3 | 5507.41 | 5609.37 | 5623.22 | 5711.43 | 5993.97 | Surged Pessimistic | Afghanistan | AFG | 2022-01-02 | v8 | TRUE
https://raw.githubusercontent.com/mrc-ide/global-lmic-reports/master/AFG/projections.csv | 2021-08-06 | Rt | 0.83 | 0.84 | 0.85 | 0.85 | 0.86 | 0.88 | Surged Pessimistic | Afghanistan | AFG | 2022-01-02 | v8 | TRUE
https://raw.githubusercontent.com/mrc-ide/global-lmic-reports/master/AFG/projections.csv | 2021-08-06 | Reff | 0.72 | 0.74 | 0.75 | 0.75 | 0.76 | 0.77 | Surged Pessimistic | Afghanistan | AFG | 2022-01-02 | v8 | TRUE
https://raw.githubusercontent.com/mrc-ide/global-lmic-reports/master/AFG/projections.csv | 2021-08-06 | infections | 5866.87 | 6259.89 | 6605.14 | 6668.21 | 7060.39 | 7607.46 | Surged Relax Interventions 50% | Afghanistan | AFG | 2022-01-02 | v8 | TRUE
https://raw.githubusercontent.com/mrc-ide/global-lmic-reports/master/AFG/projections.csv | 2021-08-06 | deaths | 22.56 | 23.51 | 24.52 | 24.35 | 25.18 | 26.14 | Surged Relax Interventions 50% | Afghanistan | AFG | 2022-01-02 | v8 | TRUE
https://raw.githubusercontent.com/mrc-ide/global-lmic-reports/master/AFG/projections.csv | 2021-08-06 | hospital_demand | 832.96 | 871.01 | 904.61 | 905.88 | 937.78 | 974.47 | Surged Relax Interventions 50% | Afghanistan | AFG | 2022-01-02 | v8 | TRUE
https://raw.githubusercontent.com/mrc-ide/global-lmic-reports/master/AFG/projections.csv | 2021-08-06 | ICU_demand | 411.07 | 429.69 | 446.84 | 444.32 | 459.36 | 475.62 | Surged Relax Interventions 50% | Afghanistan | AFG | 2022-01-02 | v8 | TRUE
https://raw.githubusercontent.com/mrc-ide/global-lmic-reports/master/AFG/projections.csv | 2021-08-06 | hospital_incidence | 57.42 | 60.42 | 62.62 | 63.45 | 66.56 | 70.5 | Surged Relax Interventions 50% | Afghanistan | AFG | 2022-01-02 | v8 | TRUE
https://raw.githubusercontent.com/mrc-ide/global-lmic-reports/master/AFG/projections.csv | 2021-08-06 | ICU_incidence | 17.39 | 18.3 | 18.97 | 19.22 | 20.16 | 21.36 | Surged Relax Interventions 50% | Afghanistan | AFG | 2022-01-02 | v8 | TRUE
https://raw.githubusercontent.com/mrc-ide/global-lmic-reports/master/AFG/projections.csv | 2021-08-06 | prevalence | 49726.02 | 52688.68 | 55032.43 | 55719.66 | 58573.12 | 62799.23 | Surged Relax Interventions 50% | Afghanistan | AFG | 2022-01-02 | v8 | TRUE
https://raw.githubusercontent.com/mrc-ide/global-lmic-reports/master/AFG/projections.csv | 2021-08-06 | cumulative_infections | 3305563.76 | 3379267.57 | 3453634.79 | 3454776.57 | 3509667.67 | 3662386.93 | Surged Relax Interventions 50% | Afghanistan | AFG | 2022-01-02 | v8 | TRUE
https://raw.githubusercontent.com/mrc-ide/global-lmic-reports/master/AFG/projections.csv | 2021-08-06 | cumulative_deaths | 5384.3 | 5507.41 | 5609.37 | 5623.22 | 5711.43 | 5993.97 | Surged Relax Interventions 50% | Afghanistan | AFG | 2022-01-02 | v8 | TRUE
https://raw.githubusercontent.com/mrc-ide/global-lmic-reports/master/AFG/projections.csv | 2021-08-06 | Rt | 0.83 | 0.84 | 0.85 | 0.85 | 0.86 | 0.88 | Surged Relax Interventions 50% | Afghanistan | AFG | 2022-01-02 | v8 | TRUE
https://raw.githubusercontent.com/mrc-ide/global-lmic-reports/master/AFG/projections.csv | 2021-08-06 | Reff | 0.72 | 0.74 | 0.75 | 0.75 | 0.76 | 0.77 | Surged Relax Interventions 50% | Afghanistan | AFG | 2022-01-02 | v8 | TRUE
https://raw.githubusercontent.com/mrc-ide/global-lmic-reports/master/AFG/projections.csv | 2021-08-07 | infections | 5504.58 | 5948.63 | 6416.28 | 6410.51 | 6751.9 | 7835.32 | Additional 50% Reduction | Afghanistan | AFG | 2022-01-02 | v8 | TRUE
https://raw.githubusercontent.com/mrc-ide/global-lmic-reports/master/AFG/projections.csv | 2021-08-07 | deaths | 16.26 | 16.58 | 16.9 | 16.96 | 17.26 | 18.75 | Additional 50% Reduction | Afghanistan | AFG | 2022-01-02 | v8 | TRUE
https://raw.githubusercontent.com/mrc-ide/global-lmic-reports/master/AFG/projections.csv | 2021-08-07 | hospital_demand | 762.4 | 790.21 | 823.54 | 822.58 | 855.68 | 898.8 | Additional 50% Reduction | Afghanistan | AFG | 2022-01-02 | v8 | TRUE
https://raw.githubusercontent.com/mrc-ide/global-lmic-reports/master/AFG/projections.csv | 2021-08-07 | ICU_demand | 268.8 | 273.57 | 280.26 | 278.82 | 282.67 | 288.63 | Additional 50% Reduction | Afghanistan | AFG | 2022-01-02 | v8 | TRUE
https://raw.githubusercontent.com/mrc-ide/global-lmic-reports/master/AFG/projections.csv | 2021-08-07 | hospital_incidence | 53.13 | 56.22 | 60.52 | 60.3 | 62.57 | 71.62 | Additional 50% Reduction | Afghanistan | AFG | 2022-01-02 | v8 | TRUE
https://raw.githubusercontent.com/mrc-ide/global-lmic-reports/master/AFG/projections.csv | 2021-08-07 | ICU_incidence | 16.09 | 17.02 | 18.32 | 18.25 | 18.95 | 21.68 | Additional 50% Reduction | Afghanistan | AFG | 2022-01-02 | v8 | TRUE
https://raw.githubusercontent.com/mrc-ide/global-lmic-reports/master/AFG/projections.csv | 2021-08-07 | prevalence | 46283.77 | 49249.48 | 52680.09 | 52800.26 | 55128.08 | 63498.38 | Additional 50% Reduction | Afghanistan | AFG | 2022-01-02 | v8 | TRUE
https://raw.githubusercontent.com/mrc-ide/global-lmic-reports/master/AFG/projections.csv | 2021-08-07 | cumulative_infections | 3248528.02 | 3392855.49 | 3484573.63 | 3481776.47 | 3567728.26 | 3782368.4 | Additional 50% Reduction | Afghanistan | AFG | 2022-01-02 | v8 | TRUE
https://raw.githubusercontent.com/mrc-ide/global-lmic-reports/master/AFG/projections.csv | 2021-08-07 | cumulative_deaths | 6454.59 | 6811.22 | 7016.11 | 7010.92 | 7217.1 | 7708.27 | Additional 50% Reduction | Afghanistan | AFG | 2022-01-02 | v8 | TRUE
https://raw.githubusercontent.com/mrc-ide/global-lmic-reports/master/AFG/projections.csv | 2021-08-07 | Rt | 0.81 | 0.83 | 0.83 | 0.83 | 0.84 | 0.86 | Additional 50% Reduction | Afghanistan | AFG | 2022-01-02 | v8 | TRUE
https://raw.githubusercontent.com/mrc-ide/global-lmic-reports/master/AFG/projections.csv | 2021-08-07 | Reff | 0.71 | 0.72 | 0.73 | 0.73 | 0.74 | 0.75 | Additional 50% Reduction | Afghanistan | AFG | 2022-01-02 | v8 | TRUE
https://raw.githubusercontent.com/mrc-ide/global-lmic-reports/master/AFG/projections.csv | 2021-08-07 | infections | 5504.58 | 5948.63 | 6416.28 | 6410.51 | 6751.9 | 7835.32 | Maintain Status Quo | Afghanistan | AFG | 2022-01-02 | v8 | TRUE
https://raw.githubusercontent.com/mrc-ide/global-lmic-reports/master/AFG/projections.csv | 2021-08-07 | deaths | 16.26 | 16.58 | 16.9 | 16.96 | 17.26 | 18.75 | Maintain Status Quo | Afghanistan | AFG | 2022-01-02 | v8 | TRUE
https://raw.githubusercontent.com/mrc-ide/global-lmic-reports/master/AFG/projections.csv | 2021-08-07 | hospital_demand | 762.4 | 790.21 | 823.54 | 822.58 | 855.68 | 898.8 | Maintain Status Quo | Afghanistan | AFG | 2022-01-02 | v8 | TRUE
https://raw.githubusercontent.com/mrc-ide/global-lmic-reports/master/AFG/projections.csv | 2021-08-07 | ICU_demand | 268.8 | 273.57 | 280.26 | 278.82 | 282.67 | 288.63 | Maintain Status Quo | Afghanistan | AFG | 2022-01-02 | v8 | TRUE
https://raw.githubusercontent.com/mrc-ide/global-lmic-reports/master/AFG/projections.csv | 2021-08-07 | hospital_incidence | 53.13 | 56.22 | 60.52 | 60.3 | 62.57 | 71.62 | Maintain Status Quo | Afghanistan | AFG | 2022-01-02 | v8 | TRUE
https://raw.githubusercontent.com/mrc-ide/global-lmic-reports/master/AFG/projections.csv | 2021-08-07 | ICU_incidence | 16.09 | 17.02 | 18.32 | 18.25 | 18.95 | 21.68 | Maintain Status Quo | Afghanistan | AFG | 2022-01-02 | v8 | TRUE
https://raw.githubusercontent.com/mrc-ide/global-lmic-reports/master/AFG/projections.csv | 2021-08-07 | prevalence | 46283.77 | 49249.48 | 52680.09 | 52800.26 | 55128.08 | 63498.38 | Maintain Status Quo | Afghanistan | AFG | 2022-01-02 | v8 | TRUE
https://raw.githubusercontent.com/mrc-ide/global-lmic-reports/master/AFG/projections.csv | 2021-08-07 | cumulative_infections | 3248528.02 | 3392855.49 | 3484573.63 | 3481776.47 | 3567728.26 | 3782368.4 | Maintain Status Quo | Afghanistan | AFG | 2022-01-02 | v8 | TRUE
https://raw.githubusercontent.com/mrc-ide/global-lmic-reports/master/AFG/projections.csv | 2021-08-07 | cumulative_deaths | 6454.59 | 6811.22 | 7016.11 | 7010.92 | 7217.1 | 7708.27 | Maintain Status Quo | Afghanistan | AFG | 2022-01-02 | v8 | TRUE
https://raw.githubusercontent.com/mrc-ide/global-lmic-reports/master/AFG/projections.csv | 2021-08-07 | Rt | 0.81 | 0.83 | 0.83 | 0.83 | 0.84 | 0.86 | Maintain Status Quo | Afghanistan | AFG | 2022-01-02 | v8 | TRUE
https://raw.githubusercontent.com/mrc-ide/global-lmic-reports/master/AFG/projections.csv | 2021-08-07 | Reff | 0.71 | 0.72 | 0.73 | 0.73 | 0.74 | 0.75 | Maintain Status Quo | Afghanistan | AFG | 2022-01-02 | v8 | TRUE
https://raw.githubusercontent.com/mrc-ide/global-lmic-reports/master/AFG/projections.csv | 2021-08-07 | infections | 5504.58 | 5948.63 | 6416.28 | 6410.51 | 6751.9 | 7835.32 | Optimistic | Afghanistan | AFG | 2022-01-02 | v8 | TRUE
https://raw.githubusercontent.com/mrc-ide/global-lmic-reports/master/AFG/projections.csv | 2021-08-07 | deaths | 16.26 | 16.58 | 16.9 | 16.96 | 17.26 | 18.75 | Optimistic | Afghanistan | AFG | 2022-01-02 | v8 | TRUE
https://raw.githubusercontent.com/mrc-ide/global-lmic-reports/master/AFG/projections.csv | 2021-08-07 | hospital_demand | 762.4 | 790.21 | 823.54 | 822.58 | 855.68 | 898.8 | Optimistic | Afghanistan | AFG | 2022-01-02 | v8 | TRUE
https://raw.githubusercontent.com/mrc-ide/global-lmic-reports/master/AFG/projections.csv | 2021-08-07 | ICU_demand | 268.8 | 273.57 | 280.26 | 278.82 | 282.67 | 288.63 | Optimistic | Afghanistan | AFG | 2022-01-02 | v8 | TRUE
https://raw.githubusercontent.com/mrc-ide/global-lmic-reports/master/AFG/projections.csv | 2021-08-07 | hospital_incidence | 53.13 | 56.22 | 60.52 | 60.3 | 62.57 | 71.62 | Optimistic | Afghanistan | AFG | 2022-01-02 | v8 | TRUE
https://raw.githubusercontent.com/mrc-ide/global-lmic-reports/master/AFG/projections.csv | 2021-08-07 | ICU_incidence | 16.09 | 17.02 | 18.32 | 18.25 | 18.95 | 21.68 | Optimistic | Afghanistan | AFG | 2022-01-02 | v8 | TRUE
https://raw.githubusercontent.com/mrc-ide/global-lmic-reports/master/AFG/projections.csv | 2021-08-07 | prevalence | 46283.77 | 49249.48 | 52680.09 | 52800.26 | 55128.08 | 63498.38 | Optimistic | Afghanistan | AFG | 2022-01-02 | v8 | TRUE
https://raw.githubusercontent.com/mrc-ide/global-lmic-reports/master/AFG/projections.csv | 2021-08-07 | cumulative_infections | 3248528.02 | 3392855.49 | 3484573.63 | 3481776.47 | 3567728.26 | 3782368.4 | Optimistic | Afghanistan | AFG | 2022-01-02 | v8 | TRUE
https://raw.githubusercontent.com/mrc-ide/global-lmic-reports/master/AFG/projections.csv | 2021-08-07 | cumulative_deaths | 6454.59 | 6811.22 | 7016.11 | 7010.92 | 7217.1 | 7708.27 | Optimistic | Afghanistan | AFG | 2022-01-02 | v8 | TRUE
https://raw.githubusercontent.com/mrc-ide/global-lmic-reports/master/AFG/projections.csv | 2021-08-07 | Rt | 0.81 | 0.83 | 0.83 | 0.83 | 0.84 | 0.86 | Optimistic | Afghanistan | AFG | 2022-01-02 | v8 | TRUE
https://raw.githubusercontent.com/mrc-ide/global-lmic-reports/master/AFG/projections.csv | 2021-08-07 | Reff | 0.71 | 0.72 | 0.73 | 0.73 | 0.74 | 0.75 | Optimistic | Afghanistan | AFG | 2022-01-02 | v8 | TRUE
https://raw.githubusercontent.com/mrc-ide/global-lmic-reports/master/AFG/projections.csv | 2021-08-07 | infections | 5504.58 | 5948.63 | 6416.28 | 6410.51 | 6751.9 | 7835.32 | Pessimistic | Afghanistan | AFG | 2022-01-02 | v8 | TRUE
https://raw.githubusercontent.com/mrc-ide/global-lmic-reports/master/AFG/projections.csv | 2021-08-07 | deaths | 16.26 | 16.58 | 16.9 | 16.96 | 17.26 | 18.75 | Pessimistic | Afghanistan | AFG | 2022-01-02 | v8 | TRUE
https://raw.githubusercontent.com/mrc-ide/global-lmic-reports/master/AFG/projections.csv | 2021-08-07 | hospital_demand | 762.4 | 790.21 | 823.54 | 822.58 | 855.68 | 898.8 | Pessimistic | Afghanistan | AFG | 2022-01-02 | v8 | TRUE
https://raw.githubusercontent.com/mrc-ide/global-lmic-reports/master/AFG/projections.csv | 2021-08-07 | ICU_demand | 268.8 | 273.57 | 280.26 | 278.82 | 282.67 | 288.63 | Pessimistic | Afghanistan | AFG | 2022-01-02 | v8 | TRUE
https://raw.githubusercontent.com/mrc-ide/global-lmic-reports/master/AFG/projections.csv | 2021-08-07 | hospital_incidence | 53.13 | 56.22 | 60.52 | 60.3 | 62.57 | 71.62 | Pessimistic | Afghanistan | AFG | 2022-01-02 | v8 | TRUE
https://raw.githubusercontent.com/mrc-ide/global-lmic-reports/master/AFG/projections.csv | 2021-08-07 | ICU_incidence | 16.09 | 17.02 | 18.32 | 18.25 | 18.95 | 21.68 | Pessimistic | Afghanistan | AFG | 2022-01-02 | v8 | TRUE
https://raw.githubusercontent.com/mrc-ide/global-lmic-reports/master/AFG/projections.csv | 2021-08-07 | prevalence | 46283.77 | 49249.48 | 52680.09 | 52800.26 | 55128.08 | 63498.38 | Pessimistic | Afghanistan | AFG | 2022-01-02 | v8 | TRUE
https://raw.githubusercontent.com/mrc-ide/global-lmic-reports/master/AFG/projections.csv | 2021-08-07 | cumulative_infections | 3248528.02 | 3392855.49 | 3484573.63 | 3481776.47 | 3567728.26 | 3782368.4 | Pessimistic | Afghanistan | AFG | 2022-01-02 | v8 | TRUE
https://raw.githubusercontent.com/mrc-ide/global-lmic-reports/master/AFG/projections.csv | 2021-08-07 | cumulative_deaths | 6454.59 | 6811.22 | 7016.11 | 7010.92 | 7217.1 | 7708.27 | Pessimistic | Afghanistan | AFG | 2022-01-02 | v8 | TRUE
https://raw.githubusercontent.com/mrc-ide/global-lmic-reports/master/AFG/projections.csv | 2021-08-07 | Rt | 0.81 | 0.83 | 0.83 | 0.83 | 0.84 | 0.86 | Pessimistic | Afghanistan | AFG | 2022-01-02 | v8 | TRUE
https://raw.githubusercontent.com/mrc-ide/global-lmic-reports/master/AFG/projections.csv | 2021-08-07 | Reff | 0.71 | 0.72 | 0.73 | 0.73 | 0.74 | 0.75 | Pessimistic | Afghanistan | AFG | 2022-01-02 | v8 | TRUE
https://raw.githubusercontent.com/mrc-ide/global-lmic-reports/master/AFG/projections.csv | 2021-08-07 | infections | 5504.58 | 5948.63 | 6416.28 | 6410.51 | 6751.9 | 7835.32 | Relax Interventions 50% | Afghanistan | AFG | 2022-01-02 | v8 | TRUE
https://raw.githubusercontent.com/mrc-ide/global-lmic-reports/master/AFG/projections.csv | 2021-08-07 | deaths | 16.26 | 16.58 | 16.9 | 16.96 | 17.26 | 18.75 | Relax Interventions 50% | Afghanistan | AFG | 2022-01-02 | v8 | TRUE
https://raw.githubusercontent.com/mrc-ide/global-lmic-reports/master/AFG/projections.csv | 2021-08-07 | hospital_demand | 762.4 | 790.21 | 823.54 | 822.58 | 855.68 | 898.8 | Relax Interventions 50% | Afghanistan | AFG | 2022-01-02 | v8 | TRUE
https://raw.githubusercontent.com/mrc-ide/global-lmic-reports/master/AFG/projections.csv | 2021-08-07 | ICU_demand | 268.8 | 273.57 | 280.26 | 278.82 | 282.67 | 288.63 | Relax Interventions 50% | Afghanistan | AFG | 2022-01-02 | v8 | TRUE
https://raw.githubusercontent.com/mrc-ide/global-lmic-reports/master/AFG/projections.csv | 2021-08-07 | hospital_incidence | 53.13 | 56.22 | 60.52 | 60.3 | 62.57 | 71.62 | Relax Interventions 50% | Afghanistan | AFG | 2022-01-02 | v8 | TRUE
https://raw.githubusercontent.com/mrc-ide/global-lmic-reports/master/AFG/projections.csv | 2021-08-07 | ICU_incidence | 16.09 | 17.02 | 18.32 | 18.25 | 18.95 | 21.68 | Relax Interventions 50% | Afghanistan | AFG | 2022-01-02 | v8 | TRUE
https://raw.githubusercontent.com/mrc-ide/global-lmic-reports/master/AFG/projections.csv | 2021-08-07 | prevalence | 46283.77 | 49249.48 | 52680.09 | 52800.26 | 55128.08 | 63498.38 | Relax Interventions 50% | Afghanistan | AFG | 2022-01-02 | v8 | TRUE
https://raw.githubusercontent.com/mrc-ide/global-lmic-reports/master/AFG/projections.csv | 2021-08-07 | cumulative_infections | 3248528.02 | 3392855.49 | 3484573.63 | 3481776.47 | 3567728.26 | 3782368.4 | Relax Interventions 50% | Afghanistan | AFG | 2022-01-02 | v8 | TRUE
https://raw.githubusercontent.com/mrc-ide/global-lmic-reports/master/AFG/projections.csv | 2021-08-07 | cumulative_deaths | 6454.59 | 6811.22 | 7016.11 | 7010.92 | 7217.1 | 7708.27 | Relax Interventions 50% | Afghanistan | AFG | 2022-01-02 | v8 | TRUE
https://raw.githubusercontent.com/mrc-ide/global-lmic-reports/master/AFG/projections.csv | 2021-08-07 | Rt | 0.81 | 0.83 | 0.83 | 0.83 | 0.84 | 0.86 | Relax Interventions 50% | Afghanistan | AFG | 2022-01-02 | v8 | TRUE
https://raw.githubusercontent.com/mrc-ide/global-lmic-reports/master/AFG/projections.csv | 2021-08-07 | Reff | 0.71 | 0.72 | 0.73 | 0.73 | 0.74 | 0.75 | Relax Interventions 50% | Afghanistan | AFG | 2022-01-02 | v8 | TRUE
https://raw.githubusercontent.com/mrc-ide/global-lmic-reports/master/AFG/projections.csv | 2021-08-07 | infections | 5682.68 | 6042.98 | 6406.66 | 6467.56 | 6863.01 | 7427.91 | Surged Additional 50% Reduction | Afghanistan | AFG | 2022-01-02 | v8 | TRUE
https://raw.githubusercontent.com/mrc-ide/global-lmic-reports/master/AFG/projections.csv | 2021-08-07 | deaths | 21.46 | 22.38 | 23.32 | 23.2 | 24.03 | 24.81 | Surged Additional 50% Reduction | Afghanistan | AFG | 2022-01-02 | v8 | TRUE
https://raw.githubusercontent.com/mrc-ide/global-lmic-reports/master/AFG/projections.csv | 2021-08-07 | hospital_demand | 793.16 | 830.14 | 861.33 | 863.69 | 894.73 | 933.49 | Surged Additional 50% Reduction | Afghanistan | AFG | 2022-01-02 | v8 | TRUE
https://raw.githubusercontent.com/mrc-ide/global-lmic-reports/master/AFG/projections.csv | 2021-08-07 | ICU_demand | 392.49 | 410.14 | 426.32 | 424.61 | 438.83 | 453.01 | Surged Additional 50% Reduction | Afghanistan | AFG | 2022-01-02 | v8 | TRUE
https://raw.githubusercontent.com/mrc-ide/global-lmic-reports/master/AFG/projections.csv | 2021-08-07 | hospital_incidence | 54.97 | 57.77 | 60.05 | 60.81 | 63.76 | 67.71 | Surged Additional 50% Reduction | Afghanistan | AFG | 2022-01-02 | v8 | TRUE
https://raw.githubusercontent.com/mrc-ide/global-lmic-reports/master/AFG/projections.csv | 2021-08-07 | ICU_incidence | 16.64 | 17.49 | 18.18 | 18.41 | 19.3 | 20.5 | Surged Additional 50% Reduction | Afghanistan | AFG | 2022-01-02 | v8 | TRUE
https://raw.githubusercontent.com/mrc-ide/global-lmic-reports/master/AFG/projections.csv | 2021-08-07 | prevalence | 47450.22 | 50420.9 | 52838.83 | 53430.8 | 56226.3 | 60412.43 | Surged Additional 50% Reduction | Afghanistan | AFG | 2022-01-02 | v8 | TRUE
https://raw.githubusercontent.com/mrc-ide/global-lmic-reports/master/AFG/projections.csv | 2021-08-07 | cumulative_infections | 3311380.91 | 3385870.34 | 3459903.86 | 3461244.14 | 3516209.77 | 3668340.82 | Surged Additional 50% Reduction | Afghanistan | AFG | 2022-01-02 | v8 | TRUE
https://raw.githubusercontent.com/mrc-ide/global-lmic-reports/master/AFG/projections.csv | 2021-08-07 | cumulative_deaths | 5408.14 | 5529.57 | 5632.71 | 5646.43 | 5733.76 | 6016.91 | Surged Additional 50% Reduction | Afghanistan | AFG | 2022-01-02 | v8 | TRUE
https://raw.githubusercontent.com/mrc-ide/global-lmic-reports/master/AFG/projections.csv | 2021-08-07 | Rt | 0.81 | 0.83 | 0.84 | 0.84 | 0.84 | 0.86 | Surged Additional 50% Reduction | Afghanistan | AFG | 2022-01-02 | v8 | TRUE
https://raw.githubusercontent.com/mrc-ide/global-lmic-reports/master/AFG/projections.csv | 2021-08-07 | Reff | 0.71 | 0.72 | 0.73 | 0.73 | 0.74 | 0.75 | Surged Additional 50% Reduction | Afghanistan | AFG | 2022-01-02 | v8 | TRUE
https://raw.githubusercontent.com/mrc-ide/global-lmic-reports/master/AFG/projections.csv | 2021-08-07 | infections | 5682.68 | 6042.98 | 6406.66 | 6467.56 | 6863.01 | 7427.91 | Surged Maintain Status Quo | Afghanistan | AFG | 2022-01-02 | v8 | TRUE
https://raw.githubusercontent.com/mrc-ide/global-lmic-reports/master/AFG/projections.csv | 2021-08-07 | deaths | 21.46 | 22.38 | 23.32 | 23.2 | 24.03 | 24.81 | Surged Maintain Status Quo | Afghanistan | AFG | 2022-01-02 | v8 | TRUE
https://raw.githubusercontent.com/mrc-ide/global-lmic-reports/master/AFG/projections.csv | 2021-08-07 | hospital_demand | 793.16 | 830.14 | 861.33 | 863.69 | 894.73 | 933.49 | Surged Maintain Status Quo | Afghanistan | AFG | 2022-01-02 | v8 | TRUE
https://raw.githubusercontent.com/mrc-ide/global-lmic-reports/master/AFG/projections.csv | 2021-08-07 | ICU_demand | 392.49 | 410.14 | 426.32 | 424.61 | 438.83 | 453.01 | Surged Maintain Status Quo | Afghanistan | AFG | 2022-01-02 | v8 | TRUE
https://raw.githubusercontent.com/mrc-ide/global-lmic-reports/master/AFG/projections.csv | 2021-08-07 | hospital_incidence | 54.97 | 57.77 | 60.05 | 60.81 | 63.76 | 67.71 | Surged Maintain Status Quo | Afghanistan | AFG | 2022-01-02 | v8 | TRUE
https://raw.githubusercontent.com/mrc-ide/global-lmic-reports/master/AFG/projections.csv | 2021-08-07 | ICU_incidence | 16.64 | 17.49 | 18.18 | 18.41 | 19.3 | 20.5 | Surged Maintain Status Quo | Afghanistan | AFG | 2022-01-02 | v8 | TRUE
https://raw.githubusercontent.com/mrc-ide/global-lmic-reports/master/AFG/projections.csv | 2021-08-07 | prevalence | 47450.22 | 50420.9 | 52838.83 | 53430.8 | 56226.3 | 60412.43 | Surged Maintain Status Quo | Afghanistan | AFG | 2022-01-02 | v8 | TRUE
https://raw.githubusercontent.com/mrc-ide/global-lmic-reports/master/AFG/projections.csv | 2021-08-07 | cumulative_infections | 3311380.91 | 3385870.34 | 3459903.86 | 3461244.14 | 3516209.77 | 3668340.82 | Surged Maintain Status Quo | Afghanistan | AFG | 2022-01-02 | v8 | TRUE
https://raw.githubusercontent.com/mrc-ide/global-lmic-reports/master/AFG/projections.csv | 2021-08-07 | cumulative_deaths | 5408.14 | 5529.57 | 5632.71 | 5646.43 | 5733.76 | 6016.91 | Surged Maintain Status Quo | Afghanistan | AFG | 2022-01-02 | v8 | TRUE
https://raw.githubusercontent.com/mrc-ide/global-lmic-reports/master/AFG/projections.csv | 2021-08-07 | Rt | 0.81 | 0.83 | 0.84 | 0.84 | 0.84 | 0.86 | Surged Maintain Status Quo | Afghanistan | AFG | 2022-01-02 | v8 | TRUE
https://raw.githubusercontent.com/mrc-ide/global-lmic-reports/master/AFG/projections.csv | 2021-08-07 | Reff | 0.71 | 0.72 | 0.73 | 0.73 | 0.74 | 0.75 | Surged Maintain Status Quo | Afghanistan | AFG | 2022-01-02 | v8 | TRUE
https://raw.githubusercontent.com/mrc-ide/global-lmic-reports/master/AFG/projections.csv | 2021-08-07 | infections | 5682.68 | 6042.98 | 6406.66 | 6467.56 | 6863.01 | 7427.91 | Surged Optimistic | Afghanistan | AFG | 2022-01-02 | v8 | TRUE
https://raw.githubusercontent.com/mrc-ide/global-lmic-reports/master/AFG/projections.csv | 2021-08-07 | deaths | 21.46 | 22.38 | 23.32 | 23.2 | 24.03 | 24.81 | Surged Optimistic | Afghanistan | AFG | 2022-01-02 | v8 | TRUE
https://raw.githubusercontent.com/mrc-ide/global-lmic-reports/master/AFG/projections.csv | 2021-08-07 | hospital_demand | 793.16 | 830.14 | 861.33 | 863.69 | 894.73 | 933.49 | Surged Optimistic | Afghanistan | AFG | 2022-01-02 | v8 | TRUE
https://raw.githubusercontent.com/mrc-ide/global-lmic-reports/master/AFG/projections.csv | 2021-08-07 | ICU_demand | 392.49 | 410.14 | 426.32 | 424.61 | 438.83 | 453.01 | Surged Optimistic | Afghanistan | AFG | 2022-01-02 | v8 | TRUE
https://raw.githubusercontent.com/mrc-ide/global-lmic-reports/master/AFG/projections.csv | 2021-08-07 | hospital_incidence | 54.97 | 57.77 | 60.05 | 60.81 | 63.76 | 67.71 | Surged Optimistic | Afghanistan | AFG | 2022-01-02 | v8 | TRUE
https://raw.githubusercontent.com/mrc-ide/global-lmic-reports/master/AFG/projections.csv | 2021-08-07 | ICU_incidence | 16.64 | 17.49 | 18.18 | 18.41 | 19.3 | 20.5 | Surged Optimistic | Afghanistan | AFG | 2022-01-02 | v8 | TRUE
https://raw.githubusercontent.com/mrc-ide/global-lmic-reports/master/AFG/projections.csv | 2021-08-07 | prevalence | 47450.22 | 50420.9 | 52838.83 | 53430.8 | 56226.3 | 60412.43 | Surged Optimistic | Afghanistan | AFG | 2022-01-02 | v8 | TRUE
https://raw.githubusercontent.com/mrc-ide/global-lmic-reports/master/AFG/projections.csv | 2021-08-07 | cumulative_infections | 3311380.91 | 3385870.34 | 3459903.86 | 3461244.14 | 3516209.77 | 3668340.82 | Surged Optimistic | Afghanistan | AFG | 2022-01-02 | v8 | TRUE
https://raw.githubusercontent.com/mrc-ide/global-lmic-reports/master/AFG/projections.csv | 2021-08-07 | cumulative_deaths | 5408.14 | 5529.57 | 5632.71 | 5646.43 | 5733.76 | 6016.91 | Surged Optimistic | Afghanistan | AFG | 2022-01-02 | v8 | TRUE
https://raw.githubusercontent.com/mrc-ide/global-lmic-reports/master/AFG/projections.csv | 2021-08-07 | Rt | 0.81 | 0.83 | 0.84 | 0.84 | 0.84 | 0.86 | Surged Optimistic | Afghanistan | AFG | 2022-01-02 | v8 | TRUE
https://raw.githubusercontent.com/mrc-ide/global-lmic-reports/master/AFG/projections.csv | 2021-08-07 | Reff | 0.71 | 0.72 | 0.73 | 0.73 | 0.74 | 0.75 | Surged Optimistic | Afghanistan | AFG | 2022-01-02 | v8 | TRUE
https://raw.githubusercontent.com/mrc-ide/global-lmic-reports/master/AFG/projections.csv | 2021-08-07 | infections | 5682.68 | 6042.98 | 6406.66 | 6467.56 | 6863.01 | 7427.91 | Surged Pessimistic | Afghanistan | AFG | 2022-01-02 | v8 | TRUE
https://raw.githubusercontent.com/mrc-ide/global-lmic-reports/master/AFG/projections.csv | 2021-08-07 | deaths | 21.46 | 22.38 | 23.32 | 23.2 | 24.03 | 24.81 | Surged Pessimistic | Afghanistan | AFG | 2022-01-02 | v8 | TRUE
https://raw.githubusercontent.com/mrc-ide/global-lmic-reports/master/AFG/projections.csv | 2021-08-07 | hospital_demand | 793.16 | 830.14 | 861.33 | 863.69 | 894.73 | 933.49 | Surged Pessimistic | Afghanistan | AFG | 2022-01-02 | v8 | TRUE
https://raw.githubusercontent.com/mrc-ide/global-lmic-reports/master/AFG/projections.csv | 2021-08-07 | ICU_demand | 392.49 | 410.14 | 426.32 | 424.61 | 438.83 | 453.01 | Surged Pessimistic | Afghanistan | AFG | 2022-01-02 | v8 | TRUE
https://raw.githubusercontent.com/mrc-ide/global-lmic-reports/master/AFG/projections.csv | 2021-08-07 | hospital_incidence | 54.97 | 57.77 | 60.05 | 60.81 | 63.76 | 67.71 | Surged Pessimistic | Afghanistan | AFG | 2022-01-02 | v8 | TRUE
https://raw.githubusercontent.com/mrc-ide/global-lmic-reports/master/AFG/projections.csv | 2021-08-07 | ICU_incidence | 16.64 | 17.49 | 18.18 | 18.41 | 19.3 | 20.5 | Surged Pessimistic | Afghanistan | AFG | 2022-01-02 | v8 | TRUE
https://raw.githubusercontent.com/mrc-ide/global-lmic-reports/master/AFG/projections.csv | 2021-08-07 | prevalence | 47450.22 | 50420.9 | 52838.83 | 53430.8 | 56226.3 | 60412.43 | Surged Pessimistic | Afghanistan | AFG | 2022-01-02 | v8 | TRUE
https://raw.githubusercontent.com/mrc-ide/global-lmic-reports/master/AFG/projections.csv | 2021-08-07 | cumulative_infections | 3311380.91 | 3385870.34 | 3459903.86 | 3461244.14 | 3516209.77 | 3668340.82 | Surged Pessimistic | Afghanistan | AFG | 2022-01-02 | v8 | TRUE
https://raw.githubusercontent.com/mrc-ide/global-lmic-reports/master/AFG/projections.csv | 2021-08-07 | cumulative_deaths | 5408.14 | 5529.57 | 5632.71 | 5646.43 | 5733.76 | 6016.91 | Surged Pessimistic | Afghanistan | AFG | 2022-01-02 | v8 | TRUE
https://raw.githubusercontent.com/mrc-ide/global-lmic-reports/master/AFG/projections.csv | 2021-08-07 | Rt | 0.81 | 0.83 | 0.84 | 0.84 | 0.84 | 0.86 | Surged Pessimistic | Afghanistan | AFG | 2022-01-02 | v8 | TRUE
https://raw.githubusercontent.com/mrc-ide/global-lmic-reports/master/AFG/projections.csv | 2021-08-07 | Reff | 0.71 | 0.72 | 0.73 | 0.73 | 0.74 | 0.75 | Surged Pessimistic | Afghanistan | AFG | 2022-01-02 | v8 | TRUE
https://raw.githubusercontent.com/mrc-ide/global-lmic-reports/master/AFG/projections.csv | 2021-08-07 | infections | 5682.68 | 6042.98 | 6406.66 | 6467.56 | 6863.01 | 7427.91 | Surged Relax Interventions 50% | Afghanistan | AFG | 2022-01-02 | v8 | TRUE
https://raw.githubusercontent.com/mrc-ide/global-lmic-reports/master/AFG/projections.csv | 2021-08-07 | deaths | 21.46 | 22.38 | 23.32 | 23.2 | 24.03 | 24.81 | Surged Relax Interventions 50% | Afghanistan | AFG | 2022-01-02 | v8 | TRUE
https://raw.githubusercontent.com/mrc-ide/global-lmic-reports/master/AFG/projections.csv | 2021-08-07 | hospital_demand | 793.16 | 830.14 | 861.33 | 863.69 | 894.73 | 933.49 | Surged Relax Interventions 50% | Afghanistan | AFG | 2022-01-02 | v8 | TRUE
https://raw.githubusercontent.com/mrc-ide/global-lmic-reports/master/AFG/projections.csv | 2021-08-07 | ICU_demand | 392.49 | 410.14 | 426.32 | 424.61 | 438.83 | 453.01 | Surged Relax Interventions 50% | Afghanistan | AFG | 2022-01-02 | v8 | TRUE
https://raw.githubusercontent.com/mrc-ide/global-lmic-reports/master/AFG/projections.csv | 2021-08-07 | hospital_incidence | 54.97 | 57.77 | 60.05 | 60.81 | 63.76 | 67.71 | Surged Relax Interventions 50% | Afghanistan | AFG | 2022-01-02 | v8 | TRUE
https://raw.githubusercontent.com/mrc-ide/global-lmic-reports/master/AFG/projections.csv | 2021-08-07 | ICU_incidence | 16.64 | 17.49 | 18.18 | 18.41 | 19.3 | 20.5 | Surged Relax Interventions 50% | Afghanistan | AFG | 2022-01-02 | v8 | TRUE
https://raw.githubusercontent.com/mrc-ide/global-lmic-reports/master/AFG/projections.csv | 2021-08-07 | prevalence | 47450.22 | 50420.9 | 52838.83 | 53430.8 | 56226.3 | 60412.43 | Surged Relax Interventions 50% | Afghanistan | AFG | 2022-01-02 | v8 | TRUE
https://raw.githubusercontent.com/mrc-ide/global-lmic-reports/master/AFG/projections.csv | 2021-08-07 | cumulative_infections | 3311380.91 | 3385870.34 | 3459903.86 | 3461244.14 | 3516209.77 | 3668340.82 | Surged Relax Interventions 50% | Afghanistan | AFG | 2022-01-02 | v8 | TRUE
https://raw.githubusercontent.com/mrc-ide/global-lmic-reports/master/AFG/projections.csv | 2021-08-07 | cumulative_deaths | 5408.14 | 5529.57 | 5632.71 | 5646.43 | 5733.76 | 6016.91 | Surged Relax Interventions 50% | Afghanistan | AFG | 2022-01-02 | v8 | TRUE
https://raw.githubusercontent.com/mrc-ide/global-lmic-reports/master/AFG/projections.csv | 2021-08-07 | Rt | 0.81 | 0.83 | 0.84 | 0.84 | 0.84 | 0.86 | Surged Relax Interventions 50% | Afghanistan | AFG | 2022-01-02 | v8 | TRUE
https://raw.githubusercontent.com/mrc-ide/global-lmic-reports/master/AFG/projections.csv | 2021-08-07 | Reff | 0.71 | 0.72 | 0.73 | 0.73 | 0.74 | 0.75 | Surged Relax Interventions 50% | Afghanistan | AFG | 2022-01-02 | v8 | TRUE
https://raw.githubusercontent.com/mrc-ide/global-lmic-reports/master/AFG/projections.csv | 2021-08-08 | infections | 5141.49 | 5598.88 | 6015.85 | 6025.69 | 6364.64 | 7352.95 | Additional 50% Reduction | Afghanistan | AFG | 2022-01-02 | v8 | TRUE
https://raw.githubusercontent.com/mrc-ide/global-lmic-reports/master/AFG/projections.csv | 2021-08-08 | deaths | 15.84 | 16.15 | 16.51 | 16.5 | 16.83 | 17.79 | Additional 50% Reduction | Afghanistan | AFG | 2022-01-02 | v8 | TRUE
https://raw.githubusercontent.com/mrc-ide/global-lmic-reports/master/AFG/projections.csv | 2021-08-08 | hospital_demand | 727.53 | 753.13 | 787.26 | 785.44 | 815.87 | 866.58 | Additional 50% Reduction | Afghanistan | AFG | 2022-01-02 | v8 | TRUE
https://raw.githubusercontent.com/mrc-ide/global-lmic-reports/master/AFG/projections.csv | 2021-08-08 | ICU_demand | 262.99 | 268.56 | 276.26 | 274.79 | 279.16 | 287.15 | Additional 50% Reduction | Afghanistan | AFG | 2022-01-02 | v8 | TRUE
https://raw.githubusercontent.com/mrc-ide/global-lmic-reports/master/AFG/projections.csv | 2021-08-08 | hospital_incidence | 50.9 | 53.95 | 57.93 | 57.81 | 60.16 | 68.89 | Additional 50% Reduction | Afghanistan | AFG | 2022-01-02 | v8 | TRUE
https://raw.githubusercontent.com/mrc-ide/global-lmic-reports/master/AFG/projections.csv | 2021-08-08 | ICU_incidence | 15.4 | 16.33 | 17.53 | 17.49 | 18.2 | 20.85 | Additional 50% Reduction | Afghanistan | AFG | 2022-01-02 | v8 | TRUE
https://raw.githubusercontent.com/mrc-ide/global-lmic-reports/master/AFG/projections.csv | 2021-08-08 | prevalence | 44109.07 | 47068.21 | 50442.56 | 50507.11 | 52820.59 | 60874.93 | Additional 50% Reduction | Afghanistan | AFG | 2022-01-02 | v8 | TRUE
https://raw.githubusercontent.com/mrc-ide/global-lmic-reports/master/AFG/projections.csv | 2021-08-08 | cumulative_infections | 3255721.14 | 3398390.08 | 3490298.21 | 3487802.16 | 3573529.18 | 3788563.86 | Additional 50% Reduction | Afghanistan | AFG | 2022-01-02 | v8 | TRUE
https://raw.githubusercontent.com/mrc-ide/global-lmic-reports/master/AFG/projections.csv | 2021-08-08 | cumulative_deaths | 6470.52 | 6827.69 | 7032.86 | 7027.42 | 7233.76 | 7725.21 | Additional 50% Reduction | Afghanistan | AFG | 2022-01-02 | v8 | TRUE
https://raw.githubusercontent.com/mrc-ide/global-lmic-reports/master/AFG/projections.csv | 2021-08-08 | Rt | 0.83 | 0.86 | 0.87 | 0.87 | 0.88 | 0.9 | Additional 50% Reduction | Afghanistan | AFG | 2022-01-02 | v8 | TRUE
https://raw.githubusercontent.com/mrc-ide/global-lmic-reports/master/AFG/projections.csv | 2021-08-08 | Reff | 0.73 | 0.75 | 0.76 | 0.76 | 0.77 | 0.78 | Additional 50% Reduction | Afghanistan | AFG | 2022-01-02 | v8 | TRUE
https://raw.githubusercontent.com/mrc-ide/global-lmic-reports/master/AFG/projections.csv | 2021-08-08 | infections | 5141.49 | 5598.88 | 6015.85 | 6025.69 | 6364.64 | 7352.95 | Maintain Status Quo | Afghanistan | AFG | 2022-01-02 | v8 | TRUE
https://raw.githubusercontent.com/mrc-ide/global-lmic-reports/master/AFG/projections.csv | 2021-08-08 | deaths | 15.84 | 16.15 | 16.51 | 16.5 | 16.83 | 17.79 | Maintain Status Quo | Afghanistan | AFG | 2022-01-02 | v8 | TRUE
https://raw.githubusercontent.com/mrc-ide/global-lmic-reports/master/AFG/projections.csv | 2021-08-08 | hospital_demand | 727.53 | 753.13 | 787.26 | 785.44 | 815.87 | 866.58 | Maintain Status Quo | Afghanistan | AFG | 2022-01-02 | v8 | TRUE
https://raw.githubusercontent.com/mrc-ide/global-lmic-reports/master/AFG/projections.csv | 2021-08-08 | ICU_demand | 262.99 | 268.56 | 276.26 | 274.79 | 279.16 | 287.15 | Maintain Status Quo | Afghanistan | AFG | 2022-01-02 | v8 | TRUE
https://raw.githubusercontent.com/mrc-ide/global-lmic-reports/master/AFG/projections.csv | 2021-08-08 | hospital_incidence | 50.9 | 53.95 | 57.93 | 57.81 | 60.16 | 68.89 | Maintain Status Quo | Afghanistan | AFG | 2022-01-02 | v8 | TRUE
https://raw.githubusercontent.com/mrc-ide/global-lmic-reports/master/AFG/projections.csv | 2021-08-08 | ICU_incidence | 15.4 | 16.33 | 17.53 | 17.49 | 18.2 | 20.85 | Maintain Status Quo | Afghanistan | AFG | 2022-01-02 | v8 | TRUE
https://raw.githubusercontent.com/mrc-ide/global-lmic-reports/master/AFG/projections.csv | 2021-08-08 | prevalence | 44109.07 | 47068.21 | 50442.56 | 50507.11 | 52820.59 | 60874.93 | Maintain Status Quo | Afghanistan | AFG | 2022-01-02 | v8 | TRUE
https://raw.githubusercontent.com/mrc-ide/global-lmic-reports/master/AFG/projections.csv | 2021-08-08 | cumulative_infections | 3255721.14 | 3398390.08 | 3490298.21 | 3487802.16 | 3573529.18 | 3788563.86 | Maintain Status Quo | Afghanistan | AFG | 2022-01-02 | v8 | TRUE
https://raw.githubusercontent.com/mrc-ide/global-lmic-reports/master/AFG/projections.csv | 2021-08-08 | cumulative_deaths | 6470.52 | 6827.69 | 7032.86 | 7027.42 | 7233.76 | 7725.21 | Maintain Status Quo | Afghanistan | AFG | 2022-01-02 | v8 | TRUE
https://raw.githubusercontent.com/mrc-ide/global-lmic-reports/master/AFG/projections.csv | 2021-08-08 | Rt | 0.83 | 0.86 | 0.87 | 0.87 | 0.88 | 0.9 | Maintain Status Quo | Afghanistan | AFG | 2022-01-02 | v8 | TRUE
https://raw.githubusercontent.com/mrc-ide/global-lmic-reports/master/AFG/projections.csv | 2021-08-08 | Reff | 0.73 | 0.75 | 0.76 | 0.76 | 0.77 | 0.78 | Maintain Status Quo | Afghanistan | AFG | 2022-01-02 | v8 | TRUE
https://raw.githubusercontent.com/mrc-ide/global-lmic-reports/master/AFG/projections.csv | 2021-08-08 | infections | 5141.49 | 5598.88 | 6015.85 | 6025.69 | 6364.64 | 7352.95 | Optimistic | Afghanistan | AFG | 2022-01-02 | v8 | TRUE
https://raw.githubusercontent.com/mrc-ide/global-lmic-reports/master/AFG/projections.csv | 2021-08-08 | deaths | 15.84 | 16.15 | 16.51 | 16.5 | 16.83 | 17.79 | Optimistic | Afghanistan | AFG | 2022-01-02 | v8 | TRUE
https://raw.githubusercontent.com/mrc-ide/global-lmic-reports/master/AFG/projections.csv | 2021-08-08 | hospital_demand | 727.53 | 753.13 | 787.26 | 785.44 | 815.87 | 866.58 | Optimistic | Afghanistan | AFG | 2022-01-02 | v8 | TRUE
https://raw.githubusercontent.com/mrc-ide/global-lmic-reports/master/AFG/projections.csv | 2021-08-08 | ICU_demand | 262.99 | 268.56 | 276.26 | 274.79 | 279.16 | 287.15 | Optimistic | Afghanistan | AFG | 2022-01-02 | v8 | TRUE
https://raw.githubusercontent.com/mrc-ide/global-lmic-reports/master/AFG/projections.csv | 2021-08-08 | hospital_incidence | 50.9 | 53.95 | 57.93 | 57.81 | 60.16 | 68.89 | Optimistic | Afghanistan | AFG | 2022-01-02 | v8 | TRUE
https://raw.githubusercontent.com/mrc-ide/global-lmic-reports/master/AFG/projections.csv | 2021-08-08 | ICU_incidence | 15.4 | 16.33 | 17.53 | 17.49 | 18.2 | 20.85 | Optimistic | Afghanistan | AFG | 2022-01-02 | v8 | TRUE
https://raw.githubusercontent.com/mrc-ide/global-lmic-reports/master/AFG/projections.csv | 2021-08-08 | prevalence | 44109.07 | 47068.21 | 50442.56 | 50507.11 | 52820.59 | 60874.93 | Optimistic | Afghanistan | AFG | 2022-01-02 | v8 | TRUE
https://raw.githubusercontent.com/mrc-ide/global-lmic-reports/master/AFG/projections.csv | 2021-08-08 | cumulative_infections | 3255721.14 | 3398390.08 | 3490298.21 | 3487802.16 | 3573529.18 | 3788563.86 | Optimistic | Afghanistan | AFG | 2022-01-02 | v8 | TRUE
https://raw.githubusercontent.com/mrc-ide/global-lmic-reports/master/AFG/projections.csv | 2021-08-08 | cumulative_deaths | 6470.52 | 6827.69 | 7032.86 | 7027.42 | 7233.76 | 7725.21 | Optimistic | Afghanistan | AFG | 2022-01-02 | v8 | TRUE
https://raw.githubusercontent.com/mrc-ide/global-lmic-reports/master/AFG/projections.csv | 2021-08-08 | Rt | 0.83 | 0.86 | 0.87 | 0.87 | 0.88 | 0.9 | Optimistic | Afghanistan | AFG | 2022-01-02 | v8 | TRUE
https://raw.githubusercontent.com/mrc-ide/global-lmic-reports/master/AFG/projections.csv | 2021-08-08 | Reff | 0.73 | 0.75 | 0.76 | 0.76 | 0.77 | 0.78 | Optimistic | Afghanistan | AFG | 2022-01-02 | v8 | TRUE
https://raw.githubusercontent.com/mrc-ide/global-lmic-reports/master/AFG/projections.csv | 2021-08-08 | infections | 5141.49 | 5598.88 | 6015.85 | 6025.69 | 6364.64 | 7352.95 | Pessimistic | Afghanistan | AFG | 2022-01-02 | v8 | TRUE
https://raw.githubusercontent.com/mrc-ide/global-lmic-reports/master/AFG/projections.csv | 2021-08-08 | deaths | 15.84 | 16.15 | 16.51 | 16.5 | 16.83 | 17.79 | Pessimistic | Afghanistan | AFG | 2022-01-02 | v8 | TRUE
https://raw.githubusercontent.com/mrc-ide/global-lmic-reports/master/AFG/projections.csv | 2021-08-08 | hospital_demand | 727.53 | 753.13 | 787.26 | 785.44 | 815.87 | 866.58 | Pessimistic | Afghanistan | AFG | 2022-01-02 | v8 | TRUE
https://raw.githubusercontent.com/mrc-ide/global-lmic-reports/master/AFG/projections.csv | 2021-08-08 | ICU_demand | 262.99 | 268.56 | 276.26 | 274.79 | 279.16 | 287.15 | Pessimistic | Afghanistan | AFG | 2022-01-02 | v8 | TRUE
https://raw.githubusercontent.com/mrc-ide/global-lmic-reports/master/AFG/projections.csv | 2021-08-08 | hospital_incidence | 50.9 | 53.95 | 57.93 | 57.81 | 60.16 | 68.89 | Pessimistic | Afghanistan | AFG | 2022-01-02 | v8 | TRUE
https://raw.githubusercontent.com/mrc-ide/global-lmic-reports/master/AFG/projections.csv | 2021-08-08 | ICU_incidence | 15.4 | 16.33 | 17.53 | 17.49 | 18.2 | 20.85 | Pessimistic | Afghanistan | AFG | 2022-01-02 | v8 | TRUE
https://raw.githubusercontent.com/mrc-ide/global-lmic-reports/master/AFG/projections.csv | 2021-08-08 | prevalence | 44109.07 | 47068.21 | 50442.56 | 50507.11 | 52820.59 | 60874.93 | Pessimistic | Afghanistan | AFG | 2022-01-02 | v8 | TRUE
https://raw.githubusercontent.com/mrc-ide/global-lmic-reports/master/AFG/projections.csv | 2021-08-08 | cumulative_infections | 3255721.14 | 3398390.08 | 3490298.21 | 3487802.16 | 3573529.18 | 3788563.86 | Pessimistic | Afghanistan | AFG | 2022-01-02 | v8 | TRUE
https://raw.githubusercontent.com/mrc-ide/global-lmic-reports/master/AFG/projections.csv | 2021-08-08 | cumulative_deaths | 6470.52 | 6827.69 | 7032.86 | 7027.42 | 7233.76 | 7725.21 | Pessimistic | Afghanistan | AFG | 2022-01-02 | v8 | TRUE
https://raw.githubusercontent.com/mrc-ide/global-lmic-reports/master/AFG/projections.csv | 2021-08-08 | Rt | 0.83 | 0.86 | 0.87 | 0.87 | 0.88 | 0.9 | Pessimistic | Afghanistan | AFG | 2022-01-02 | v8 | TRUE
https://raw.githubusercontent.com/mrc-ide/global-lmic-reports/master/AFG/projections.csv | 2021-08-08 | Reff | 0.73 | 0.75 | 0.76 | 0.76 | 0.77 | 0.78 | Pessimistic | Afghanistan | AFG | 2022-01-02 | v8 | TRUE
https://raw.githubusercontent.com/mrc-ide/global-lmic-reports/master/AFG/projections.csv | 2021-08-08 | infections | 5141.49 | 5598.88 | 6015.85 | 6025.69 | 6364.64 | 7352.95 | Relax Interventions 50% | Afghanistan | AFG | 2022-01-02 | v8 | TRUE
https://raw.githubusercontent.com/mrc-ide/global-lmic-reports/master/AFG/projections.csv | 2021-08-08 | deaths | 15.84 | 16.15 | 16.51 | 16.5 | 16.83 | 17.79 | Relax Interventions 50% | Afghanistan | AFG | 2022-01-02 | v8 | TRUE
https://raw.githubusercontent.com/mrc-ide/global-lmic-reports/master/AFG/projections.csv | 2021-08-08 | hospital_demand | 727.53 | 753.13 | 787.26 | 785.44 | 815.87 | 866.58 | Relax Interventions 50% | Afghanistan | AFG | 2022-01-02 | v8 | TRUE
https://raw.githubusercontent.com/mrc-ide/global-lmic-reports/master/AFG/projections.csv | 2021-08-08 | ICU_demand | 262.99 | 268.56 | 276.26 | 274.79 | 279.16 | 287.15 | Relax Interventions 50% | Afghanistan | AFG | 2022-01-02 | v8 | TRUE
https://raw.githubusercontent.com/mrc-ide/global-lmic-reports/master/AFG/projections.csv | 2021-08-08 | hospital_incidence | 50.9 | 53.95 | 57.93 | 57.81 | 60.16 | 68.89 | Relax Interventions 50% | Afghanistan | AFG | 2022-01-02 | v8 | TRUE
https://raw.githubusercontent.com/mrc-ide/global-lmic-reports/master/AFG/projections.csv | 2021-08-08 | ICU_incidence | 15.4 | 16.33 | 17.53 | 17.49 | 18.2 | 20.85 | Relax Interventions 50% | Afghanistan | AFG | 2022-01-02 | v8 | TRUE
https://raw.githubusercontent.com/mrc-ide/global-lmic-reports/master/AFG/projections.csv | 2021-08-08 | prevalence | 44109.07 | 47068.21 | 50442.56 | 50507.11 | 52820.59 | 60874.93 | Relax Interventions 50% | Afghanistan | AFG | 2022-01-02 | v8 | TRUE
https://raw.githubusercontent.com/mrc-ide/global-lmic-reports/master/AFG/projections.csv | 2021-08-08 | cumulative_infections | 3255721.14 | 3398390.08 | 3490298.21 | 3487802.16 | 3573529.18 | 3788563.86 | Relax Interventions 50% | Afghanistan | AFG | 2022-01-02 | v8 | TRUE
https://raw.githubusercontent.com/mrc-ide/global-lmic-reports/master/AFG/projections.csv | 2021-08-08 | cumulative_deaths | 6470.52 | 6827.69 | 7032.86 | 7027.42 | 7233.76 | 7725.21 | Relax Interventions 50% | Afghanistan | AFG | 2022-01-02 | v8 | TRUE
https://raw.githubusercontent.com/mrc-ide/global-lmic-reports/master/AFG/projections.csv | 2021-08-08 | Rt | 0.83 | 0.86 | 0.87 | 0.87 | 0.88 | 0.9 | Relax Interventions 50% | Afghanistan | AFG | 2022-01-02 | v8 | TRUE
https://raw.githubusercontent.com/mrc-ide/global-lmic-reports/master/AFG/projections.csv | 2021-08-08 | Reff | 0.73 | 0.75 | 0.76 | 0.76 | 0.77 | 0.78 | Relax Interventions 50% | Afghanistan | AFG | 2022-01-02 | v8 | TRUE
https://raw.githubusercontent.com/mrc-ide/global-lmic-reports/master/AFG/projections.csv | 2021-08-08 | infections | 5329.58 | 5685.9 | 6035.4 | 6086.7 | 6468.63 | 6985.7 | Surged Additional 50% Reduction | Afghanistan | AFG | 2022-01-02 | v8 | TRUE
https://raw.githubusercontent.com/mrc-ide/global-lmic-reports/master/AFG/projections.csv | 2021-08-08 | deaths | 20.41 | 21.27 | 22.18 | 22.11 | 22.88 | 23.63 | Surged Additional 50% Reduction | Afghanistan | AFG | 2022-01-02 | v8 | TRUE
https://raw.githubusercontent.com/mrc-ide/global-lmic-reports/master/AFG/projections.csv | 2021-08-08 | hospital_demand | 755.77 | 791.97 | 819.52 | 823.83 | 855.37 | 895.87 | Surged Additional 50% Reduction | Afghanistan | AFG | 2022-01-02 | v8 | TRUE
https://raw.githubusercontent.com/mrc-ide/global-lmic-reports/master/AFG/projections.csv | 2021-08-08 | ICU_demand | 374.74 | 391.03 | 406.75 | 405.79 | 419.15 | 433.23 | Surged Additional 50% Reduction | Afghanistan | AFG | 2022-01-02 | v8 | TRUE
https://raw.githubusercontent.com/mrc-ide/global-lmic-reports/master/AFG/projections.csv | 2021-08-08 | hospital_incidence | 52.62 | 55.27 | 57.63 | 58.31 | 61.13 | 65.13 | Surged Additional 50% Reduction | Afghanistan | AFG | 2022-01-02 | v8 | TRUE
https://raw.githubusercontent.com/mrc-ide/global-lmic-reports/master/AFG/projections.csv | 2021-08-08 | ICU_incidence | 15.92 | 16.72 | 17.44 | 17.64 | 18.5 | 19.71 | Surged Additional 50% Reduction | Afghanistan | AFG | 2022-01-02 | v8 | TRUE
https://raw.githubusercontent.com/mrc-ide/global-lmic-reports/master/AFG/projections.csv | 2021-08-08 | prevalence | 45202.01 | 48074.79 | 50582.5 | 51110.55 | 53860.42 | 57943.54 | Surged Additional 50% Reduction | Afghanistan | AFG | 2022-01-02 | v8 | TRUE
https://raw.githubusercontent.com/mrc-ide/global-lmic-reports/master/AFG/projections.csv | 2021-08-08 | cumulative_infections | 3316843.33 | 3392114.26 | 3465782.36 | 3467330.84 | 3522340.59 | 3673878.26 | Surged Additional 50% Reduction | Afghanistan | AFG | 2022-01-02 | v8 | TRUE
https://raw.githubusercontent.com/mrc-ide/global-lmic-reports/master/AFG/projections.csv | 2021-08-08 | cumulative_deaths | 5429.42 | 5550.7 | 5654.97 | 5668.53 | 5754.98 | 6038.69 | Surged Additional 50% Reduction | Afghanistan | AFG | 2022-01-02 | v8 | TRUE
https://raw.githubusercontent.com/mrc-ide/global-lmic-reports/master/AFG/projections.csv | 2021-08-08 | Rt | 0.84 | 0.86 | 0.87 | 0.87 | 0.88 | 0.9 | Surged Additional 50% Reduction | Afghanistan | AFG | 2022-01-02 | v8 | TRUE
https://raw.githubusercontent.com/mrc-ide/global-lmic-reports/master/AFG/projections.csv | 2021-08-08 | Reff | 0.73 | 0.75 | 0.76 | 0.76 | 0.77 | 0.79 | Surged Additional 50% Reduction | Afghanistan | AFG | 2022-01-02 | v8 | TRUE
https://raw.githubusercontent.com/mrc-ide/global-lmic-reports/master/AFG/projections.csv | 2021-08-08 | infections | 5329.58 | 5685.9 | 6035.4 | 6086.7 | 6468.63 | 6985.7 | Surged Maintain Status Quo | Afghanistan | AFG | 2022-01-02 | v8 | TRUE
https://raw.githubusercontent.com/mrc-ide/global-lmic-reports/master/AFG/projections.csv | 2021-08-08 | deaths | 20.41 | 21.27 | 22.18 | 22.11 | 22.88 | 23.63 | Surged Maintain Status Quo | Afghanistan | AFG | 2022-01-02 | v8 | TRUE
https://raw.githubusercontent.com/mrc-ide/global-lmic-reports/master/AFG/projections.csv | 2021-08-08 | hospital_demand | 755.77 | 791.97 | 819.52 | 823.83 | 855.37 | 895.87 | Surged Maintain Status Quo | Afghanistan | AFG | 2022-01-02 | v8 | TRUE
https://raw.githubusercontent.com/mrc-ide/global-lmic-reports/master/AFG/projections.csv | 2021-08-08 | ICU_demand | 374.74 | 391.03 | 406.75 | 405.79 | 419.15 | 433.23 | Surged Maintain Status Quo | Afghanistan | AFG | 2022-01-02 | v8 | TRUE
https://raw.githubusercontent.com/mrc-ide/global-lmic-reports/master/AFG/projections.csv | 2021-08-08 | hospital_incidence | 52.62 | 55.27 | 57.63 | 58.31 | 61.13 | 65.13 | Surged Maintain Status Quo | Afghanistan | AFG | 2022-01-02 | v8 | TRUE
https://raw.githubusercontent.com/mrc-ide/global-lmic-reports/master/AFG/projections.csv | 2021-08-08 | ICU_incidence | 15.92 | 16.72 | 17.44 | 17.64 | 18.5 | 19.71 | Surged Maintain Status Quo | Afghanistan | AFG | 2022-01-02 | v8 | TRUE
https://raw.githubusercontent.com/mrc-ide/global-lmic-reports/master/AFG/projections.csv | 2021-08-08 | prevalence | 45202.01 | 48074.79 | 50582.5 | 51110.55 | 53860.42 | 57943.54 | Surged Maintain Status Quo | Afghanistan | AFG | 2022-01-02 | v8 | TRUE
https://raw.githubusercontent.com/mrc-ide/global-lmic-reports/master/AFG/projections.csv | 2021-08-08 | cumulative_infections | 3316843.33 | 3392114.26 | 3465782.36 | 3467330.84 | 3522340.59 | 3673878.26 | Surged Maintain Status Quo | Afghanistan | AFG | 2022-01-02 | v8 | TRUE
https://raw.githubusercontent.com/mrc-ide/global-lmic-reports/master/AFG/projections.csv | 2021-08-08 | cumulative_deaths | 5429.42 | 5550.7 | 5654.97 | 5668.53 | 5754.98 | 6038.69 | Surged Maintain Status Quo | Afghanistan | AFG | 2022-01-02 | v8 | TRUE
https://raw.githubusercontent.com/mrc-ide/global-lmic-reports/master/AFG/projections.csv | 2021-08-08 | Rt | 0.84 | 0.86 | 0.87 | 0.87 | 0.88 | 0.9 | Surged Maintain Status Quo | Afghanistan | AFG | 2022-01-02 | v8 | TRUE
https://raw.githubusercontent.com/mrc-ide/global-lmic-reports/master/AFG/projections.csv | 2021-08-08 | Reff | 0.73 | 0.75 | 0.76 | 0.76 | 0.77 | 0.79 | Surged Maintain Status Quo | Afghanistan | AFG | 2022-01-02 | v8 | TRUE
https://raw.githubusercontent.com/mrc-ide/global-lmic-reports/master/AFG/projections.csv | 2021-08-08 | infections | 5329.58 | 5685.9 | 6035.4 | 6086.7 | 6468.63 | 6985.7 | Surged Optimistic | Afghanistan | AFG | 2022-01-02 | v8 | TRUE
https://raw.githubusercontent.com/mrc-ide/global-lmic-reports/master/AFG/projections.csv | 2021-08-08 | deaths | 20.41 | 21.27 | 22.18 | 22.11 | 22.88 | 23.63 | Surged Optimistic | Afghanistan | AFG | 2022-01-02 | v8 | TRUE
https://raw.githubusercontent.com/mrc-ide/global-lmic-reports/master/AFG/projections.csv | 2021-08-08 | hospital_demand | 755.77 | 791.97 | 819.52 | 823.83 | 855.37 | 895.87 | Surged Optimistic | Afghanistan | AFG | 2022-01-02 | v8 | TRUE
https://raw.githubusercontent.com/mrc-ide/global-lmic-reports/master/AFG/projections.csv | 2021-08-08 | ICU_demand | 374.74 | 391.03 | 406.75 | 405.79 | 419.15 | 433.23 | Surged Optimistic | Afghanistan | AFG | 2022-01-02 | v8 | TRUE
https://raw.githubusercontent.com/mrc-ide/global-lmic-reports/master/AFG/projections.csv | 2021-08-08 | hospital_incidence | 52.62 | 55.27 | 57.63 | 58.31 | 61.13 | 65.13 | Surged Optimistic | Afghanistan | AFG | 2022-01-02 | v8 | TRUE
https://raw.githubusercontent.com/mrc-ide/global-lmic-reports/master/AFG/projections.csv | 2021-08-08 | ICU_incidence | 15.92 | 16.72 | 17.44 | 17.64 | 18.5 | 19.71 | Surged Optimistic | Afghanistan | AFG | 2022-01-02 | v8 | TRUE
https://raw.githubusercontent.com/mrc-ide/global-lmic-reports/master/AFG/projections.csv | 2021-08-08 | prevalence | 45202.01 | 48074.79 | 50582.5 | 51110.55 | 53860.42 | 57943.54 | Surged Optimistic | Afghanistan | AFG | 2022-01-02 | v8 | TRUE
https://raw.githubusercontent.com/mrc-ide/global-lmic-reports/master/AFG/projections.csv | 2021-08-08 | cumulative_infections | 3316843.33 | 3392114.26 | 3465782.36 | 3467330.84 | 3522340.59 | 3673878.26 | Surged Optimistic | Afghanistan | AFG | 2022-01-02 | v8 | TRUE
https://raw.githubusercontent.com/mrc-ide/global-lmic-reports/master/AFG/projections.csv | 2021-08-08 | cumulative_deaths | 5429.42 | 5550.7 | 5654.97 | 5668.53 | 5754.98 | 6038.69 | Surged Optimistic | Afghanistan | AFG | 2022-01-02 | v8 | TRUE
https://raw.githubusercontent.com/mrc-ide/global-lmic-reports/master/AFG/projections.csv | 2021-08-08 | Rt | 0.84 | 0.86 | 0.87 | 0.87 | 0.88 | 0.9 | Surged Optimistic | Afghanistan | AFG | 2022-01-02 | v8 | TRUE
https://raw.githubusercontent.com/mrc-ide/global-lmic-reports/master/AFG/projections.csv | 2021-08-08 | Reff | 0.73 | 0.75 | 0.76 | 0.76 | 0.77 | 0.79 | Surged Optimistic | Afghanistan | AFG | 2022-01-02 | v8 | TRUE
https://raw.githubusercontent.com/mrc-ide/global-lmic-reports/master/AFG/projections.csv | 2021-08-08 | infections | 5329.58 | 5685.9 | 6035.4 | 6086.7 | 6468.63 | 6985.7 | Surged Pessimistic | Afghanistan | AFG | 2022-01-02 | v8 | TRUE
https://raw.githubusercontent.com/mrc-ide/global-lmic-reports/master/AFG/projections.csv | 2021-08-08 | deaths | 20.41 | 21.27 | 22.18 | 22.11 | 22.88 | 23.63 | Surged Pessimistic | Afghanistan | AFG | 2022-01-02 | v8 | TRUE
https://raw.githubusercontent.com/mrc-ide/global-lmic-reports/master/AFG/projections.csv | 2021-08-08 | hospital_demand | 755.77 | 791.97 | 819.52 | 823.83 | 855.37 | 895.87 | Surged Pessimistic | Afghanistan | AFG | 2022-01-02 | v8 | TRUE
https://raw.githubusercontent.com/mrc-ide/global-lmic-reports/master/AFG/projections.csv | 2021-08-08 | ICU_demand | 374.74 | 391.03 | 406.75 | 405.79 | 419.15 | 433.23 | Surged Pessimistic | Afghanistan | AFG | 2022-01-02 | v8 | TRUE
https://raw.githubusercontent.com/mrc-ide/global-lmic-reports/master/AFG/projections.csv | 2021-08-08 | hospital_incidence | 52.62 | 55.27 | 57.63 | 58.31 | 61.13 | 65.13 | Surged Pessimistic | Afghanistan | AFG | 2022-01-02 | v8 | TRUE
https://raw.githubusercontent.com/mrc-ide/global-lmic-reports/master/AFG/projections.csv | 2021-08-08 | ICU_incidence | 15.92 | 16.72 | 17.44 | 17.64 | 18.5 | 19.71 | Surged Pessimistic | Afghanistan | AFG | 2022-01-02 | v8 | TRUE
https://raw.githubusercontent.com/mrc-ide/global-lmic-reports/master/AFG/projections.csv | 2021-08-08 | prevalence | 45202.01 | 48074.79 | 50582.5 | 51110.55 | 53860.42 | 57943.54 | Surged Pessimistic | Afghanistan | AFG | 2022-01-02 | v8 | TRUE
https://raw.githubusercontent.com/mrc-ide/global-lmic-reports/master/AFG/projections.csv | 2021-08-08 | cumulative_infections | 3316843.33 | 3392114.26 | 3465782.36 | 3467330.84 | 3522340.59 | 3673878.26 | Surged Pessimistic | Afghanistan | AFG | 2022-01-02 | v8 | TRUE
https://raw.githubusercontent.com/mrc-ide/global-lmic-reports/master/AFG/projections.csv | 2021-08-08 | cumulative_deaths | 5429.42 | 5550.7 | 5654.97 | 5668.53 | 5754.98 | 6038.69 | Surged Pessimistic | Afghanistan | AFG | 2022-01-02 | v8 | TRUE
https://raw.githubusercontent.com/mrc-ide/global-lmic-reports/master/AFG/projections.csv | 2021-08-08 | Rt | 0.84 | 0.86 | 0.87 | 0.87 | 0.88 | 0.9 | Surged Pessimistic | Afghanistan | AFG | 2022-01-02 | v8 | TRUE
https://raw.githubusercontent.com/mrc-ide/global-lmic-reports/master/AFG/projections.csv | 2021-08-08 | Reff | 0.73 | 0.75 | 0.76 | 0.76 | 0.77 | 0.79 | Surged Pessimistic | Afghanistan | AFG | 2022-01-02 | v8 | TRUE
https://raw.githubusercontent.com/mrc-ide/global-lmic-reports/master/AFG/projections.csv | 2021-08-08 | infections | 5329.58 | 5685.9 | 6035.4 | 6086.7 | 6468.63 | 6985.7 | Surged Relax Interventions 50% | Afghanistan | AFG | 2022-01-02 | v8 | TRUE
https://raw.githubusercontent.com/mrc-ide/global-lmic-reports/master/AFG/projections.csv | 2021-08-08 | deaths | 20.41 | 21.27 | 22.18 | 22.11 | 22.88 | 23.63 | Surged Relax Interventions 50% | Afghanistan | AFG | 2022-01-02 | v8 | TRUE
https://raw.githubusercontent.com/mrc-ide/global-lmic-reports/master/AFG/projections.csv | 2021-08-08 | hospital_demand | 755.77 | 791.97 | 819.52 | 823.83 | 855.37 | 895.87 | Surged Relax Interventions 50% | Afghanistan | AFG | 2022-01-02 | v8 | TRUE
https://raw.githubusercontent.com/mrc-ide/global-lmic-reports/master/AFG/projections.csv | 2021-08-08 | ICU_demand | 374.74 | 391.03 | 406.75 | 405.79 | 419.15 | 433.23 | Surged Relax Interventions 50% | Afghanistan | AFG | 2022-01-02 | v8 | TRUE
https://raw.githubusercontent.com/mrc-ide/global-lmic-reports/master/AFG/projections.csv | 2021-08-08 | hospital_incidence | 52.62 | 55.27 | 57.63 | 58.31 | 61.13 | 65.13 | Surged Relax Interventions 50% | Afghanistan | AFG | 2022-01-02 | v8 | TRUE
https://raw.githubusercontent.com/mrc-ide/global-lmic-reports/master/AFG/projections.csv | 2021-08-08 | ICU_incidence | 15.92 | 16.72 | 17.44 | 17.64 | 18.5 | 19.71 | Surged Relax Interventions 50% | Afghanistan | AFG | 2022-01-02 | v8 | TRUE
https://raw.githubusercontent.com/mrc-ide/global-lmic-reports/master/AFG/projections.csv | 2021-08-08 | prevalence | 45202.01 | 48074.79 | 50582.5 | 51110.55 | 53860.42 | 57943.54 | Surged Relax Interventions 50% | Afghanistan | AFG | 2022-01-02 | v8 | TRUE
https://raw.githubusercontent.com/mrc-ide/global-lmic-reports/master/AFG/projections.csv | 2021-08-08 | cumulative_infections | 3316843.33 | 3392114.26 | 3465782.36 | 3467330.84 | 3522340.59 | 3673878.26 | Surged Relax Interventions 50% | Afghanistan | AFG | 2022-01-02 | v8 | TRUE
https://raw.githubusercontent.com/mrc-ide/global-lmic-reports/master/AFG/projections.csv | 2021-08-08 | cumulative_deaths | 5429.42 | 5550.7 | 5654.97 | 5668.53 | 5754.98 | 6038.69 | Surged Relax Interventions 50% | Afghanistan | AFG | 2022-01-02 | v8 | TRUE
https://raw.githubusercontent.com/mrc-ide/global-lmic-reports/master/AFG/projections.csv | 2021-08-08 | Rt | 0.84 | 0.86 | 0.87 | 0.87 | 0.88 | 0.9 | Surged Relax Interventions 50% | Afghanistan | AFG | 2022-01-02 | v8 | TRUE
https://raw.githubusercontent.com/mrc-ide/global-lmic-reports/master/AFG/projections.csv | 2021-08-08 | Reff | 0.73 | 0.75 | 0.76 | 0.76 | 0.77 | 0.79 | Surged Relax Interventions 50% | Afghanistan | AFG | 2022-01-02 | v8 | TRUE
https://raw.githubusercontent.com/mrc-ide/global-lmic-reports/master/AFG/projections.csv | 2021-08-09 | infections | 5110.77 | 5574.33 | 5989.1 | 6017.37 | 6344.33 | 7417.76 | Additional 50% Reduction | Afghanistan | AFG | 2022-01-02 | v8 | TRUE
https://raw.githubusercontent.com/mrc-ide/global-lmic-reports/master/AFG/projections.csv | 2021-08-09 | deaths | 15.37 | 15.71 | 16.12 | 16.07 | 16.42 | 17.05 | Additional 50% Reduction | Afghanistan | AFG | 2022-01-02 | v8 | TRUE
https://raw.githubusercontent.com/mrc-ide/global-lmic-reports/master/AFG/projections.csv | 2021-08-09 | hospital_demand | 691.08 | 718.16 | 753.01 | 750.41 | 778.38 | 835.69 | Additional 50% Reduction | Afghanistan | AFG | 2022-01-02 | v8 | TRUE
https://raw.githubusercontent.com/mrc-ide/global-lmic-reports/master/AFG/projections.csv | 2021-08-09 | ICU_demand | 256.8 | 263.24 | 271.75 | 270.28 | 275.05 | 285.26 | Additional 50% Reduction | Afghanistan | AFG | 2022-01-02 | v8 | TRUE
https://raw.githubusercontent.com/mrc-ide/global-lmic-reports/master/AFG/projections.csv | 2021-08-09 | hospital_incidence | 48.77 | 51.77 | 55.47 | 55.43 | 57.73 | 66.25 | Additional 50% Reduction | Afghanistan | AFG | 2022-01-02 | v8 | TRUE
https://raw.githubusercontent.com/mrc-ide/global-lmic-reports/master/AFG/projections.csv | 2021-08-09 | ICU_incidence | 14.75 | 15.66 | 16.78 | 16.76 | 17.46 | 20.04 | Additional 50% Reduction | Afghanistan | AFG | 2022-01-02 | v8 | TRUE
https://raw.githubusercontent.com/mrc-ide/global-lmic-reports/master/AFG/projections.csv | 2021-08-09 | prevalence | 42205.56 | 45196.81 | 48524.82 | 48544.67 | 50862.73 | 58717.62 | Additional 50% Reduction | Afghanistan | AFG | 2022-01-02 | v8 | TRUE
https://raw.githubusercontent.com/mrc-ide/global-lmic-reports/master/AFG/projections.csv | 2021-08-09 | cumulative_infections | 3263004.46 | 3404145.17 | 3495900.31 | 3493819.53 | 3579420.73 | 3794860.49 | Additional 50% Reduction | Afghanistan | AFG | 2022-01-02 | v8 | TRUE
https://raw.githubusercontent.com/mrc-ide/global-lmic-reports/master/AFG/projections.csv | 2021-08-09 | cumulative_deaths | 6486.03 | 6843.76 | 7049.23 | 7043.49 | 7250.02 | 7741.73 | Additional 50% Reduction | Afghanistan | AFG | 2022-01-02 | v8 | TRUE
https://raw.githubusercontent.com/mrc-ide/global-lmic-reports/master/AFG/projections.csv | 2021-08-09 | Rt | 0.84 | 0.86 | 0.88 | 0.88 | 0.89 | 0.9 | Additional 50% Reduction | Afghanistan | AFG | 2022-01-02 | v8 | TRUE
https://raw.githubusercontent.com/mrc-ide/global-lmic-reports/master/AFG/projections.csv | 2021-08-09 | Reff | 0.73 | 0.75 | 0.77 | 0.77 | 0.78 | 0.79 | Additional 50% Reduction | Afghanistan | AFG | 2022-01-02 | v8 | TRUE
https://raw.githubusercontent.com/mrc-ide/global-lmic-reports/master/AFG/projections.csv | 2021-08-09 | infections | 5110.77 | 5574.33 | 5989.1 | 6017.37 | 6344.33 | 7417.76 | Maintain Status Quo | Afghanistan | AFG | 2022-01-02 | v8 | TRUE
https://raw.githubusercontent.com/mrc-ide/global-lmic-reports/master/AFG/projections.csv | 2021-08-09 | deaths | 15.37 | 15.71 | 16.12 | 16.07 | 16.42 | 17.05 | Maintain Status Quo | Afghanistan | AFG | 2022-01-02 | v8 | TRUE
https://raw.githubusercontent.com/mrc-ide/global-lmic-reports/master/AFG/projections.csv | 2021-08-09 | hospital_demand | 691.08 | 718.16 | 753.01 | 750.41 | 778.38 | 835.69 | Maintain Status Quo | Afghanistan | AFG | 2022-01-02 | v8 | TRUE
https://raw.githubusercontent.com/mrc-ide/global-lmic-reports/master/AFG/projections.csv | 2021-08-09 | ICU_demand | 256.8 | 263.24 | 271.75 | 270.28 | 275.05 | 285.26 | Maintain Status Quo | Afghanistan | AFG | 2022-01-02 | v8 | TRUE
https://raw.githubusercontent.com/mrc-ide/global-lmic-reports/master/AFG/projections.csv | 2021-08-09 | hospital_incidence | 48.77 | 51.77 | 55.47 | 55.43 | 57.73 | 66.25 | Maintain Status Quo | Afghanistan | AFG | 2022-01-02 | v8 | TRUE
https://raw.githubusercontent.com/mrc-ide/global-lmic-reports/master/AFG/projections.csv | 2021-08-09 | ICU_incidence | 14.75 | 15.66 | 16.78 | 16.76 | 17.46 | 20.04 | Maintain Status Quo | Afghanistan | AFG | 2022-01-02 | v8 | TRUE
https://raw.githubusercontent.com/mrc-ide/global-lmic-reports/master/AFG/projections.csv | 2021-08-09 | prevalence | 42205.56 | 45196.81 | 48524.82 | 48544.67 | 50862.73 | 58717.62 | Maintain Status Quo | Afghanistan | AFG | 2022-01-02 | v8 | TRUE
https://raw.githubusercontent.com/mrc-ide/global-lmic-reports/master/AFG/projections.csv | 2021-08-09 | cumulative_infections | 3263004.46 | 3404145.17 | 3495900.31 | 3493819.53 | 3579420.73 | 3794860.49 | Maintain Status Quo | Afghanistan | AFG | 2022-01-02 | v8 | TRUE
https://raw.githubusercontent.com/mrc-ide/global-lmic-reports/master/AFG/projections.csv | 2021-08-09 | cumulative_deaths | 6486.03 | 6843.76 | 7049.23 | 7043.49 | 7250.02 | 7741.73 | Maintain Status Quo | Afghanistan | AFG | 2022-01-02 | v8 | TRUE
https://raw.githubusercontent.com/mrc-ide/global-lmic-reports/master/AFG/projections.csv | 2021-08-09 | Rt | 0.84 | 0.86 | 0.88 | 0.88 | 0.89 | 0.9 | Maintain Status Quo | Afghanistan | AFG | 2022-01-02 | v8 | TRUE
https://raw.githubusercontent.com/mrc-ide/global-lmic-reports/master/AFG/projections.csv | 2021-08-09 | Reff | 0.73 | 0.75 | 0.77 | 0.77 | 0.78 | 0.79 | Maintain Status Quo | Afghanistan | AFG | 2022-01-02 | v8 | TRUE
https://raw.githubusercontent.com/mrc-ide/global-lmic-reports/master/AFG/projections.csv | 2021-08-09 | infections | 5110.77 | 5574.33 | 5989.1 | 6017.37 | 6344.33 | 7417.76 | Optimistic | Afghanistan | AFG | 2022-01-02 | v8 | TRUE
https://raw.githubusercontent.com/mrc-ide/global-lmic-reports/master/AFG/projections.csv | 2021-08-09 | deaths | 15.37 | 15.71 | 16.12 | 16.07 | 16.42 | 17.05 | Optimistic | Afghanistan | AFG | 2022-01-02 | v8 | TRUE
https://raw.githubusercontent.com/mrc-ide/global-lmic-reports/master/AFG/projections.csv | 2021-08-09 | hospital_demand | 691.08 | 718.16 | 753.01 | 750.41 | 778.38 | 835.69 | Optimistic | Afghanistan | AFG | 2022-01-02 | v8 | TRUE
https://raw.githubusercontent.com/mrc-ide/global-lmic-reports/master/AFG/projections.csv | 2021-08-09 | ICU_demand | 256.8 | 263.24 | 271.75 | 270.28 | 275.05 | 285.26 | Optimistic | Afghanistan | AFG | 2022-01-02 | v8 | TRUE
https://raw.githubusercontent.com/mrc-ide/global-lmic-reports/master/AFG/projections.csv | 2021-08-09 | hospital_incidence | 48.77 | 51.77 | 55.47 | 55.43 | 57.73 | 66.25 | Optimistic | Afghanistan | AFG | 2022-01-02 | v8 | TRUE
https://raw.githubusercontent.com/mrc-ide/global-lmic-reports/master/AFG/projections.csv | 2021-08-09 | ICU_incidence | 14.75 | 15.66 | 16.78 | 16.76 | 17.46 | 20.04 | Optimistic | Afghanistan | AFG | 2022-01-02 | v8 | TRUE
https://raw.githubusercontent.com/mrc-ide/global-lmic-reports/master/AFG/projections.csv | 2021-08-09 | prevalence | 42205.56 | 45196.81 | 48524.82 | 48544.67 | 50862.73 | 58717.62 | Optimistic | Afghanistan | AFG | 2022-01-02 | v8 | TRUE
https://raw.githubusercontent.com/mrc-ide/global-lmic-reports/master/AFG/projections.csv | 2021-08-09 | cumulative_infections | 3263004.46 | 3404145.17 | 3495900.31 | 3493819.53 | 3579420.73 | 3794860.49 | Optimistic | Afghanistan | AFG | 2022-01-02 | v8 | TRUE
https://raw.githubusercontent.com/mrc-ide/global-lmic-reports/master/AFG/projections.csv | 2021-08-09 | cumulative_deaths | 6486.03 | 6843.76 | 7049.23 | 7043.49 | 7250.02 | 7741.73 | Optimistic | Afghanistan | AFG | 2022-01-02 | v8 | TRUE
https://raw.githubusercontent.com/mrc-ide/global-lmic-reports/master/AFG/projections.csv | 2021-08-09 | Rt | 0.84 | 0.86 | 0.88 | 0.88 | 0.89 | 0.9 | Optimistic | Afghanistan | AFG | 2022-01-02 | v8 | TRUE
https://raw.githubusercontent.com/mrc-ide/global-lmic-reports/master/AFG/projections.csv | 2021-08-09 | Reff | 0.73 | 0.75 | 0.77 | 0.77 | 0.78 | 0.79 | Optimistic | Afghanistan | AFG | 2022-01-02 | v8 | TRUE
https://raw.githubusercontent.com/mrc-ide/global-lmic-reports/master/AFG/projections.csv | 2021-08-09 | infections | 5110.77 | 5574.33 | 5989.1 | 6017.37 | 6344.33 | 7417.76 | Pessimistic | Afghanistan | AFG | 2022-01-02 | v8 | TRUE
https://raw.githubusercontent.com/mrc-ide/global-lmic-reports/master/AFG/projections.csv | 2021-08-09 | deaths | 15.37 | 15.71 | 16.12 | 16.07 | 16.42 | 17.05 | Pessimistic | Afghanistan | AFG | 2022-01-02 | v8 | TRUE
https://raw.githubusercontent.com/mrc-ide/global-lmic-reports/master/AFG/projections.csv | 2021-08-09 | hospital_demand | 691.08 | 718.16 | 753.01 | 750.41 | 778.38 | 835.69 | Pessimistic | Afghanistan | AFG | 2022-01-02 | v8 | TRUE
https://raw.githubusercontent.com/mrc-ide/global-lmic-reports/master/AFG/projections.csv | 2021-08-09 | ICU_demand | 256.8 | 263.24 | 271.75 | 270.28 | 275.05 | 285.26 | Pessimistic | Afghanistan | AFG | 2022-01-02 | v8 | TRUE
https://raw.githubusercontent.com/mrc-ide/global-lmic-reports/master/AFG/projections.csv | 2021-08-09 | hospital_incidence | 48.77 | 51.77 | 55.47 | 55.43 | 57.73 | 66.25 | Pessimistic | Afghanistan | AFG | 2022-01-02 | v8 | TRUE
https://raw.githubusercontent.com/mrc-ide/global-lmic-reports/master/AFG/projections.csv | 2021-08-09 | ICU_incidence | 14.75 | 15.66 | 16.78 | 16.76 | 17.46 | 20.04 | Pessimistic | Afghanistan | AFG | 2022-01-02 | v8 | TRUE
https://raw.githubusercontent.com/mrc-ide/global-lmic-reports/master/AFG/projections.csv | 2021-08-09 | prevalence | 42205.56 | 45196.81 | 48524.82 | 48544.67 | 50862.73 | 58717.62 | Pessimistic | Afghanistan | AFG | 2022-01-02 | v8 | TRUE
https://raw.githubusercontent.com/mrc-ide/global-lmic-reports/master/AFG/projections.csv | 2021-08-09 | cumulative_infections | 3263004.46 | 3404145.17 | 3495900.31 | 3493819.53 | 3579420.73 | 3794860.49 | Pessimistic | Afghanistan | AFG | 2022-01-02 | v8 | TRUE
https://raw.githubusercontent.com/mrc-ide/global-lmic-reports/master/AFG/projections.csv | 2021-08-09 | cumulative_deaths | 6486.03 | 6843.76 | 7049.23 | 7043.49 | 7250.02 | 7741.73 | Pessimistic | Afghanistan | AFG | 2022-01-02 | v8 | TRUE
https://raw.githubusercontent.com/mrc-ide/global-lmic-reports/master/AFG/projections.csv | 2021-08-09 | Rt | 0.84 | 0.86 | 0.88 | 0.88 | 0.89 | 0.9 | Pessimistic | Afghanistan | AFG | 2022-01-02 | v8 | TRUE
https://raw.githubusercontent.com/mrc-ide/global-lmic-reports/master/AFG/projections.csv | 2021-08-09 | Reff | 0.73 | 0.75 | 0.77 | 0.77 | 0.78 | 0.79 | Pessimistic | Afghanistan | AFG | 2022-01-02 | v8 | TRUE
https://raw.githubusercontent.com/mrc-ide/global-lmic-reports/master/AFG/projections.csv | 2021-08-09 | infections | 5110.77 | 5574.33 | 5989.1 | 6017.37 | 6344.33 | 7417.76 | Relax Interventions 50% | Afghanistan | AFG | 2022-01-02 | v8 | TRUE
https://raw.githubusercontent.com/mrc-ide/global-lmic-reports/master/AFG/projections.csv | 2021-08-09 | deaths | 15.37 | 15.71 | 16.12 | 16.07 | 16.42 | 17.05 | Relax Interventions 50% | Afghanistan | AFG | 2022-01-02 | v8 | TRUE
https://raw.githubusercontent.com/mrc-ide/global-lmic-reports/master/AFG/projections.csv | 2021-08-09 | hospital_demand | 691.08 | 718.16 | 753.01 | 750.41 | 778.38 | 835.69 | Relax Interventions 50% | Afghanistan | AFG | 2022-01-02 | v8 | TRUE
https://raw.githubusercontent.com/mrc-ide/global-lmic-reports/master/AFG/projections.csv | 2021-08-09 | ICU_demand | 256.8 | 263.24 | 271.75 | 270.28 | 275.05 | 285.26 | Relax Interventions 50% | Afghanistan | AFG | 2022-01-02 | v8 | TRUE
https://raw.githubusercontent.com/mrc-ide/global-lmic-reports/master/AFG/projections.csv | 2021-08-09 | hospital_incidence | 48.77 | 51.77 | 55.47 | 55.43 | 57.73 | 66.25 | Relax Interventions 50% | Afghanistan | AFG | 2022-01-02 | v8 | TRUE
https://raw.githubusercontent.com/mrc-ide/global-lmic-reports/master/AFG/projections.csv | 2021-08-09 | ICU_incidence | 14.75 | 15.66 | 16.78 | 16.76 | 17.46 | 20.04 | Relax Interventions 50% | Afghanistan | AFG | 2022-01-02 | v8 | TRUE
https://raw.githubusercontent.com/mrc-ide/global-lmic-reports/master/AFG/projections.csv | 2021-08-09 | prevalence | 42205.56 | 45196.81 | 48524.82 | 48544.67 | 50862.73 | 58717.62 | Relax Interventions 50% | Afghanistan | AFG | 2022-01-02 | v8 | TRUE
https://raw.githubusercontent.com/mrc-ide/global-lmic-reports/master/AFG/projections.csv | 2021-08-09 | cumulative_infections | 3263004.46 | 3404145.17 | 3495900.31 | 3493819.53 | 3579420.73 | 3794860.49 | Relax Interventions 50% | Afghanistan | AFG | 2022-01-02 | v8 | TRUE
https://raw.githubusercontent.com/mrc-ide/global-lmic-reports/master/AFG/projections.csv | 2021-08-09 | cumulative_deaths | 6486.03 | 6843.76 | 7049.23 | 7043.49 | 7250.02 | 7741.73 | Relax Interventions 50% | Afghanistan | AFG | 2022-01-02 | v8 | TRUE
https://raw.githubusercontent.com/mrc-ide/global-lmic-reports/master/AFG/projections.csv | 2021-08-09 | Rt | 0.84 | 0.86 | 0.88 | 0.88 | 0.89 | 0.9 | Relax Interventions 50% | Afghanistan | AFG | 2022-01-02 | v8 | TRUE
https://raw.githubusercontent.com/mrc-ide/global-lmic-reports/master/AFG/projections.csv | 2021-08-09 | Reff | 0.73 | 0.75 | 0.77 | 0.77 | 0.78 | 0.79 | Relax Interventions 50% | Afghanistan | AFG | 2022-01-02 | v8 | TRUE
https://raw.githubusercontent.com/mrc-ide/global-lmic-reports/master/AFG/projections.csv | 2021-08-09 | infections | 5329.72 | 5660.5 | 5994.5 | 6064.99 | 6421.68 | 7037.81 | Surged Additional 50% Reduction | Afghanistan | AFG | 2022-01-02 | v8 | TRUE
https://raw.githubusercontent.com/mrc-ide/global-lmic-reports/master/AFG/projections.csv | 2021-08-09 | deaths | 19.43 | 20.31 | 21.1 | 21.06 | 21.8 | 22.56 | Surged Additional 50% Reduction | Afghanistan | AFG | 2022-01-02 | v8 | TRUE
https://raw.githubusercontent.com/mrc-ide/global-lmic-reports/master/AFG/projections.csv | 2021-08-09 | hospital_demand | 720.65 | 754.94 | 780.61 | 786.17 | 815.48 | 857.48 | Surged Additional 50% Reduction | Afghanistan | AFG | 2022-01-02 | v8 | TRUE
https://raw.githubusercontent.com/mrc-ide/global-lmic-reports/master/AFG/projections.csv | 2021-08-09 | ICU_demand | 357.82 | 373.71 | 388.29 | 387.83 | 400.64 | 414.92 | Surged Additional 50% Reduction | Afghanistan | AFG | 2022-01-02 | v8 | TRUE
https://raw.githubusercontent.com/mrc-ide/global-lmic-reports/master/AFG/projections.csv | 2021-08-09 | hospital_incidence | 50.35 | 52.97 | 55.19 | 55.91 | 58.67 | 62.66 | Surged Additional 50% Reduction | Afghanistan | AFG | 2022-01-02 | v8 | TRUE
https://raw.githubusercontent.com/mrc-ide/global-lmic-reports/master/AFG/projections.csv | 2021-08-09 | ICU_incidence | 15.23 | 16.02 | 16.69 | 16.91 | 17.74 | 18.95 | Surged Additional 50% Reduction | Afghanistan | AFG | 2022-01-02 | v8 | TRUE
https://raw.githubusercontent.com/mrc-ide/global-lmic-reports/master/AFG/projections.csv | 2021-08-09 | prevalence | 43169.82 | 46076.53 | 48680.57 | 49111.55 | 51882.45 | 55883.67 | Surged Additional 50% Reduction | Afghanistan | AFG | 2022-01-02 | v8 | TRUE
https://raw.githubusercontent.com/mrc-ide/global-lmic-reports/master/AFG/projections.csv | 2021-08-09 | cumulative_infections | 3322275.72 | 3398287.82 | 3471616.12 | 3473395.83 | 3528539.36 | 3679479.62 | Surged Additional 50% Reduction | Afghanistan | AFG | 2022-01-02 | v8 | TRUE
https://raw.githubusercontent.com/mrc-ide/global-lmic-reports/master/AFG/projections.csv | 2021-08-09 | cumulative_deaths | 5449.98 | 5570.86 | 5676.19 | 5689.6 | 5775.15 | 6059.36 | Surged Additional 50% Reduction | Afghanistan | AFG | 2022-01-02 | v8 | TRUE
https://raw.githubusercontent.com/mrc-ide/global-lmic-reports/master/AFG/projections.csv | 2021-08-09 | Rt | 0.84 | 0.86 | 0.87 | 0.88 | 0.88 | 0.91 | Surged Additional 50% Reduction | Afghanistan | AFG | 2022-01-02 | v8 | TRUE
https://raw.githubusercontent.com/mrc-ide/global-lmic-reports/master/AFG/projections.csv | 2021-08-09 | Reff | 0.74 | 0.76 | 0.76 | 0.76 | 0.77 | 0.8 | Surged Additional 50% Reduction | Afghanistan | AFG | 2022-01-02 | v8 | TRUE
https://raw.githubusercontent.com/mrc-ide/global-lmic-reports/master/AFG/projections.csv | 2021-08-09 | infections | 5329.72 | 5660.5 | 5994.5 | 6064.99 | 6421.68 | 7037.81 | Surged Maintain Status Quo | Afghanistan | AFG | 2022-01-02 | v8 | TRUE
https://raw.githubusercontent.com/mrc-ide/global-lmic-reports/master/AFG/projections.csv | 2021-08-09 | deaths | 19.43 | 20.31 | 21.1 | 21.06 | 21.8 | 22.56 | Surged Maintain Status Quo | Afghanistan | AFG | 2022-01-02 | v8 | TRUE
https://raw.githubusercontent.com/mrc-ide/global-lmic-reports/master/AFG/projections.csv | 2021-08-09 | hospital_demand | 720.65 | 754.94 | 780.61 | 786.17 | 815.48 | 857.48 | Surged Maintain Status Quo | Afghanistan | AFG | 2022-01-02 | v8 | TRUE
https://raw.githubusercontent.com/mrc-ide/global-lmic-reports/master/AFG/projections.csv | 2021-08-09 | ICU_demand | 357.82 | 373.71 | 388.29 | 387.83 | 400.64 | 414.92 | Surged Maintain Status Quo | Afghanistan | AFG | 2022-01-02 | v8 | TRUE
https://raw.githubusercontent.com/mrc-ide/global-lmic-reports/master/AFG/projections.csv | 2021-08-09 | hospital_incidence | 50.35 | 52.97 | 55.19 | 55.91 | 58.67 | 62.66 | Surged Maintain Status Quo | Afghanistan | AFG | 2022-01-02 | v8 | TRUE
https://raw.githubusercontent.com/mrc-ide/global-lmic-reports/master/AFG/projections.csv | 2021-08-09 | ICU_incidence | 15.23 | 16.02 | 16.69 | 16.91 | 17.74 | 18.95 | Surged Maintain Status Quo | Afghanistan | AFG | 2022-01-02 | v8 | TRUE
https://raw.githubusercontent.com/mrc-ide/global-lmic-reports/master/AFG/projections.csv | 2021-08-09 | prevalence | 43169.82 | 46076.53 | 48680.57 | 49111.55 | 51882.45 | 55883.67 | Surged Maintain Status Quo | Afghanistan | AFG | 2022-01-02 | v8 | TRUE
https://raw.githubusercontent.com/mrc-ide/global-lmic-reports/master/AFG/projections.csv | 2021-08-09 | cumulative_infections | 3322275.72 | 3398287.82 | 3471616.12 | 3473395.83 | 3528539.36 | 3679479.62 | Surged Maintain Status Quo | Afghanistan | AFG | 2022-01-02 | v8 | TRUE
https://raw.githubusercontent.com/mrc-ide/global-lmic-reports/master/AFG/projections.csv | 2021-08-09 | cumulative_deaths | 5449.98 | 5570.86 | 5676.19 | 5689.6 | 5775.15 | 6059.36 | Surged Maintain Status Quo | Afghanistan | AFG | 2022-01-02 | v8 | TRUE
https://raw.githubusercontent.com/mrc-ide/global-lmic-reports/master/AFG/projections.csv | 2021-08-09 | Rt | 0.84 | 0.86 | 0.87 | 0.88 | 0.88 | 0.91 | Surged Maintain Status Quo | Afghanistan | AFG | 2022-01-02 | v8 | TRUE
https://raw.githubusercontent.com/mrc-ide/global-lmic-reports/master/AFG/projections.csv | 2021-08-09 | Reff | 0.74 | 0.76 | 0.76 | 0.76 | 0.77 | 0.8 | Surged Maintain Status Quo | Afghanistan | AFG | 2022-01-02 | v8 | TRUE
https://raw.githubusercontent.com/mrc-ide/global-lmic-reports/master/AFG/projections.csv | 2021-08-09 | infections | 5329.72 | 5660.5 | 5994.5 | 6064.99 | 6421.68 | 7037.81 | Surged Optimistic | Afghanistan | AFG | 2022-01-02 | v8 | TRUE
https://raw.githubusercontent.com/mrc-ide/global-lmic-reports/master/AFG/projections.csv | 2021-08-09 | deaths | 19.43 | 20.31 | 21.1 | 21.06 | 21.8 | 22.56 | Surged Optimistic | Afghanistan | AFG | 2022-01-02 | v8 | TRUE
https://raw.githubusercontent.com/mrc-ide/global-lmic-reports/master/AFG/projections.csv | 2021-08-09 | hospital_demand | 720.65 | 754.94 | 780.61 | 786.17 | 815.48 | 857.48 | Surged Optimistic | Afghanistan | AFG | 2022-01-02 | v8 | TRUE
https://raw.githubusercontent.com/mrc-ide/global-lmic-reports/master/AFG/projections.csv | 2021-08-09 | ICU_demand | 357.82 | 373.71 | 388.29 | 387.83 | 400.64 | 414.92 | Surged Optimistic | Afghanistan | AFG | 2022-01-02 | v8 | TRUE
https://raw.githubusercontent.com/mrc-ide/global-lmic-reports/master/AFG/projections.csv | 2021-08-09 | hospital_incidence | 50.35 | 52.97 | 55.19 | 55.91 | 58.67 | 62.66 | Surged Optimistic | Afghanistan | AFG | 2022-01-02 | v8 | TRUE
https://raw.githubusercontent.com/mrc-ide/global-lmic-reports/master/AFG/projections.csv | 2021-08-09 | ICU_incidence | 15.23 | 16.02 | 16.69 | 16.91 | 17.74 | 18.95 | Surged Optimistic | Afghanistan | AFG | 2022-01-02 | v8 | TRUE
https://raw.githubusercontent.com/mrc-ide/global-lmic-reports/master/AFG/projections.csv | 2021-08-09 | prevalence | 43169.82 | 46076.53 | 48680.57 | 49111.55 | 51882.45 | 55883.67 | Surged Optimistic | Afghanistan | AFG | 2022-01-02 | v8 | TRUE
https://raw.githubusercontent.com/mrc-ide/global-lmic-reports/master/AFG/projections.csv | 2021-08-09 | cumulative_infections | 3322275.72 | 3398287.82 | 3471616.12 | 3473395.83 | 3528539.36 | 3679479.62 | Surged Optimistic | Afghanistan | AFG | 2022-01-02 | v8 | TRUE
https://raw.githubusercontent.com/mrc-ide/global-lmic-reports/master/AFG/projections.csv | 2021-08-09 | cumulative_deaths | 5449.98 | 5570.86 | 5676.19 | 5689.6 | 5775.15 | 6059.36 | Surged Optimistic | Afghanistan | AFG | 2022-01-02 | v8 | TRUE
https://raw.githubusercontent.com/mrc-ide/global-lmic-reports/master/AFG/projections.csv | 2021-08-09 | Rt | 0.84 | 0.86 | 0.87 | 0.88 | 0.88 | 0.91 | Surged Optimistic | Afghanistan | AFG | 2022-01-02 | v8 | TRUE
https://raw.githubusercontent.com/mrc-ide/global-lmic-reports/master/AFG/projections.csv | 2021-08-09 | Reff | 0.74 | 0.76 | 0.76 | 0.76 | 0.77 | 0.8 | Surged Optimistic | Afghanistan | AFG | 2022-01-02 | v8 | TRUE
https://raw.githubusercontent.com/mrc-ide/global-lmic-reports/master/AFG/projections.csv | 2021-08-09 | infections | 5329.72 | 5660.5 | 5994.5 | 6064.99 | 6421.68 | 7037.81 | Surged Pessimistic | Afghanistan | AFG | 2022-01-02 | v8 | TRUE
https://raw.githubusercontent.com/mrc-ide/global-lmic-reports/master/AFG/projections.csv | 2021-08-09 | deaths | 19.43 | 20.31 | 21.1 | 21.06 | 21.8 | 22.56 | Surged Pessimistic | Afghanistan | AFG | 2022-01-02 | v8 | TRUE
https://raw.githubusercontent.com/mrc-ide/global-lmic-reports/master/AFG/projections.csv | 2021-08-09 | hospital_demand | 720.65 | 754.94 | 780.61 | 786.17 | 815.48 | 857.48 | Surged Pessimistic | Afghanistan | AFG | 2022-01-02 | v8 | TRUE
https://raw.githubusercontent.com/mrc-ide/global-lmic-reports/master/AFG/projections.csv | 2021-08-09 | ICU_demand | 357.82 | 373.71 | 388.29 | 387.83 | 400.64 | 414.92 | Surged Pessimistic | Afghanistan | AFG | 2022-01-02 | v8 | TRUE
https://raw.githubusercontent.com/mrc-ide/global-lmic-reports/master/AFG/projections.csv | 2021-08-09 | hospital_incidence | 50.35 | 52.97 | 55.19 | 55.91 | 58.67 | 62.66 | Surged Pessimistic | Afghanistan | AFG | 2022-01-02 | v8 | TRUE
https://raw.githubusercontent.com/mrc-ide/global-lmic-reports/master/AFG/projections.csv | 2021-08-09 | ICU_incidence | 15.23 | 16.02 | 16.69 | 16.91 | 17.74 | 18.95 | Surged Pessimistic | Afghanistan | AFG | 2022-01-02 | v8 | TRUE
https://raw.githubusercontent.com/mrc-ide/global-lmic-reports/master/AFG/projections.csv | 2021-08-09 | prevalence | 43169.82 | 46076.53 | 48680.57 | 49111.55 | 51882.45 | 55883.67 | Surged Pessimistic | Afghanistan | AFG | 2022-01-02 | v8 | TRUE
https://raw.githubusercontent.com/mrc-ide/global-lmic-reports/master/AFG/projections.csv | 2021-08-09 | cumulative_infections | 3322275.72 | 3398287.82 | 3471616.12 | 3473395.83 | 3528539.36 | 3679479.62 | Surged Pessimistic | Afghanistan | AFG | 2022-01-02 | v8 | TRUE
https://raw.githubusercontent.com/mrc-ide/global-lmic-reports/master/AFG/projections.csv | 2021-08-09 | cumulative_deaths | 5449.98 | 5570.86 | 5676.19 | 5689.6 | 5775.15 | 6059.36 | Surged Pessimistic | Afghanistan | AFG | 2022-01-02 | v8 | TRUE
https://raw.githubusercontent.com/mrc-ide/global-lmic-reports/master/AFG/projections.csv | 2021-08-09 | Rt | 0.84 | 0.86 | 0.87 | 0.88 | 0.88 | 0.91 | Surged Pessimistic | Afghanistan | AFG | 2022-01-02 | v8 | TRUE
https://raw.githubusercontent.com/mrc-ide/global-lmic-reports/master/AFG/projections.csv | 2021-08-09 | Reff | 0.74 | 0.76 | 0.76 | 0.76 | 0.77 | 0.8 | Surged Pessimistic | Afghanistan | AFG | 2022-01-02 | v8 | TRUE
https://raw.githubusercontent.com/mrc-ide/global-lmic-reports/master/AFG/projections.csv | 2021-08-09 | infections | 5329.72 | 5660.5 | 5994.5 | 6064.99 | 6421.68 | 7037.81 | Surged Relax Interventions 50% | Afghanistan | AFG | 2022-01-02 | v8 | TRUE
https://raw.githubusercontent.com/mrc-ide/global-lmic-reports/master/AFG/projections.csv | 2021-08-09 | deaths | 19.43 | 20.31 | 21.1 | 21.06 | 21.8 | 22.56 | Surged Relax Interventions 50% | Afghanistan | AFG | 2022-01-02 | v8 | TRUE
https://raw.githubusercontent.com/mrc-ide/global-lmic-reports/master/AFG/projections.csv | 2021-08-09 | hospital_demand | 720.65 | 754.94 | 780.61 | 786.17 | 815.48 | 857.48 | Surged Relax Interventions 50% | Afghanistan | AFG | 2022-01-02 | v8 | TRUE
https://raw.githubusercontent.com/mrc-ide/global-lmic-reports/master/AFG/projections.csv | 2021-08-09 | ICU_demand | 357.82 | 373.71 | 388.29 | 387.83 | 400.64 | 414.92 | Surged Relax Interventions 50% | Afghanistan | AFG | 2022-01-02 | v8 | TRUE
https://raw.githubusercontent.com/mrc-ide/global-lmic-reports/master/AFG/projections.csv | 2021-08-09 | hospital_incidence | 50.35 | 52.97 | 55.19 | 55.91 | 58.67 | 62.66 | Surged Relax Interventions 50% | Afghanistan | AFG | 2022-01-02 | v8 | TRUE
https://raw.githubusercontent.com/mrc-ide/global-lmic-reports/master/AFG/projections.csv | 2021-08-09 | ICU_incidence | 15.23 | 16.02 | 16.69 | 16.91 | 17.74 | 18.95 | Surged Relax Interventions 50% | Afghanistan | AFG | 2022-01-02 | v8 | TRUE
https://raw.githubusercontent.com/mrc-ide/global-lmic-reports/master/AFG/projections.csv | 2021-08-09 | prevalence | 43169.82 | 46076.53 | 48680.57 | 49111.55 | 51882.45 | 55883.67 | Surged Relax Interventions 50% | Afghanistan | AFG | 2022-01-02 | v8 | TRUE
https://raw.githubusercontent.com/mrc-ide/global-lmic-reports/master/AFG/projections.csv | 2021-08-09 | cumulative_infections | 3322275.72 | 3398287.82 | 3471616.12 | 3473395.83 | 3528539.36 | 3679479.62 | Surged Relax Interventions 50% | Afghanistan | AFG | 2022-01-02 | v8 | TRUE
https://raw.githubusercontent.com/mrc-ide/global-lmic-reports/master/AFG/projections.csv | 2021-08-09 | cumulative_deaths | 5449.98 | 5570.86 | 5676.19 | 5689.6 | 5775.15 | 6059.36 | Surged Relax Interventions 50% | Afghanistan | AFG | 2022-01-02 | v8 | TRUE
https://raw.githubusercontent.com/mrc-ide/global-lmic-reports/master/AFG/projections.csv | 2021-08-09 | Rt | 0.84 | 0.86 | 0.87 | 0.88 | 0.88 | 0.91 | Surged Relax Interventions 50% | Afghanistan | AFG | 2022-01-02 | v8 | TRUE
https://raw.githubusercontent.com/mrc-ide/global-lmic-reports/master/AFG/projections.csv | 2021-08-09 | Reff | 0.74 | 0.76 | 0.76 | 0.76 | 0.77 | 0.8 | Surged Relax Interventions 50% | Afghanistan | AFG | 2022-01-02 | v8 | TRUE
https://raw.githubusercontent.com/mrc-ide/global-lmic-reports/master/AFG/projections.csv | 2021-08-10 | infections | 4904.42 | 5381.92 | 5781.73 | 5812.76 | 6123.36 | 7199.39 | Additional 50% Reduction | Afghanistan | AFG | 2022-01-02 | v8 | TRUE
https://raw.githubusercontent.com/mrc-ide/global-lmic-reports/master/AFG/projections.csv | 2021-08-10 | deaths | 14.87 | 15.26 | 15.72 | 15.65 | 16 | 16.61 | Additional 50% Reduction | Afghanistan | AFG | 2022-01-02 | v8 | TRUE
https://raw.githubusercontent.com/mrc-ide/global-lmic-reports/master/AFG/projections.csv | 2021-08-10 | hospital_demand | 656.51 | 684.48 | 720.63 | 717.32 | 743.22 | 806.38 | Additional 50% Reduction | Afghanistan | AFG | 2022-01-02 | v8 | TRUE
https://raw.githubusercontent.com/mrc-ide/global-lmic-reports/master/AFG/projections.csv | 2021-08-10 | ICU_demand | 250.31 | 257.59 | 266.69 | 265.31 | 270.37 | 282.75 | Additional 50% Reduction | Afghanistan | AFG | 2022-01-02 | v8 | TRUE
https://raw.githubusercontent.com/mrc-ide/global-lmic-reports/master/AFG/projections.csv | 2021-08-10 | hospital_incidence | 46.7 | 49.6 | 53.12 | 53.15 | 55.4 | 63.7 | Additional 50% Reduction | Afghanistan | AFG | 2022-01-02 | v8 | TRUE
https://raw.githubusercontent.com/mrc-ide/global-lmic-reports/master/AFG/projections.csv | 2021-08-10 | ICU_incidence | 14.12 | 14.99 | 16.06 | 16.07 | 16.75 | 19.26 | Additional 50% Reduction | Afghanistan | AFG | 2022-01-02 | v8 | TRUE
https://raw.githubusercontent.com/mrc-ide/global-lmic-reports/master/AFG/projections.csv | 2021-08-10 | prevalence | 40420.73 | 43444.62 | 46620.45 | 46704.97 | 49033.97 | 56707.04 | Additional 50% Reduction | Afghanistan | AFG | 2022-01-02 | v8 | TRUE
https://raw.githubusercontent.com/mrc-ide/global-lmic-reports/master/AFG/projections.csv | 2021-08-10 | cumulative_infections | 3270060.15 | 3410206.82 | 3501292 | 3499632.29 | 3585121.46 | 3800962.07 | Additional 50% Reduction | Afghanistan | AFG | 2022-01-02 | v8 | TRUE
https://raw.githubusercontent.com/mrc-ide/global-lmic-reports/master/AFG/projections.csv | 2021-08-10 | cumulative_deaths | 6501.12 | 6859.44 | 7065.21 | 7059.14 | 7265.87 | 7757.84 | Additional 50% Reduction | Afghanistan | AFG | 2022-01-02 | v8 | TRUE
https://raw.githubusercontent.com/mrc-ide/global-lmic-reports/master/AFG/projections.csv | 2021-08-10 | Rt | 0.83 | 0.86 | 0.87 | 0.87 | 0.88 | 0.9 | Additional 50% Reduction | Afghanistan | AFG | 2022-01-02 | v8 | TRUE
https://raw.githubusercontent.com/mrc-ide/global-lmic-reports/master/AFG/projections.csv | 2021-08-10 | Reff | 0.73 | 0.75 | 0.76 | 0.76 | 0.77 | 0.78 | Additional 50% Reduction | Afghanistan | AFG | 2022-01-02 | v8 | TRUE
https://raw.githubusercontent.com/mrc-ide/global-lmic-reports/master/AFG/projections.csv | 2021-08-10 | infections | 4904.42 | 5381.92 | 5781.73 | 5812.76 | 6123.36 | 7199.39 | Maintain Status Quo | Afghanistan | AFG | 2022-01-02 | v8 | TRUE
https://raw.githubusercontent.com/mrc-ide/global-lmic-reports/master/AFG/projections.csv | 2021-08-10 | deaths | 14.87 | 15.26 | 15.72 | 15.65 | 16 | 16.61 | Maintain Status Quo | Afghanistan | AFG | 2022-01-02 | v8 | TRUE
https://raw.githubusercontent.com/mrc-ide/global-lmic-reports/master/AFG/projections.csv | 2021-08-10 | hospital_demand | 656.51 | 684.48 | 720.63 | 717.32 | 743.22 | 806.38 | Maintain Status Quo | Afghanistan | AFG | 2022-01-02 | v8 | TRUE
https://raw.githubusercontent.com/mrc-ide/global-lmic-reports/master/AFG/projections.csv | 2021-08-10 | ICU_demand | 250.31 | 257.59 | 266.69 | 265.31 | 270.37 | 282.75 | Maintain Status Quo | Afghanistan | AFG | 2022-01-02 | v8 | TRUE
https://raw.githubusercontent.com/mrc-ide/global-lmic-reports/master/AFG/projections.csv | 2021-08-10 | hospital_incidence | 46.7 | 49.6 | 53.12 | 53.15 | 55.4 | 63.7 | Maintain Status Quo | Afghanistan | AFG | 2022-01-02 | v8 | TRUE
https://raw.githubusercontent.com/mrc-ide/global-lmic-reports/master/AFG/projections.csv | 2021-08-10 | ICU_incidence | 14.12 | 14.99 | 16.06 | 16.07 | 16.75 | 19.26 | Maintain Status Quo | Afghanistan | AFG | 2022-01-02 | v8 | TRUE
https://raw.githubusercontent.com/mrc-ide/global-lmic-reports/master/AFG/projections.csv | 2021-08-10 | prevalence | 40420.73 | 43444.62 | 46620.45 | 46704.97 | 49033.97 | 56707.04 | Maintain Status Quo | Afghanistan | AFG | 2022-01-02 | v8 | TRUE
https://raw.githubusercontent.com/mrc-ide/global-lmic-reports/master/AFG/projections.csv | 2021-08-10 | cumulative_infections | 3270060.15 | 3410206.82 | 3501292 | 3499632.29 | 3585121.46 | 3800962.07 | Maintain Status Quo | Afghanistan | AFG | 2022-01-02 | v8 | TRUE
https://raw.githubusercontent.com/mrc-ide/global-lmic-reports/master/AFG/projections.csv | 2021-08-10 | cumulative_deaths | 6501.12 | 6859.44 | 7065.21 | 7059.14 | 7265.87 | 7757.84 | Maintain Status Quo | Afghanistan | AFG | 2022-01-02 | v8 | TRUE
https://raw.githubusercontent.com/mrc-ide/global-lmic-reports/master/AFG/projections.csv | 2021-08-10 | Rt | 0.83 | 0.86 | 0.87 | 0.87 | 0.88 | 0.9 | Maintain Status Quo | Afghanistan | AFG | 2022-01-02 | v8 | TRUE
https://raw.githubusercontent.com/mrc-ide/global-lmic-reports/master/AFG/projections.csv | 2021-08-10 | Reff | 0.73 | 0.75 | 0.76 | 0.76 | 0.77 | 0.78 | Maintain Status Quo | Afghanistan | AFG | 2022-01-02 | v8 | TRUE
https://raw.githubusercontent.com/mrc-ide/global-lmic-reports/master/AFG/projections.csv | 2021-08-10 | infections | 4904.42 | 5381.92 | 5781.73 | 5812.76 | 6123.36 | 7199.39 | Optimistic | Afghanistan | AFG | 2022-01-02 | v8 | TRUE
https://raw.githubusercontent.com/mrc-ide/global-lmic-reports/master/AFG/projections.csv | 2021-08-10 | deaths | 14.87 | 15.26 | 15.72 | 15.65 | 16 | 16.61 | Optimistic | Afghanistan | AFG | 2022-01-02 | v8 | TRUE
https://raw.githubusercontent.com/mrc-ide/global-lmic-reports/master/AFG/projections.csv | 2021-08-10 | hospital_demand | 656.51 | 684.48 | 720.63 | 717.32 | 743.22 | 806.38 | Optimistic | Afghanistan | AFG | 2022-01-02 | v8 | TRUE
https://raw.githubusercontent.com/mrc-ide/global-lmic-reports/master/AFG/projections.csv | 2021-08-10 | ICU_demand | 250.31 | 257.59 | 266.69 | 265.31 | 270.37 | 282.75 | Optimistic | Afghanistan | AFG | 2022-01-02 | v8 | TRUE
https://raw.githubusercontent.com/mrc-ide/global-lmic-reports/master/AFG/projections.csv | 2021-08-10 | hospital_incidence | 46.7 | 49.6 | 53.12 | 53.15 | 55.4 | 63.7 | Optimistic | Afghanistan | AFG | 2022-01-02 | v8 | TRUE
https://raw.githubusercontent.com/mrc-ide/global-lmic-reports/master/AFG/projections.csv | 2021-08-10 | ICU_incidence | 14.12 | 14.99 | 16.06 | 16.07 | 16.75 | 19.26 | Optimistic | Afghanistan | AFG | 2022-01-02 | v8 | TRUE
https://raw.githubusercontent.com/mrc-ide/global-lmic-reports/master/AFG/projections.csv | 2021-08-10 | prevalence | 40420.73 | 43444.62 | 46620.45 | 46704.97 | 49033.97 | 56707.04 | Optimistic | Afghanistan | AFG | 2022-01-02 | v8 | TRUE
https://raw.githubusercontent.com/mrc-ide/global-lmic-reports/master/AFG/projections.csv | 2021-08-10 | cumulative_infections | 3270060.15 | 3410206.82 | 3501292 | 3499632.29 | 3585121.46 | 3800962.07 | Optimistic | Afghanistan | AFG | 2022-01-02 | v8 | TRUE
https://raw.githubusercontent.com/mrc-ide/global-lmic-reports/master/AFG/projections.csv | 2021-08-10 | cumulative_deaths | 6501.12 | 6859.44 | 7065.21 | 7059.14 | 7265.87 | 7757.84 | Optimistic | Afghanistan | AFG | 2022-01-02 | v8 | TRUE
https://raw.githubusercontent.com/mrc-ide/global-lmic-reports/master/AFG/projections.csv | 2021-08-10 | Rt | 0.83 | 0.86 | 0.87 | 0.87 | 0.88 | 0.9 | Optimistic | Afghanistan | AFG | 2022-01-02 | v8 | TRUE
https://raw.githubusercontent.com/mrc-ide/global-lmic-reports/master/AFG/projections.csv | 2021-08-10 | Reff | 0.73 | 0.75 | 0.76 | 0.76 | 0.77 | 0.78 | Optimistic | Afghanistan | AFG | 2022-01-02 | v8 | TRUE
https://raw.githubusercontent.com/mrc-ide/global-lmic-reports/master/AFG/projections.csv | 2021-08-10 | infections | 4904.42 | 5381.92 | 5781.73 | 5812.76 | 6123.36 | 7199.39 | Pessimistic | Afghanistan | AFG | 2022-01-02 | v8 | TRUE
https://raw.githubusercontent.com/mrc-ide/global-lmic-reports/master/AFG/projections.csv | 2021-08-10 | deaths | 14.87 | 15.26 | 15.72 | 15.65 | 16 | 16.61 | Pessimistic | Afghanistan | AFG | 2022-01-02 | v8 | TRUE
https://raw.githubusercontent.com/mrc-ide/global-lmic-reports/master/AFG/projections.csv | 2021-08-10 | hospital_demand | 656.51 | 684.48 | 720.63 | 717.32 | 743.22 | 806.38 | Pessimistic | Afghanistan | AFG | 2022-01-02 | v8 | TRUE
https://raw.githubusercontent.com/mrc-ide/global-lmic-reports/master/AFG/projections.csv | 2021-08-10 | ICU_demand | 250.31 | 257.59 | 266.69 | 265.31 | 270.37 | 282.75 | Pessimistic | Afghanistan | AFG | 2022-01-02 | v8 | TRUE
https://raw.githubusercontent.com/mrc-ide/global-lmic-reports/master/AFG/projections.csv | 2021-08-10 | hospital_incidence | 46.7 | 49.6 | 53.12 | 53.15 | 55.4 | 63.7 | Pessimistic | Afghanistan | AFG | 2022-01-02 | v8 | TRUE
https://raw.githubusercontent.com/mrc-ide/global-lmic-reports/master/AFG/projections.csv | 2021-08-10 | ICU_incidence | 14.12 | 14.99 | 16.06 | 16.07 | 16.75 | 19.26 | Pessimistic | Afghanistan | AFG | 2022-01-02 | v8 | TRUE
https://raw.githubusercontent.com/mrc-ide/global-lmic-reports/master/AFG/projections.csv | 2021-08-10 | prevalence | 40420.73 | 43444.62 | 46620.45 | 46704.97 | 49033.97 | 56707.04 | Pessimistic | Afghanistan | AFG | 2022-01-02 | v8 | TRUE
https://raw.githubusercontent.com/mrc-ide/global-lmic-reports/master/AFG/projections.csv | 2021-08-10 | cumulative_infections | 3270060.15 | 3410206.82 | 3501292 | 3499632.29 | 3585121.46 | 3800962.07 | Pessimistic | Afghanistan | AFG | 2022-01-02 | v8 | TRUE
https://raw.githubusercontent.com/mrc-ide/global-lmic-reports/master/AFG/projections.csv | 2021-08-10 | cumulative_deaths | 6501.12 | 6859.44 | 7065.21 | 7059.14 | 7265.87 | 7757.84 | Pessimistic | Afghanistan | AFG | 2022-01-02 | v8 | TRUE
https://raw.githubusercontent.com/mrc-ide/global-lmic-reports/master/AFG/projections.csv | 2021-08-10 | Rt | 0.83 | 0.86 | 0.87 | 0.87 | 0.88 | 0.9 | Pessimistic | Afghanistan | AFG | 2022-01-02 | v8 | TRUE
https://raw.githubusercontent.com/mrc-ide/global-lmic-reports/master/AFG/projections.csv | 2021-08-10 | Reff | 0.73 | 0.75 | 0.76 | 0.76 | 0.77 | 0.78 | Pessimistic | Afghanistan | AFG | 2022-01-02 | v8 | TRUE
https://raw.githubusercontent.com/mrc-ide/global-lmic-reports/master/AFG/projections.csv | 2021-08-10 | infections | 4904.42 | 5381.92 | 5781.73 | 5812.76 | 6123.36 | 7199.39 | Relax Interventions 50% | Afghanistan | AFG | 2022-01-02 | v8 | TRUE
https://raw.githubusercontent.com/mrc-ide/global-lmic-reports/master/AFG/projections.csv | 2021-08-10 | deaths | 14.87 | 15.26 | 15.72 | 15.65 | 16 | 16.61 | Relax Interventions 50% | Afghanistan | AFG | 2022-01-02 | v8 | TRUE
https://raw.githubusercontent.com/mrc-ide/global-lmic-reports/master/AFG/projections.csv | 2021-08-10 | hospital_demand | 656.51 | 684.48 | 720.63 | 717.32 | 743.22 | 806.38 | Relax Interventions 50% | Afghanistan | AFG | 2022-01-02 | v8 | TRUE
https://raw.githubusercontent.com/mrc-ide/global-lmic-reports/master/AFG/projections.csv | 2021-08-10 | ICU_demand | 250.31 | 257.59 | 266.69 | 265.31 | 270.37 | 282.75 | Relax Interventions 50% | Afghanistan | AFG | 2022-01-02 | v8 | TRUE
https://raw.githubusercontent.com/mrc-ide/global-lmic-reports/master/AFG/projections.csv | 2021-08-10 | hospital_incidence | 46.7 | 49.6 | 53.12 | 53.15 | 55.4 | 63.7 | Relax Interventions 50% | Afghanistan | AFG | 2022-01-02 | v8 | TRUE
https://raw.githubusercontent.com/mrc-ide/global-lmic-reports/master/AFG/projections.csv | 2021-08-10 | ICU_incidence | 14.12 | 14.99 | 16.06 | 16.07 | 16.75 | 19.26 | Relax Interventions 50% | Afghanistan | AFG | 2022-01-02 | v8 | TRUE
https://raw.githubusercontent.com/mrc-ide/global-lmic-reports/master/AFG/projections.csv | 2021-08-10 | prevalence | 40420.73 | 43444.62 | 46620.45 | 46704.97 | 49033.97 | 56707.04 | Relax Interventions 50% | Afghanistan | AFG | 2022-01-02 | v8 | TRUE
https://raw.githubusercontent.com/mrc-ide/global-lmic-reports/master/AFG/projections.csv | 2021-08-10 | cumulative_infections | 3270060.15 | 3410206.82 | 3501292 | 3499632.29 | 3585121.46 | 3800962.07 | Relax Interventions 50% | Afghanistan | AFG | 2022-01-02 | v8 | TRUE
https://raw.githubusercontent.com/mrc-ide/global-lmic-reports/master/AFG/projections.csv | 2021-08-10 | cumulative_deaths | 6501.12 | 6859.44 | 7065.21 | 7059.14 | 7265.87 | 7757.84 | Relax Interventions 50% | Afghanistan | AFG | 2022-01-02 | v8 | TRUE
https://raw.githubusercontent.com/mrc-ide/global-lmic-reports/master/AFG/projections.csv | 2021-08-10 | Rt | 0.83 | 0.86 | 0.87 | 0.87 | 0.88 | 0.9 | Relax Interventions 50% | Afghanistan | AFG | 2022-01-02 | v8 | TRUE
https://raw.githubusercontent.com/mrc-ide/global-lmic-reports/master/AFG/projections.csv | 2021-08-10 | Reff | 0.73 | 0.75 | 0.76 | 0.76 | 0.77 | 0.78 | Relax Interventions 50% | Afghanistan | AFG | 2022-01-02 | v8 | TRUE
https://raw.githubusercontent.com/mrc-ide/global-lmic-reports/master/AFG/projections.csv | 2021-08-10 | infections | 5146.86 | 5472.32 | 5809.82 | 5857.12 | 6195.86 | 6825.7 | Surged Additional 50% Reduction | Afghanistan | AFG | 2022-01-02 | v8 | TRUE
https://raw.githubusercontent.com/mrc-ide/global-lmic-reports/master/AFG/projections.csv | 2021-08-10 | deaths | 18.49 | 19.31 | 20.06 | 20.08 | 20.78 | 21.55 | Surged Additional 50% Reduction | Afghanistan | AFG | 2022-01-02 | v8 | TRUE
https://raw.githubusercontent.com/mrc-ide/global-lmic-reports/master/AFG/projections.csv | 2021-08-10 | hospital_demand | 687.62 | 720.6 | 744.95 | 750.56 | 779.74 | 820.63 | Surged Additional 50% Reduction | Afghanistan | AFG | 2022-01-02 | v8 | TRUE
https://raw.githubusercontent.com/mrc-ide/global-lmic-reports/master/AFG/projections.csv | 2021-08-10 | ICU_demand | 341.74 | 356.07 | 370.16 | 370.69 | 383.09 | 397.45 | Surged Additional 50% Reduction | Afghanistan | AFG | 2022-01-02 | v8 | TRUE
https://raw.githubusercontent.com/mrc-ide/global-lmic-reports/master/AFG/projections.csv | 2021-08-10 | hospital_incidence | 48.03 | 50.76 | 52.86 | 53.61 | 56.31 | 60.28 | Surged Additional 50% Reduction | Afghanistan | AFG | 2022-01-02 | v8 | TRUE
https://raw.githubusercontent.com/mrc-ide/global-lmic-reports/master/AFG/projections.csv | 2021-08-10 | ICU_incidence | 14.52 | 15.35 | 15.98 | 16.21 | 17.02 | 18.22 | Surged Additional 50% Reduction | Afghanistan | AFG | 2022-01-02 | v8 | TRUE
https://raw.githubusercontent.com/mrc-ide/global-lmic-reports/master/AFG/projections.csv | 2021-08-10 | prevalence | 41495.03 | 44294.23 | 46799.67 | 47235.78 | 50005.96 | 53957.55 | Surged Additional 50% Reduction | Afghanistan | AFG | 2022-01-02 | v8 | TRUE
https://raw.githubusercontent.com/mrc-ide/global-lmic-reports/master/AFG/projections.csv | 2021-08-10 | cumulative_infections | 3327524.31 | 3404245.2 | 3477230.13 | 3479252.95 | 3534543.95 | 3684894.97 | Surged Additional 50% Reduction | Afghanistan | AFG | 2022-01-02 | v8 | TRUE
https://raw.githubusercontent.com/mrc-ide/global-lmic-reports/master/AFG/projections.csv | 2021-08-10 | cumulative_deaths | 5470.75 | 5590.08 | 5696.42 | 5709.67 | 5794.33 | 6079 | Surged Additional 50% Reduction | Afghanistan | AFG | 2022-01-02 | v8 | TRUE
https://raw.githubusercontent.com/mrc-ide/global-lmic-reports/master/AFG/projections.csv | 2021-08-10 | Rt | 0.84 | 0.86 | 0.87 | 0.87 | 0.87 | 0.9 | Surged Additional 50% Reduction | Afghanistan | AFG | 2022-01-02 | v8 | TRUE
https://raw.githubusercontent.com/mrc-ide/global-lmic-reports/master/AFG/projections.csv | 2021-08-10 | Reff | 0.73 | 0.75 | 0.76 | 0.76 | 0.76 | 0.79 | Surged Additional 50% Reduction | Afghanistan | AFG | 2022-01-02 | v8 | TRUE
https://raw.githubusercontent.com/mrc-ide/global-lmic-reports/master/AFG/projections.csv | 2021-08-10 | infections | 5146.86 | 5472.32 | 5809.82 | 5857.12 | 6195.86 | 6825.7 | Surged Maintain Status Quo | Afghanistan | AFG | 2022-01-02 | v8 | TRUE
https://raw.githubusercontent.com/mrc-ide/global-lmic-reports/master/AFG/projections.csv | 2021-08-10 | deaths | 18.49 | 19.31 | 20.06 | 20.08 | 20.78 | 21.55 | Surged Maintain Status Quo | Afghanistan | AFG | 2022-01-02 | v8 | TRUE
https://raw.githubusercontent.com/mrc-ide/global-lmic-reports/master/AFG/projections.csv | 2021-08-10 | hospital_demand | 687.62 | 720.6 | 744.95 | 750.56 | 779.74 | 820.63 | Surged Maintain Status Quo | Afghanistan | AFG | 2022-01-02 | v8 | TRUE
https://raw.githubusercontent.com/mrc-ide/global-lmic-reports/master/AFG/projections.csv | 2021-08-10 | ICU_demand | 341.74 | 356.07 | 370.16 | 370.69 | 383.09 | 397.45 | Surged Maintain Status Quo | Afghanistan | AFG | 2022-01-02 | v8 | TRUE
https://raw.githubusercontent.com/mrc-ide/global-lmic-reports/master/AFG/projections.csv | 2021-08-10 | hospital_incidence | 48.03 | 50.76 | 52.86 | 53.61 | 56.31 | 60.28 | Surged Maintain Status Quo | Afghanistan | AFG | 2022-01-02 | v8 | TRUE
https://raw.githubusercontent.com/mrc-ide/global-lmic-reports/master/AFG/projections.csv | 2021-08-10 | ICU_incidence | 14.52 | 15.35 | 15.98 | 16.21 | 17.02 | 18.22 | Surged Maintain Status Quo | Afghanistan | AFG | 2022-01-02 | v8 | TRUE
https://raw.githubusercontent.com/mrc-ide/global-lmic-reports/master/AFG/projections.csv | 2021-08-10 | prevalence | 41495.03 | 44294.23 | 46799.67 | 47235.78 | 50005.96 | 53957.55 | Surged Maintain Status Quo | Afghanistan | AFG | 2022-01-02 | v8 | TRUE
https://raw.githubusercontent.com/mrc-ide/global-lmic-reports/master/AFG/projections.csv | 2021-08-10 | cumulative_infections | 3327524.31 | 3404245.2 | 3477230.13 | 3479252.95 | 3534543.95 | 3684894.97 | Surged Maintain Status Quo | Afghanistan | AFG | 2022-01-02 | v8 | TRUE
https://raw.githubusercontent.com/mrc-ide/global-lmic-reports/master/AFG/projections.csv | 2021-08-10 | cumulative_deaths | 5470.75 | 5590.08 | 5696.42 | 5709.67 | 5794.33 | 6079 | Surged Maintain Status Quo | Afghanistan | AFG | 2022-01-02 | v8 | TRUE
https://raw.githubusercontent.com/mrc-ide/global-lmic-reports/master/AFG/projections.csv | 2021-08-10 | Rt | 0.84 | 0.86 | 0.87 | 0.87 | 0.87 | 0.9 | Surged Maintain Status Quo | Afghanistan | AFG | 2022-01-02 | v8 | TRUE
https://raw.githubusercontent.com/mrc-ide/global-lmic-reports/master/AFG/projections.csv | 2021-08-10 | Reff | 0.73 | 0.75 | 0.76 | 0.76 | 0.76 | 0.79 | Surged Maintain Status Quo | Afghanistan | AFG | 2022-01-02 | v8 | TRUE
https://raw.githubusercontent.com/mrc-ide/global-lmic-reports/master/AFG/projections.csv | 2021-08-10 | infections | 5146.86 | 5472.32 | 5809.82 | 5857.12 | 6195.86 | 6825.7 | Surged Optimistic | Afghanistan | AFG | 2022-01-02 | v8 | TRUE
https://raw.githubusercontent.com/mrc-ide/global-lmic-reports/master/AFG/projections.csv | 2021-08-10 | deaths | 18.49 | 19.31 | 20.06 | 20.08 | 20.78 | 21.55 | Surged Optimistic | Afghanistan | AFG | 2022-01-02 | v8 | TRUE
https://raw.githubusercontent.com/mrc-ide/global-lmic-reports/master/AFG/projections.csv | 2021-08-10 | hospital_demand | 687.62 | 720.6 | 744.95 | 750.56 | 779.74 | 820.63 | Surged Optimistic | Afghanistan | AFG | 2022-01-02 | v8 | TRUE
https://raw.githubusercontent.com/mrc-ide/global-lmic-reports/master/AFG/projections.csv | 2021-08-10 | ICU_demand | 341.74 | 356.07 | 370.16 | 370.69 | 383.09 | 397.45 | Surged Optimistic | Afghanistan | AFG | 2022-01-02 | v8 | TRUE
https://raw.githubusercontent.com/mrc-ide/global-lmic-reports/master/AFG/projections.csv | 2021-08-10 | hospital_incidence | 48.03 | 50.76 | 52.86 | 53.61 | 56.31 | 60.28 | Surged Optimistic | Afghanistan | AFG | 2022-01-02 | v8 | TRUE
https://raw.githubusercontent.com/mrc-ide/global-lmic-reports/master/AFG/projections.csv | 2021-08-10 | ICU_incidence | 14.52 | 15.35 | 15.98 | 16.21 | 17.02 | 18.22 | Surged Optimistic | Afghanistan | AFG | 2022-01-02 | v8 | TRUE
https://raw.githubusercontent.com/mrc-ide/global-lmic-reports/master/AFG/projections.csv | 2021-08-10 | prevalence | 41495.03 | 44294.23 | 46799.67 | 47235.78 | 50005.96 | 53957.55 | Surged Optimistic | Afghanistan | AFG | 2022-01-02 | v8 | TRUE
https://raw.githubusercontent.com/mrc-ide/global-lmic-reports/master/AFG/projections.csv | 2021-08-10 | cumulative_infections | 3327524.31 | 3404245.2 | 3477230.13 | 3479252.95 | 3534543.95 | 3684894.97 | Surged Optimistic | Afghanistan | AFG | 2022-01-02 | v8 | TRUE
https://raw.githubusercontent.com/mrc-ide/global-lmic-reports/master/AFG/projections.csv | 2021-08-10 | cumulative_deaths | 5470.75 | 5590.08 | 5696.42 | 5709.67 | 5794.33 | 6079 | Surged Optimistic | Afghanistan | AFG | 2022-01-02 | v8 | TRUE
https://raw.githubusercontent.com/mrc-ide/global-lmic-reports/master/AFG/projections.csv | 2021-08-10 | Rt | 0.84 | 0.86 | 0.87 | 0.87 | 0.87 | 0.9 | Surged Optimistic | Afghanistan | AFG | 2022-01-02 | v8 | TRUE
https://raw.githubusercontent.com/mrc-ide/global-lmic-reports/master/AFG/projections.csv | 2021-08-10 | Reff | 0.73 | 0.75 | 0.76 | 0.76 | 0.76 | 0.79 | Surged Optimistic | Afghanistan | AFG | 2022-01-02 | v8 | TRUE
https://raw.githubusercontent.com/mrc-ide/global-lmic-reports/master/AFG/projections.csv | 2021-08-10 | infections | 5146.86 | 5472.32 | 5809.82 | 5857.12 | 6195.86 | 6825.7 | Surged Pessimistic | Afghanistan | AFG | 2022-01-02 | v8 | TRUE
https://raw.githubusercontent.com/mrc-ide/global-lmic-reports/master/AFG/projections.csv | 2021-08-10 | deaths | 18.49 | 19.31 | 20.06 | 20.08 | 20.78 | 21.55 | Surged Pessimistic | Afghanistan | AFG | 2022-01-02 | v8 | TRUE
https://raw.githubusercontent.com/mrc-ide/global-lmic-reports/master/AFG/projections.csv | 2021-08-10 | hospital_demand | 687.62 | 720.6 | 744.95 | 750.56 | 779.74 | 820.63 | Surged Pessimistic | Afghanistan | AFG | 2022-01-02 | v8 | TRUE
https://raw.githubusercontent.com/mrc-ide/global-lmic-reports/master/AFG/projections.csv | 2021-08-10 | ICU_demand | 341.74 | 356.07 | 370.16 | 370.69 | 383.09 | 397.45 | Surged Pessimistic | Afghanistan | AFG | 2022-01-02 | v8 | TRUE
https://raw.githubusercontent.com/mrc-ide/global-lmic-reports/master/AFG/projections.csv | 2021-08-10 | hospital_incidence | 48.03 | 50.76 | 52.86 | 53.61 | 56.31 | 60.28 | Surged Pessimistic | Afghanistan | AFG | 2022-01-02 | v8 | TRUE
https://raw.githubusercontent.com/mrc-ide/global-lmic-reports/master/AFG/projections.csv | 2021-08-10 | ICU_incidence | 14.52 | 15.35 | 15.98 | 16.21 | 17.02 | 18.22 | Surged Pessimistic | Afghanistan | AFG | 2022-01-02 | v8 | TRUE
https://raw.githubusercontent.com/mrc-ide/global-lmic-reports/master/AFG/projections.csv | 2021-08-10 | prevalence | 41495.03 | 44294.23 | 46799.67 | 47235.78 | 50005.96 | 53957.55 | Surged Pessimistic | Afghanistan | AFG | 2022-01-02 | v8 | TRUE
https://raw.githubusercontent.com/mrc-ide/global-lmic-reports/master/AFG/projections.csv | 2021-08-10 | cumulative_infections | 3327524.31 | 3404245.2 | 3477230.13 | 3479252.95 | 3534543.95 | 3684894.97 | Surged Pessimistic | Afghanistan | AFG | 2022-01-02 | v8 | TRUE
https://raw.githubusercontent.com/mrc-ide/global-lmic-reports/master/AFG/projections.csv | 2021-08-10 | cumulative_deaths | 5470.75 | 5590.08 | 5696.42 | 5709.67 | 5794.33 | 6079 | Surged Pessimistic | Afghanistan | AFG | 2022-01-02 | v8 | TRUE
https://raw.githubusercontent.com/mrc-ide/global-lmic-reports/master/AFG/projections.csv | 2021-08-10 | Rt | 0.84 | 0.86 | 0.87 | 0.87 | 0.87 | 0.9 | Surged Pessimistic | Afghanistan | AFG | 2022-01-02 | v8 | TRUE
https://raw.githubusercontent.com/mrc-ide/global-lmic-reports/master/AFG/projections.csv | 2021-08-10 | Reff | 0.73 | 0.75 | 0.76 | 0.76 | 0.76 | 0.79 | Surged Pessimistic | Afghanistan | AFG | 2022-01-02 | v8 | TRUE
https://raw.githubusercontent.com/mrc-ide/global-lmic-reports/master/AFG/projections.csv | 2021-08-10 | infections | 5146.86 | 5472.32 | 5809.82 | 5857.12 | 6195.86 | 6825.7 | Surged Relax Interventions 50% | Afghanistan | AFG | 2022-01-02 | v8 | TRUE
https://raw.githubusercontent.com/mrc-ide/global-lmic-reports/master/AFG/projections.csv | 2021-08-10 | deaths | 18.49 | 19.31 | 20.06 | 20.08 | 20.78 | 21.55 | Surged Relax Interventions 50% | Afghanistan | AFG | 2022-01-02 | v8 | TRUE
https://raw.githubusercontent.com/mrc-ide/global-lmic-reports/master/AFG/projections.csv | 2021-08-10 | hospital_demand | 687.62 | 720.6 | 744.95 | 750.56 | 779.74 | 820.63 | Surged Relax Interventions 50% | Afghanistan | AFG | 2022-01-02 | v8 | TRUE
https://raw.githubusercontent.com/mrc-ide/global-lmic-reports/master/AFG/projections.csv | 2021-08-10 | ICU_demand | 341.74 | 356.07 | 370.16 | 370.69 | 383.09 | 397.45 | Surged Relax Interventions 50% | Afghanistan | AFG | 2022-01-02 | v8 | TRUE
https://raw.githubusercontent.com/mrc-ide/global-lmic-reports/master/AFG/projections.csv | 2021-08-10 | hospital_incidence | 48.03 | 50.76 | 52.86 | 53.61 | 56.31 | 60.28 | Surged Relax Interventions 50% | Afghanistan | AFG | 2022-01-02 | v8 | TRUE
https://raw.githubusercontent.com/mrc-ide/global-lmic-reports/master/AFG/projections.csv | 2021-08-10 | ICU_incidence | 14.52 | 15.35 | 15.98 | 16.21 | 17.02 | 18.22 | Surged Relax Interventions 50% | Afghanistan | AFG | 2022-01-02 | v8 | TRUE
https://raw.githubusercontent.com/mrc-ide/global-lmic-reports/master/AFG/projections.csv | 2021-08-10 | prevalence | 41495.03 | 44294.23 | 46799.67 | 47235.78 | 50005.96 | 53957.55 | Surged Relax Interventions 50% | Afghanistan | AFG | 2022-01-02 | v8 | TRUE
https://raw.githubusercontent.com/mrc-ide/global-lmic-reports/master/AFG/projections.csv | 2021-08-10 | cumulative_infections | 3327524.31 | 3404245.2 | 3477230.13 | 3479252.95 | 3534543.95 | 3684894.97 | Surged Relax Interventions 50% | Afghanistan | AFG | 2022-01-02 | v8 | TRUE
https://raw.githubusercontent.com/mrc-ide/global-lmic-reports/master/AFG/projections.csv | 2021-08-10 | cumulative_deaths | 5470.75 | 5590.08 | 5696.42 | 5709.67 | 5794.33 | 6079 | Surged Relax Interventions 50% | Afghanistan | AFG | 2022-01-02 | v8 | TRUE
https://raw.githubusercontent.com/mrc-ide/global-lmic-reports/master/AFG/projections.csv | 2021-08-10 | Rt | 0.84 | 0.86 | 0.87 | 0.87 | 0.87 | 0.9 | Surged Relax Interventions 50% | Afghanistan | AFG | 2022-01-02 | v8 | TRUE
https://raw.githubusercontent.com/mrc-ide/global-lmic-reports/master/AFG/projections.csv | 2021-08-10 | Reff | 0.73 | 0.75 | 0.76 | 0.76 | 0.76 | 0.79 | Surged Relax Interventions 50% | Afghanistan | AFG | 2022-01-02 | v8 | TRUE
https://raw.githubusercontent.com/mrc-ide/global-lmic-reports/master/AFG/projections.csv | 2021-08-11 | infections | 4657.68 | 5117.06 | 5502.22 | 5526.96 | 5828.72 | 6855.01 | Additional 50% Reduction | Afghanistan | AFG | 2022-01-02 | v8 | TRUE
https://raw.githubusercontent.com/mrc-ide/global-lmic-reports/master/AFG/projections.csv | 2021-08-11 | deaths | 14.37 | 14.78 | 15.31 | 15.23 | 15.58 | 16.3 | Additional 50% Reduction | Afghanistan | AFG | 2022-01-02 | v8 | TRUE
https://raw.githubusercontent.com/mrc-ide/global-lmic-reports/master/AFG/projections.csv | 2021-08-11 | hospital_demand | 623.95 | 652.32 | 689.8 | 686.03 | 710.83 | 777.9 | Additional 50% Reduction | Afghanistan | AFG | 2022-01-02 | v8 | TRUE
https://raw.githubusercontent.com/mrc-ide/global-lmic-reports/master/AFG/projections.csv | 2021-08-11 | ICU_demand | 243.94 | 251.67 | 261.22 | 259.96 | 265.46 | 279.62 | Additional 50% Reduction | Afghanistan | AFG | 2022-01-02 | v8 | TRUE
https://raw.githubusercontent.com/mrc-ide/global-lmic-reports/master/AFG/projections.csv | 2021-08-11 | hospital_incidence | 44.71 | 47.52 | 50.88 | 50.97 | 53.19 | 61.25 | Additional 50% Reduction | Afghanistan | AFG | 2022-01-02 | v8 | TRUE
https://raw.githubusercontent.com/mrc-ide/global-lmic-reports/master/AFG/projections.csv | 2021-08-11 | ICU_incidence | 13.51 | 14.36 | 15.38 | 15.4 | 16.07 | 18.51 | Additional 50% Reduction | Afghanistan | AFG | 2022-01-02 | v8 | TRUE
https://raw.githubusercontent.com/mrc-ide/global-lmic-reports/master/AFG/projections.csv | 2021-08-11 | prevalence | 38675.94 | 41721.49 | 44724.65 | 44888.21 | 47217.24 | 54694.82 | Additional 50% Reduction | Afghanistan | AFG | 2022-01-02 | v8 | TRUE
https://raw.githubusercontent.com/mrc-ide/global-lmic-reports/master/AFG/projections.csv | 2021-08-11 | cumulative_infections | 3276767.12 | 3415665.29 | 3506438.5 | 3505159.25 | 3590531.79 | 3806740.53 | Additional 50% Reduction | Afghanistan | AFG | 2022-01-02 | v8 | TRUE
https://raw.githubusercontent.com/mrc-ide/global-lmic-reports/master/AFG/projections.csv | 2021-08-11 | cumulative_deaths | 6515.79 | 6874.72 | 7080.79 | 7074.37 | 7281.29 | 7773.52 | Additional 50% Reduction | Afghanistan | AFG | 2022-01-02 | v8 | TRUE
https://raw.githubusercontent.com/mrc-ide/global-lmic-reports/master/AFG/projections.csv | 2021-08-11 | Rt | 0.83 | 0.85 | 0.86 | 0.86 | 0.87 | 0.89 | Additional 50% Reduction | Afghanistan | AFG | 2022-01-02 | v8 | TRUE
https://raw.githubusercontent.com/mrc-ide/global-lmic-reports/master/AFG/projections.csv | 2021-08-11 | Reff | 0.72 | 0.74 | 0.75 | 0.75 | 0.76 | 0.77 | Additional 50% Reduction | Afghanistan | AFG | 2022-01-02 | v8 | TRUE
https://raw.githubusercontent.com/mrc-ide/global-lmic-reports/master/AFG/projections.csv | 2021-08-11 | infections | 4657.68 | 5117.06 | 5502.22 | 5526.96 | 5828.72 | 6855.01 | Maintain Status Quo | Afghanistan | AFG | 2022-01-02 | v8 | TRUE
https://raw.githubusercontent.com/mrc-ide/global-lmic-reports/master/AFG/projections.csv | 2021-08-11 | deaths | 14.37 | 14.78 | 15.31 | 15.23 | 15.58 | 16.3 | Maintain Status Quo | Afghanistan | AFG | 2022-01-02 | v8 | TRUE
https://raw.githubusercontent.com/mrc-ide/global-lmic-reports/master/AFG/projections.csv | 2021-08-11 | hospital_demand | 623.95 | 652.32 | 689.8 | 686.03 | 710.83 | 777.9 | Maintain Status Quo | Afghanistan | AFG | 2022-01-02 | v8 | TRUE
https://raw.githubusercontent.com/mrc-ide/global-lmic-reports/master/AFG/projections.csv | 2021-08-11 | ICU_demand | 243.94 | 251.67 | 261.22 | 259.96 | 265.46 | 279.62 | Maintain Status Quo | Afghanistan | AFG | 2022-01-02 | v8 | TRUE
https://raw.githubusercontent.com/mrc-ide/global-lmic-reports/master/AFG/projections.csv | 2021-08-11 | hospital_incidence | 44.71 | 47.52 | 50.88 | 50.97 | 53.19 | 61.25 | Maintain Status Quo | Afghanistan | AFG | 2022-01-02 | v8 | TRUE
https://raw.githubusercontent.com/mrc-ide/global-lmic-reports/master/AFG/projections.csv | 2021-08-11 | ICU_incidence | 13.51 | 14.36 | 15.38 | 15.4 | 16.07 | 18.51 | Maintain Status Quo | Afghanistan | AFG | 2022-01-02 | v8 | TRUE
https://raw.githubusercontent.com/mrc-ide/global-lmic-reports/master/AFG/projections.csv | 2021-08-11 | prevalence | 38675.94 | 41721.49 | 44724.65 | 44888.21 | 47217.24 | 54694.82 | Maintain Status Quo | Afghanistan | AFG | 2022-01-02 | v8 | TRUE
https://raw.githubusercontent.com/mrc-ide/global-lmic-reports/master/AFG/projections.csv | 2021-08-11 | cumulative_infections | 3276767.12 | 3415665.29 | 3506438.5 | 3505159.25 | 3590531.79 | 3806740.53 | Maintain Status Quo | Afghanistan | AFG | 2022-01-02 | v8 | TRUE
https://raw.githubusercontent.com/mrc-ide/global-lmic-reports/master/AFG/projections.csv | 2021-08-11 | cumulative_deaths | 6515.79 | 6874.72 | 7080.79 | 7074.37 | 7281.29 | 7773.52 | Maintain Status Quo | Afghanistan | AFG | 2022-01-02 | v8 | TRUE
https://raw.githubusercontent.com/mrc-ide/global-lmic-reports/master/AFG/projections.csv | 2021-08-11 | Rt | 0.83 | 0.85 | 0.86 | 0.86 | 0.87 | 0.89 | Maintain Status Quo | Afghanistan | AFG | 2022-01-02 | v8 | TRUE
https://raw.githubusercontent.com/mrc-ide/global-lmic-reports/master/AFG/projections.csv | 2021-08-11 | Reff | 0.72 | 0.74 | 0.75 | 0.75 | 0.76 | 0.77 | Maintain Status Quo | Afghanistan | AFG | 2022-01-02 | v8 | TRUE
https://raw.githubusercontent.com/mrc-ide/global-lmic-reports/master/AFG/projections.csv | 2021-08-11 | infections | 4657.68 | 5117.06 | 5502.22 | 5526.96 | 5828.72 | 6855.01 | Optimistic | Afghanistan | AFG | 2022-01-02 | v8 | TRUE
https://raw.githubusercontent.com/mrc-ide/global-lmic-reports/master/AFG/projections.csv | 2021-08-11 | deaths | 14.37 | 14.78 | 15.31 | 15.23 | 15.58 | 16.3 | Optimistic | Afghanistan | AFG | 2022-01-02 | v8 | TRUE
https://raw.githubusercontent.com/mrc-ide/global-lmic-reports/master/AFG/projections.csv | 2021-08-11 | hospital_demand | 623.95 | 652.32 | 689.8 | 686.03 | 710.83 | 777.9 | Optimistic | Afghanistan | AFG | 2022-01-02 | v8 | TRUE
https://raw.githubusercontent.com/mrc-ide/global-lmic-reports/master/AFG/projections.csv | 2021-08-11 | ICU_demand | 243.94 | 251.67 | 261.22 | 259.96 | 265.46 | 279.62 | Optimistic | Afghanistan | AFG | 2022-01-02 | v8 | TRUE
https://raw.githubusercontent.com/mrc-ide/global-lmic-reports/master/AFG/projections.csv | 2021-08-11 | hospital_incidence | 44.71 | 47.52 | 50.88 | 50.97 | 53.19 | 61.25 | Optimistic | Afghanistan | AFG | 2022-01-02 | v8 | TRUE
https://raw.githubusercontent.com/mrc-ide/global-lmic-reports/master/AFG/projections.csv | 2021-08-11 | ICU_incidence | 13.51 | 14.36 | 15.38 | 15.4 | 16.07 | 18.51 | Optimistic | Afghanistan | AFG | 2022-01-02 | v8 | TRUE
https://raw.githubusercontent.com/mrc-ide/global-lmic-reports/master/AFG/projections.csv | 2021-08-11 | prevalence | 38675.94 | 41721.49 | 44724.65 | 44888.21 | 47217.24 | 54694.82 | Optimistic | Afghanistan | AFG | 2022-01-02 | v8 | TRUE
https://raw.githubusercontent.com/mrc-ide/global-lmic-reports/master/AFG/projections.csv | 2021-08-11 | cumulative_infections | 3276767.12 | 3415665.29 | 3506438.5 | 3505159.25 | 3590531.79 | 3806740.53 | Optimistic | Afghanistan | AFG | 2022-01-02 | v8 | TRUE
https://raw.githubusercontent.com/mrc-ide/global-lmic-reports/master/AFG/projections.csv | 2021-08-11 | cumulative_deaths | 6515.79 | 6874.72 | 7080.79 | 7074.37 | 7281.29 | 7773.52 | Optimistic | Afghanistan | AFG | 2022-01-02 | v8 | TRUE
https://raw.githubusercontent.com/mrc-ide/global-lmic-reports/master/AFG/projections.csv | 2021-08-11 | Rt | 0.83 | 0.85 | 0.86 | 0.86 | 0.87 | 0.89 | Optimistic | Afghanistan | AFG | 2022-01-02 | v8 | TRUE
https://raw.githubusercontent.com/mrc-ide/global-lmic-reports/master/AFG/projections.csv | 2021-08-11 | Reff | 0.72 | 0.74 | 0.75 | 0.75 | 0.76 | 0.77 | Optimistic | Afghanistan | AFG | 2022-01-02 | v8 | TRUE
https://raw.githubusercontent.com/mrc-ide/global-lmic-reports/master/AFG/projections.csv | 2021-08-11 | infections | 4657.68 | 5117.06 | 5502.22 | 5526.96 | 5828.72 | 6855.01 | Pessimistic | Afghanistan | AFG | 2022-01-02 | v8 | TRUE
https://raw.githubusercontent.com/mrc-ide/global-lmic-reports/master/AFG/projections.csv | 2021-08-11 | deaths | 14.37 | 14.78 | 15.31 | 15.23 | 15.58 | 16.3 | Pessimistic | Afghanistan | AFG | 2022-01-02 | v8 | TRUE
https://raw.githubusercontent.com/mrc-ide/global-lmic-reports/master/AFG/projections.csv | 2021-08-11 | hospital_demand | 623.95 | 652.32 | 689.8 | 686.03 | 710.83 | 777.9 | Pessimistic | Afghanistan | AFG | 2022-01-02 | v8 | TRUE
https://raw.githubusercontent.com/mrc-ide/global-lmic-reports/master/AFG/projections.csv | 2021-08-11 | ICU_demand | 243.94 | 251.67 | 261.22 | 259.96 | 265.46 | 279.62 | Pessimistic | Afghanistan | AFG | 2022-01-02 | v8 | TRUE
https://raw.githubusercontent.com/mrc-ide/global-lmic-reports/master/AFG/projections.csv | 2021-08-11 | hospital_incidence | 44.71 | 47.52 | 50.88 | 50.97 | 53.19 | 61.25 | Pessimistic | Afghanistan | AFG | 2022-01-02 | v8 | TRUE
https://raw.githubusercontent.com/mrc-ide/global-lmic-reports/master/AFG/projections.csv | 2021-08-11 | ICU_incidence | 13.51 | 14.36 | 15.38 | 15.4 | 16.07 | 18.51 | Pessimistic | Afghanistan | AFG | 2022-01-02 | v8 | TRUE
https://raw.githubusercontent.com/mrc-ide/global-lmic-reports/master/AFG/projections.csv | 2021-08-11 | prevalence | 38675.94 | 41721.49 | 44724.65 | 44888.21 | 47217.24 | 54694.82 | Pessimistic | Afghanistan | AFG | 2022-01-02 | v8 | TRUE
https://raw.githubusercontent.com/mrc-ide/global-lmic-reports/master/AFG/projections.csv | 2021-08-11 | cumulative_infections | 3276767.12 | 3415665.29 | 3506438.5 | 3505159.25 | 3590531.79 | 3806740.53 | Pessimistic | Afghanistan | AFG | 2022-01-02 | v8 | TRUE
https://raw.githubusercontent.com/mrc-ide/global-lmic-reports/master/AFG/projections.csv | 2021-08-11 | cumulative_deaths | 6515.79 | 6874.72 | 7080.79 | 7074.37 | 7281.29 | 7773.52 | Pessimistic | Afghanistan | AFG | 2022-01-02 | v8 | TRUE
https://raw.githubusercontent.com/mrc-ide/global-lmic-reports/master/AFG/projections.csv | 2021-08-11 | Rt | 0.83 | 0.85 | 0.86 | 0.86 | 0.87 | 0.89 | Pessimistic | Afghanistan | AFG | 2022-01-02 | v8 | TRUE
https://raw.githubusercontent.com/mrc-ide/global-lmic-reports/master/AFG/projections.csv | 2021-08-11 | Reff | 0.72 | 0.74 | 0.75 | 0.75 | 0.76 | 0.77 | Pessimistic | Afghanistan | AFG | 2022-01-02 | v8 | TRUE
https://raw.githubusercontent.com/mrc-ide/global-lmic-reports/master/AFG/projections.csv | 2021-08-11 | infections | 4657.68 | 5117.06 | 5502.22 | 5526.96 | 5828.72 | 6855.01 | Relax Interventions 50% | Afghanistan | AFG | 2022-01-02 | v8 | TRUE
https://raw.githubusercontent.com/mrc-ide/global-lmic-reports/master/AFG/projections.csv | 2021-08-11 | deaths | 14.37 | 14.78 | 15.31 | 15.23 | 15.58 | 16.3 | Relax Interventions 50% | Afghanistan | AFG | 2022-01-02 | v8 | TRUE
https://raw.githubusercontent.com/mrc-ide/global-lmic-reports/master/AFG/projections.csv | 2021-08-11 | hospital_demand | 623.95 | 652.32 | 689.8 | 686.03 | 710.83 | 777.9 | Relax Interventions 50% | Afghanistan | AFG | 2022-01-02 | v8 | TRUE
https://raw.githubusercontent.com/mrc-ide/global-lmic-reports/master/AFG/projections.csv | 2021-08-11 | ICU_demand | 243.94 | 251.67 | 261.22 | 259.96 | 265.46 | 279.62 | Relax Interventions 50% | Afghanistan | AFG | 2022-01-02 | v8 | TRUE
https://raw.githubusercontent.com/mrc-ide/global-lmic-reports/master/AFG/projections.csv | 2021-08-11 | hospital_incidence | 44.71 | 47.52 | 50.88 | 50.97 | 53.19 | 61.25 | Relax Interventions 50% | Afghanistan | AFG | 2022-01-02 | v8 | TRUE
https://raw.githubusercontent.com/mrc-ide/global-lmic-reports/master/AFG/projections.csv | 2021-08-11 | ICU_incidence | 13.51 | 14.36 | 15.38 | 15.4 | 16.07 | 18.51 | Relax Interventions 50% | Afghanistan | AFG | 2022-01-02 | v8 | TRUE
https://raw.githubusercontent.com/mrc-ide/global-lmic-reports/master/AFG/projections.csv | 2021-08-11 | prevalence | 38675.94 | 41721.49 | 44724.65 | 44888.21 | 47217.24 | 54694.82 | Relax Interventions 50% | Afghanistan | AFG | 2022-01-02 | v8 | TRUE
https://raw.githubusercontent.com/mrc-ide/global-lmic-reports/master/AFG/projections.csv | 2021-08-11 | cumulative_infections | 3276767.12 | 3415665.29 | 3506438.5 | 3505159.25 | 3590531.79 | 3806740.53 | Relax Interventions 50% | Afghanistan | AFG | 2022-01-02 | v8 | TRUE
https://raw.githubusercontent.com/mrc-ide/global-lmic-reports/master/AFG/projections.csv | 2021-08-11 | cumulative_deaths | 6515.79 | 6874.72 | 7080.79 | 7074.37 | 7281.29 | 7773.52 | Relax Interventions 50% | Afghanistan | AFG | 2022-01-02 | v8 | TRUE
https://raw.githubusercontent.com/mrc-ide/global-lmic-reports/master/AFG/projections.csv | 2021-08-11 | Rt | 0.83 | 0.85 | 0.86 | 0.86 | 0.87 | 0.89 | Relax Interventions 50% | Afghanistan | AFG | 2022-01-02 | v8 | TRUE
https://raw.githubusercontent.com/mrc-ide/global-lmic-reports/master/AFG/projections.csv | 2021-08-11 | Reff | 0.72 | 0.74 | 0.75 | 0.75 | 0.76 | 0.77 | Relax Interventions 50% | Afghanistan | AFG | 2022-01-02 | v8 | TRUE
https://raw.githubusercontent.com/mrc-ide/global-lmic-reports/master/AFG/projections.csv | 2021-08-11 | infections | 4905.89 | 5204.64 | 5515.99 | 5571.35 | 5901.65 | 6501.17 | Surged Additional 50% Reduction | Afghanistan | AFG | 2022-01-02 | v8 | TRUE
https://raw.githubusercontent.com/mrc-ide/global-lmic-reports/master/AFG/projections.csv | 2021-08-11 | deaths | 17.61 | 18.38 | 19.1 | 19.14 | 19.82 | 20.61 | Surged Additional 50% Reduction | Afghanistan | AFG | 2022-01-02 | v8 | TRUE
https://raw.githubusercontent.com/mrc-ide/global-lmic-reports/master/AFG/projections.csv | 2021-08-11 | hospital_demand | 656.52 | 688.05 | 712.86 | 716.86 | 746.32 | 785.72 | Surged Additional 50% Reduction | Afghanistan | AFG | 2022-01-02 | v8 | TRUE
https://raw.githubusercontent.com/mrc-ide/global-lmic-reports/master/AFG/projections.csv | 2021-08-11 | ICU_demand | 326.46 | 340.36 | 353.56 | 354.35 | 366.45 | 381.92 | Surged Additional 50% Reduction | Afghanistan | AFG | 2022-01-02 | v8 | TRUE
https://raw.githubusercontent.com/mrc-ide/global-lmic-reports/master/AFG/projections.csv | 2021-08-11 | hospital_incidence | 45.82 | 48.53 | 50.76 | 51.41 | 54.06 | 58 | Surged Additional 50% Reduction | Afghanistan | AFG | 2022-01-02 | v8 | TRUE
https://raw.githubusercontent.com/mrc-ide/global-lmic-reports/master/AFG/projections.csv | 2021-08-11 | ICU_incidence | 13.85 | 14.66 | 15.34 | 15.54 | 16.34 | 17.53 | Surged Additional 50% Reduction | Afghanistan | AFG | 2022-01-02 | v8 | TRUE
https://raw.githubusercontent.com/mrc-ide/global-lmic-reports/master/AFG/projections.csv | 2021-08-11 | prevalence | 39888.43 | 42511.25 | 44952.91 | 45386.82 | 48118.27 | 52032.51 | Surged Additional 50% Reduction | Afghanistan | AFG | 2022-01-02 | v8 | TRUE
https://raw.githubusercontent.com/mrc-ide/global-lmic-reports/master/AFG/projections.csv | 2021-08-11 | cumulative_infections | 3332527.64 | 3409925.62 | 3482552.21 | 3484824.3 | 3540259.47 | 3690020.71 | Surged Additional 50% Reduction | Afghanistan | AFG | 2022-01-02 | v8 | TRUE
https://raw.githubusercontent.com/mrc-ide/global-lmic-reports/master/AFG/projections.csv | 2021-08-11 | cumulative_deaths | 5490.59 | 5608.44 | 5715.71 | 5728.81 | 5812.91 | 6097.66 | Surged Additional 50% Reduction | Afghanistan | AFG | 2022-01-02 | v8 | TRUE
https://raw.githubusercontent.com/mrc-ide/global-lmic-reports/master/AFG/projections.csv | 2021-08-11 | Rt | 0.83 | 0.85 | 0.86 | 0.86 | 0.87 | 0.89 | Surged Additional 50% Reduction | Afghanistan | AFG | 2022-01-02 | v8 | TRUE
https://raw.githubusercontent.com/mrc-ide/global-lmic-reports/master/AFG/projections.csv | 2021-08-11 | Reff | 0.72 | 0.74 | 0.75 | 0.75 | 0.76 | 0.78 | Surged Additional 50% Reduction | Afghanistan | AFG | 2022-01-02 | v8 | TRUE
https://raw.githubusercontent.com/mrc-ide/global-lmic-reports/master/AFG/projections.csv | 2021-08-11 | infections | 4905.89 | 5204.64 | 5515.99 | 5571.35 | 5901.65 | 6501.17 | Surged Maintain Status Quo | Afghanistan | AFG | 2022-01-02 | v8 | TRUE
https://raw.githubusercontent.com/mrc-ide/global-lmic-reports/master/AFG/projections.csv | 2021-08-11 | deaths | 17.61 | 18.38 | 19.1 | 19.14 | 19.82 | 20.61 | Surged Maintain Status Quo | Afghanistan | AFG | 2022-01-02 | v8 | TRUE
https://raw.githubusercontent.com/mrc-ide/global-lmic-reports/master/AFG/projections.csv | 2021-08-11 | hospital_demand | 656.52 | 688.05 | 712.86 | 716.86 | 746.32 | 785.72 | Surged Maintain Status Quo | Afghanistan | AFG | 2022-01-02 | v8 | TRUE
https://raw.githubusercontent.com/mrc-ide/global-lmic-reports/master/AFG/projections.csv | 2021-08-11 | ICU_demand | 326.46 | 340.36 | 353.56 | 354.35 | 366.45 | 381.92 | Surged Maintain Status Quo | Afghanistan | AFG | 2022-01-02 | v8 | TRUE
https://raw.githubusercontent.com/mrc-ide/global-lmic-reports/master/AFG/projections.csv | 2021-08-11 | hospital_incidence | 45.82 | 48.53 | 50.76 | 51.41 | 54.06 | 58 | Surged Maintain Status Quo | Afghanistan | AFG | 2022-01-02 | v8 | TRUE
https://raw.githubusercontent.com/mrc-ide/global-lmic-reports/master/AFG/projections.csv | 2021-08-11 | ICU_incidence | 13.85 | 14.66 | 15.34 | 15.54 | 16.34 | 17.53 | Surged Maintain Status Quo | Afghanistan | AFG | 2022-01-02 | v8 | TRUE
https://raw.githubusercontent.com/mrc-ide/global-lmic-reports/master/AFG/projections.csv | 2021-08-11 | prevalence | 39888.43 | 42511.25 | 44952.91 | 45386.82 | 48118.27 | 52032.51 | Surged Maintain Status Quo | Afghanistan | AFG | 2022-01-02 | v8 | TRUE
https://raw.githubusercontent.com/mrc-ide/global-lmic-reports/master/AFG/projections.csv | 2021-08-11 | cumulative_infections | 3332527.64 | 3409925.62 | 3482552.21 | 3484824.3 | 3540259.47 | 3690020.71 | Surged Maintain Status Quo | Afghanistan | AFG | 2022-01-02 | v8 | TRUE
https://raw.githubusercontent.com/mrc-ide/global-lmic-reports/master/AFG/projections.csv | 2021-08-11 | cumulative_deaths | 5490.59 | 5608.44 | 5715.71 | 5728.81 | 5812.91 | 6097.66 | Surged Maintain Status Quo | Afghanistan | AFG | 2022-01-02 | v8 | TRUE
https://raw.githubusercontent.com/mrc-ide/global-lmic-reports/master/AFG/projections.csv | 2021-08-11 | Rt | 0.83 | 0.85 | 0.86 | 0.86 | 0.87 | 0.89 | Surged Maintain Status Quo | Afghanistan | AFG | 2022-01-02 | v8 | TRUE
https://raw.githubusercontent.com/mrc-ide/global-lmic-reports/master/AFG/projections.csv | 2021-08-11 | Reff | 0.72 | 0.74 | 0.75 | 0.75 | 0.76 | 0.78 | Surged Maintain Status Quo | Afghanistan | AFG | 2022-01-02 | v8 | TRUE
https://raw.githubusercontent.com/mrc-ide/global-lmic-reports/master/AFG/projections.csv | 2021-08-11 | infections | 4905.89 | 5204.64 | 5515.99 | 5571.35 | 5901.65 | 6501.17 | Surged Optimistic | Afghanistan | AFG | 2022-01-02 | v8 | TRUE
https://raw.githubusercontent.com/mrc-ide/global-lmic-reports/master/AFG/projections.csv | 2021-08-11 | deaths | 17.61 | 18.38 | 19.1 | 19.14 | 19.82 | 20.61 | Surged Optimistic | Afghanistan | AFG | 2022-01-02 | v8 | TRUE
https://raw.githubusercontent.com/mrc-ide/global-lmic-reports/master/AFG/projections.csv | 2021-08-11 | hospital_demand | 656.52 | 688.05 | 712.86 | 716.86 | 746.32 | 785.72 | Surged Optimistic | Afghanistan | AFG | 2022-01-02 | v8 | TRUE
https://raw.githubusercontent.com/mrc-ide/global-lmic-reports/master/AFG/projections.csv | 2021-08-11 | ICU_demand | 326.46 | 340.36 | 353.56 | 354.35 | 366.45 | 381.92 | Surged Optimistic | Afghanistan | AFG | 2022-01-02 | v8 | TRUE
https://raw.githubusercontent.com/mrc-ide/global-lmic-reports/master/AFG/projections.csv | 2021-08-11 | hospital_incidence | 45.82 | 48.53 | 50.76 | 51.41 | 54.06 | 58 | Surged Optimistic | Afghanistan | AFG | 2022-01-02 | v8 | TRUE
https://raw.githubusercontent.com/mrc-ide/global-lmic-reports/master/AFG/projections.csv | 2021-08-11 | ICU_incidence | 13.85 | 14.66 | 15.34 | 15.54 | 16.34 | 17.53 | Surged Optimistic | Afghanistan | AFG | 2022-01-02 | v8 | TRUE
https://raw.githubusercontent.com/mrc-ide/global-lmic-reports/master/AFG/projections.csv | 2021-08-11 | prevalence | 39888.43 | 42511.25 | 44952.91 | 45386.82 | 48118.27 | 52032.51 | Surged Optimistic | Afghanistan | AFG | 2022-01-02 | v8 | TRUE
https://raw.githubusercontent.com/mrc-ide/global-lmic-reports/master/AFG/projections.csv | 2021-08-11 | cumulative_infections | 3332527.64 | 3409925.62 | 3482552.21 | 3484824.3 | 3540259.47 | 3690020.71 | Surged Optimistic | Afghanistan | AFG | 2022-01-02 | v8 | TRUE
https://raw.githubusercontent.com/mrc-ide/global-lmic-reports/master/AFG/projections.csv | 2021-08-11 | cumulative_deaths | 5490.59 | 5608.44 | 5715.71 | 5728.81 | 5812.91 | 6097.66 | Surged Optimistic | Afghanistan | AFG | 2022-01-02 | v8 | TRUE
https://raw.githubusercontent.com/mrc-ide/global-lmic-reports/master/AFG/projections.csv | 2021-08-11 | Rt | 0.83 | 0.85 | 0.86 | 0.86 | 0.87 | 0.89 | Surged Optimistic | Afghanistan | AFG | 2022-01-02 | v8 | TRUE
https://raw.githubusercontent.com/mrc-ide/global-lmic-reports/master/AFG/projections.csv | 2021-08-11 | Reff | 0.72 | 0.74 | 0.75 | 0.75 | 0.76 | 0.78 | Surged Optimistic | Afghanistan | AFG | 2022-01-02 | v8 | TRUE
https://raw.githubusercontent.com/mrc-ide/global-lmic-reports/master/AFG/projections.csv | 2021-08-11 | infections | 4905.89 | 5204.64 | 5515.99 | 5571.35 | 5901.65 | 6501.17 | Surged Pessimistic | Afghanistan | AFG | 2022-01-02 | v8 | TRUE
https://raw.githubusercontent.com/mrc-ide/global-lmic-reports/master/AFG/projections.csv | 2021-08-11 | deaths | 17.61 | 18.38 | 19.1 | 19.14 | 19.82 | 20.61 | Surged Pessimistic | Afghanistan | AFG | 2022-01-02 | v8 | TRUE
https://raw.githubusercontent.com/mrc-ide/global-lmic-reports/master/AFG/projections.csv | 2021-08-11 | hospital_demand | 656.52 | 688.05 | 712.86 | 716.86 | 746.32 | 785.72 | Surged Pessimistic | Afghanistan | AFG | 2022-01-02 | v8 | TRUE
https://raw.githubusercontent.com/mrc-ide/global-lmic-reports/master/AFG/projections.csv | 2021-08-11 | ICU_demand | 326.46 | 340.36 | 353.56 | 354.35 | 366.45 | 381.92 | Surged Pessimistic | Afghanistan | AFG | 2022-01-02 | v8 | TRUE
https://raw.githubusercontent.com/mrc-ide/global-lmic-reports/master/AFG/projections.csv | 2021-08-11 | hospital_incidence | 45.82 | 48.53 | 50.76 | 51.41 | 54.06 | 58 | Surged Pessimistic | Afghanistan | AFG | 2022-01-02 | v8 | TRUE
https://raw.githubusercontent.com/mrc-ide/global-lmic-reports/master/AFG/projections.csv | 2021-08-11 | ICU_incidence | 13.85 | 14.66 | 15.34 | 15.54 | 16.34 | 17.53 | Surged Pessimistic | Afghanistan | AFG | 2022-01-02 | v8 | TRUE
https://raw.githubusercontent.com/mrc-ide/global-lmic-reports/master/AFG/projections.csv | 2021-08-11 | prevalence | 39888.43 | 42511.25 | 44952.91 | 45386.82 | 48118.27 | 52032.51 | Surged Pessimistic | Afghanistan | AFG | 2022-01-02 | v8 | TRUE
https://raw.githubusercontent.com/mrc-ide/global-lmic-reports/master/AFG/projections.csv | 2021-08-11 | cumulative_infections | 3332527.64 | 3409925.62 | 3482552.21 | 3484824.3 | 3540259.47 | 3690020.71 | Surged Pessimistic | Afghanistan | AFG | 2022-01-02 | v8 | TRUE
https://raw.githubusercontent.com/mrc-ide/global-lmic-reports/master/AFG/projections.csv | 2021-08-11 | cumulative_deaths | 5490.59 | 5608.44 | 5715.71 | 5728.81 | 5812.91 | 6097.66 | Surged Pessimistic | Afghanistan | AFG | 2022-01-02 | v8 | TRUE
https://raw.githubusercontent.com/mrc-ide/global-lmic-reports/master/AFG/projections.csv | 2021-08-11 | Rt | 0.83 | 0.85 | 0.86 | 0.86 | 0.87 | 0.89 | Surged Pessimistic | Afghanistan | AFG | 2022-01-02 | v8 | TRUE
https://raw.githubusercontent.com/mrc-ide/global-lmic-reports/master/AFG/projections.csv | 2021-08-11 | Reff | 0.72 | 0.74 | 0.75 | 0.75 | 0.76 | 0.78 | Surged Pessimistic | Afghanistan | AFG | 2022-01-02 | v8 | TRUE
https://raw.githubusercontent.com/mrc-ide/global-lmic-reports/master/AFG/projections.csv | 2021-08-11 | infections | 4905.89 | 5204.64 | 5515.99 | 5571.35 | 5901.65 | 6501.17 | Surged Relax Interventions 50% | Afghanistan | AFG | 2022-01-02 | v8 | TRUE
https://raw.githubusercontent.com/mrc-ide/global-lmic-reports/master/AFG/projections.csv | 2021-08-11 | deaths | 17.61 | 18.38 | 19.1 | 19.14 | 19.82 | 20.61 | Surged Relax Interventions 50% | Afghanistan | AFG | 2022-01-02 | v8 | TRUE
https://raw.githubusercontent.com/mrc-ide/global-lmic-reports/master/AFG/projections.csv | 2021-08-11 | hospital_demand | 656.52 | 688.05 | 712.86 | 716.86 | 746.32 | 785.72 | Surged Relax Interventions 50% | Afghanistan | AFG | 2022-01-02 | v8 | TRUE
https://raw.githubusercontent.com/mrc-ide/global-lmic-reports/master/AFG/projections.csv | 2021-08-11 | ICU_demand | 326.46 | 340.36 | 353.56 | 354.35 | 366.45 | 381.92 | Surged Relax Interventions 50% | Afghanistan | AFG | 2022-01-02 | v8 | TRUE
https://raw.githubusercontent.com/mrc-ide/global-lmic-reports/master/AFG/projections.csv | 2021-08-11 | hospital_incidence | 45.82 | 48.53 | 50.76 | 51.41 | 54.06 | 58 | Surged Relax Interventions 50% | Afghanistan | AFG | 2022-01-02 | v8 | TRUE
https://raw.githubusercontent.com/mrc-ide/global-lmic-reports/master/AFG/projections.csv | 2021-08-11 | ICU_incidence | 13.85 | 14.66 | 15.34 | 15.54 | 16.34 | 17.53 | Surged Relax Interventions 50% | Afghanistan | AFG | 2022-01-02 | v8 | TRUE
https://raw.githubusercontent.com/mrc-ide/global-lmic-reports/master/AFG/projections.csv | 2021-08-11 | prevalence | 39888.43 | 42511.25 | 44952.91 | 45386.82 | 48118.27 | 52032.51 | Surged Relax Interventions 50% | Afghanistan | AFG | 2022-01-02 | v8 | TRUE
https://raw.githubusercontent.com/mrc-ide/global-lmic-reports/master/AFG/projections.csv | 2021-08-11 | cumulative_infections | 3332527.64 | 3409925.62 | 3482552.21 | 3484824.3 | 3540259.47 | 3690020.71 | Surged Relax Interventions 50% | Afghanistan | AFG | 2022-01-02 | v8 | TRUE
https://raw.githubusercontent.com/mrc-ide/global-lmic-reports/master/AFG/projections.csv | 2021-08-11 | cumulative_deaths | 5490.59 | 5608.44 | 5715.71 | 5728.81 | 5812.91 | 6097.66 | Surged Relax Interventions 50% | Afghanistan | AFG | 2022-01-02 | v8 | TRUE
https://raw.githubusercontent.com/mrc-ide/global-lmic-reports/master/AFG/projections.csv | 2021-08-11 | Rt | 0.83 | 0.85 | 0.86 | 0.86 | 0.87 | 0.89 | Surged Relax Interventions 50% | Afghanistan | AFG | 2022-01-02 | v8 | TRUE
https://raw.githubusercontent.com/mrc-ide/global-lmic-reports/master/AFG/projections.csv | 2021-08-11 | Reff | 0.72 | 0.74 | 0.75 | 0.75 | 0.76 | 0.78 | Surged Relax Interventions 50% | Afghanistan | AFG | 2022-01-02 | v8 | TRUE
https://raw.githubusercontent.com/mrc-ide/global-lmic-reports/master/AFG/projections.csv | 2021-08-12 | infections | 4416.7 | 4871.27 | 5242.96 | 5261.85 | 5562.44 | 6542.51 | Additional 50% Reduction | Afghanistan | AFG | 2022-01-02 | v8 | TRUE
https://raw.githubusercontent.com/mrc-ide/global-lmic-reports/master/AFG/projections.csv | 2021-08-12 | deaths | 13.87 | 14.31 | 14.9 | 14.81 | 15.17 | 16.01 | Additional 50% Reduction | Afghanistan | AFG | 2022-01-02 | v8 | TRUE
https://raw.githubusercontent.com/mrc-ide/global-lmic-reports/master/AFG/projections.csv | 2021-08-12 | hospital_demand | 593.27 | 621.74 | 659.96 | 656.41 | 680.07 | 750.25 | Additional 50% Reduction | Afghanistan | AFG | 2022-01-02 | v8 | TRUE
https://raw.githubusercontent.com/mrc-ide/global-lmic-reports/master/AFG/projections.csv | 2021-08-12 | ICU_demand | 237.41 | 245.54 | 255.41 | 254.29 | 260.18 | 275.93 | Additional 50% Reduction | Afghanistan | AFG | 2022-01-02 | v8 | TRUE
https://raw.githubusercontent.com/mrc-ide/global-lmic-reports/master/AFG/projections.csv | 2021-08-12 | hospital_incidence | 42.82 | 45.55 | 48.84 | 48.9 | 51.09 | 58.91 | Additional 50% Reduction | Afghanistan | AFG | 2022-01-02 | v8 | TRUE
https://raw.githubusercontent.com/mrc-ide/global-lmic-reports/master/AFG/projections.csv | 2021-08-12 | ICU_incidence | 12.94 | 13.75 | 14.76 | 14.77 | 15.43 | 17.8 | Additional 50% Reduction | Afghanistan | AFG | 2022-01-02 | v8 | TRUE
https://raw.githubusercontent.com/mrc-ide/global-lmic-reports/master/AFG/projections.csv | 2021-08-12 | prevalence | 36970.63 | 40026.92 | 42907.65 | 43097.29 | 45436.35 | 52692.39 | Additional 50% Reduction | Afghanistan | AFG | 2022-01-02 | v8 | TRUE
https://raw.githubusercontent.com/mrc-ide/global-lmic-reports/master/AFG/projections.csv | 2021-08-12 | cumulative_infections | 3282852.6 | 3420407.58 | 3511348.71 | 3510421.1 | 3595678.58 | 3812215.42 | Additional 50% Reduction | Afghanistan | AFG | 2022-01-02 | v8 | TRUE
https://raw.githubusercontent.com/mrc-ide/global-lmic-reports/master/AFG/projections.csv | 2021-08-12 | cumulative_deaths | 6530.03 | 6889.59 | 7095.96 | 7089.17 | 7296.29 | 7788.78 | Additional 50% Reduction | Afghanistan | AFG | 2022-01-02 | v8 | TRUE
https://raw.githubusercontent.com/mrc-ide/global-lmic-reports/master/AFG/projections.csv | 2021-08-12 | Rt | 0.8 | 0.82 | 0.83 | 0.83 | 0.84 | 0.86 | Additional 50% Reduction | Afghanistan | AFG | 2022-01-02 | v8 | TRUE
https://raw.githubusercontent.com/mrc-ide/global-lmic-reports/master/AFG/projections.csv | 2021-08-12 | Reff | 0.7 | 0.71 | 0.72 | 0.72 | 0.73 | 0.75 | Additional 50% Reduction | Afghanistan | AFG | 2022-01-02 | v8 | TRUE
https://raw.githubusercontent.com/mrc-ide/global-lmic-reports/master/AFG/projections.csv | 2021-08-12 | infections | 4416.7 | 4871.27 | 5242.96 | 5261.85 | 5562.44 | 6542.51 | Maintain Status Quo | Afghanistan | AFG | 2022-01-02 | v8 | TRUE
https://raw.githubusercontent.com/mrc-ide/global-lmic-reports/master/AFG/projections.csv | 2021-08-12 | deaths | 13.87 | 14.31 | 14.9 | 14.81 | 15.17 | 16.01 | Maintain Status Quo | Afghanistan | AFG | 2022-01-02 | v8 | TRUE
https://raw.githubusercontent.com/mrc-ide/global-lmic-reports/master/AFG/projections.csv | 2021-08-12 | hospital_demand | 593.27 | 621.74 | 659.96 | 656.41 | 680.07 | 750.25 | Maintain Status Quo | Afghanistan | AFG | 2022-01-02 | v8 | TRUE
https://raw.githubusercontent.com/mrc-ide/global-lmic-reports/master/AFG/projections.csv | 2021-08-12 | ICU_demand | 237.41 | 245.54 | 255.41 | 254.29 | 260.18 | 275.93 | Maintain Status Quo | Afghanistan | AFG | 2022-01-02 | v8 | TRUE
https://raw.githubusercontent.com/mrc-ide/global-lmic-reports/master/AFG/projections.csv | 2021-08-12 | hospital_incidence | 42.82 | 45.55 | 48.84 | 48.9 | 51.09 | 58.91 | Maintain Status Quo | Afghanistan | AFG | 2022-01-02 | v8 | TRUE
https://raw.githubusercontent.com/mrc-ide/global-lmic-reports/master/AFG/projections.csv | 2021-08-12 | ICU_incidence | 12.94 | 13.75 | 14.76 | 14.77 | 15.43 | 17.8 | Maintain Status Quo | Afghanistan | AFG | 2022-01-02 | v8 | TRUE
https://raw.githubusercontent.com/mrc-ide/global-lmic-reports/master/AFG/projections.csv | 2021-08-12 | prevalence | 36970.63 | 40026.92 | 42907.65 | 43097.29 | 45436.35 | 52692.39 | Maintain Status Quo | Afghanistan | AFG | 2022-01-02 | v8 | TRUE
https://raw.githubusercontent.com/mrc-ide/global-lmic-reports/master/AFG/projections.csv | 2021-08-12 | cumulative_infections | 3282852.6 | 3420407.58 | 3511348.71 | 3510421.1 | 3595678.58 | 3812215.42 | Maintain Status Quo | Afghanistan | AFG | 2022-01-02 | v8 | TRUE
https://raw.githubusercontent.com/mrc-ide/global-lmic-reports/master/AFG/projections.csv | 2021-08-12 | cumulative_deaths | 6530.03 | 6889.59 | 7095.96 | 7089.17 | 7296.29 | 7788.78 | Maintain Status Quo | Afghanistan | AFG | 2022-01-02 | v8 | TRUE
https://raw.githubusercontent.com/mrc-ide/global-lmic-reports/master/AFG/projections.csv | 2021-08-12 | Rt | 0.8 | 0.82 | 0.83 | 0.83 | 0.84 | 0.86 | Maintain Status Quo | Afghanistan | AFG | 2022-01-02 | v8 | TRUE
https://raw.githubusercontent.com/mrc-ide/global-lmic-reports/master/AFG/projections.csv | 2021-08-12 | Reff | 0.7 | 0.71 | 0.72 | 0.72 | 0.73 | 0.75 | Maintain Status Quo | Afghanistan | AFG | 2022-01-02 | v8 | TRUE
https://raw.githubusercontent.com/mrc-ide/global-lmic-reports/master/AFG/projections.csv | 2021-08-12 | infections | 4416.7 | 4871.27 | 5242.96 | 5261.85 | 5562.44 | 6542.51 | Optimistic | Afghanistan | AFG | 2022-01-02 | v8 | TRUE
https://raw.githubusercontent.com/mrc-ide/global-lmic-reports/master/AFG/projections.csv | 2021-08-12 | deaths | 13.87 | 14.31 | 14.9 | 14.81 | 15.17 | 16.01 | Optimistic | Afghanistan | AFG | 2022-01-02 | v8 | TRUE
https://raw.githubusercontent.com/mrc-ide/global-lmic-reports/master/AFG/projections.csv | 2021-08-12 | hospital_demand | 593.27 | 621.74 | 659.96 | 656.41 | 680.07 | 750.25 | Optimistic | Afghanistan | AFG | 2022-01-02 | v8 | TRUE
https://raw.githubusercontent.com/mrc-ide/global-lmic-reports/master/AFG/projections.csv | 2021-08-12 | ICU_demand | 237.41 | 245.54 | 255.41 | 254.29 | 260.18 | 275.93 | Optimistic | Afghanistan | AFG | 2022-01-02 | v8 | TRUE
https://raw.githubusercontent.com/mrc-ide/global-lmic-reports/master/AFG/projections.csv | 2021-08-12 | hospital_incidence | 42.82 | 45.55 | 48.84 | 48.9 | 51.09 | 58.91 | Optimistic | Afghanistan | AFG | 2022-01-02 | v8 | TRUE
https://raw.githubusercontent.com/mrc-ide/global-lmic-reports/master/AFG/projections.csv | 2021-08-12 | ICU_incidence | 12.94 | 13.75 | 14.76 | 14.77 | 15.43 | 17.8 | Optimistic | Afghanistan | AFG | 2022-01-02 | v8 | TRUE
https://raw.githubusercontent.com/mrc-ide/global-lmic-reports/master/AFG/projections.csv | 2021-08-12 | prevalence | 36970.63 | 40026.92 | 42907.65 | 43097.29 | 45436.35 | 52692.39 | Optimistic | Afghanistan | AFG | 2022-01-02 | v8 | TRUE
https://raw.githubusercontent.com/mrc-ide/global-lmic-reports/master/AFG/projections.csv | 2021-08-12 | cumulative_infections | 3282852.6 | 3420407.58 | 3511348.71 | 3510421.1 | 3595678.58 | 3812215.42 | Optimistic | Afghanistan | AFG | 2022-01-02 | v8 | TRUE
https://raw.githubusercontent.com/mrc-ide/global-lmic-reports/master/AFG/projections.csv | 2021-08-12 | cumulative_deaths | 6530.03 | 6889.59 | 7095.96 | 7089.17 | 7296.29 | 7788.78 | Optimistic | Afghanistan | AFG | 2022-01-02 | v8 | TRUE
https://raw.githubusercontent.com/mrc-ide/global-lmic-reports/master/AFG/projections.csv | 2021-08-12 | Rt | 0.8 | 0.82 | 0.83 | 0.83 | 0.84 | 0.86 | Optimistic | Afghanistan | AFG | 2022-01-02 | v8 | TRUE
https://raw.githubusercontent.com/mrc-ide/global-lmic-reports/master/AFG/projections.csv | 2021-08-12 | Reff | 0.7 | 0.71 | 0.72 | 0.72 | 0.73 | 0.75 | Optimistic | Afghanistan | AFG | 2022-01-02 | v8 | TRUE
https://raw.githubusercontent.com/mrc-ide/global-lmic-reports/master/AFG/projections.csv | 2021-08-12 | infections | 4416.7 | 4871.27 | 5242.96 | 5261.85 | 5562.44 | 6542.51 | Pessimistic | Afghanistan | AFG | 2022-01-02 | v8 | TRUE
https://raw.githubusercontent.com/mrc-ide/global-lmic-reports/master/AFG/projections.csv | 2021-08-12 | deaths | 13.87 | 14.31 | 14.9 | 14.81 | 15.17 | 16.01 | Pessimistic | Afghanistan | AFG | 2022-01-02 | v8 | TRUE
https://raw.githubusercontent.com/mrc-ide/global-lmic-reports/master/AFG/projections.csv | 2021-08-12 | hospital_demand | 593.27 | 621.74 | 659.96 | 656.41 | 680.07 | 750.25 | Pessimistic | Afghanistan | AFG | 2022-01-02 | v8 | TRUE
https://raw.githubusercontent.com/mrc-ide/global-lmic-reports/master/AFG/projections.csv | 2021-08-12 | ICU_demand | 237.41 | 245.54 | 255.41 | 254.29 | 260.18 | 275.93 | Pessimistic | Afghanistan | AFG | 2022-01-02 | v8 | TRUE
https://raw.githubusercontent.com/mrc-ide/global-lmic-reports/master/AFG/projections.csv | 2021-08-12 | hospital_incidence | 42.82 | 45.55 | 48.84 | 48.9 | 51.09 | 58.91 | Pessimistic | Afghanistan | AFG | 2022-01-02 | v8 | TRUE
https://raw.githubusercontent.com/mrc-ide/global-lmic-reports/master/AFG/projections.csv | 2021-08-12 | ICU_incidence | 12.94 | 13.75 | 14.76 | 14.77 | 15.43 | 17.8 | Pessimistic | Afghanistan | AFG | 2022-01-02 | v8 | TRUE
https://raw.githubusercontent.com/mrc-ide/global-lmic-reports/master/AFG/projections.csv | 2021-08-12 | prevalence | 36970.63 | 40026.92 | 42907.65 | 43097.29 | 45436.35 | 52692.39 | Pessimistic | Afghanistan | AFG | 2022-01-02 | v8 | TRUE
https://raw.githubusercontent.com/mrc-ide/global-lmic-reports/master/AFG/projections.csv | 2021-08-12 | cumulative_infections | 3282852.6 | 3420407.58 | 3511348.71 | 3510421.1 | 3595678.58 | 3812215.42 | Pessimistic | Afghanistan | AFG | 2022-01-02 | v8 | TRUE
https://raw.githubusercontent.com/mrc-ide/global-lmic-reports/master/AFG/projections.csv | 2021-08-12 | cumulative_deaths | 6530.03 | 6889.59 | 7095.96 | 7089.17 | 7296.29 | 7788.78 | Pessimistic | Afghanistan | AFG | 2022-01-02 | v8 | TRUE
https://raw.githubusercontent.com/mrc-ide/global-lmic-reports/master/AFG/projections.csv | 2021-08-12 | Rt | 0.8 | 0.82 | 0.83 | 0.83 | 0.84 | 0.86 | Pessimistic | Afghanistan | AFG | 2022-01-02 | v8 | TRUE
https://raw.githubusercontent.com/mrc-ide/global-lmic-reports/master/AFG/projections.csv | 2021-08-12 | Reff | 0.7 | 0.71 | 0.72 | 0.72 | 0.73 | 0.75 | Pessimistic | Afghanistan | AFG | 2022-01-02 | v8 | TRUE
https://raw.githubusercontent.com/mrc-ide/global-lmic-reports/master/AFG/projections.csv | 2021-08-12 | infections | 4416.7 | 4871.27 | 5242.96 | 5261.85 | 5562.44 | 6542.51 | Relax Interventions 50% | Afghanistan | AFG | 2022-01-02 | v8 | TRUE
https://raw.githubusercontent.com/mrc-ide/global-lmic-reports/master/AFG/projections.csv | 2021-08-12 | deaths | 13.87 | 14.31 | 14.9 | 14.81 | 15.17 | 16.01 | Relax Interventions 50% | Afghanistan | AFG | 2022-01-02 | v8 | TRUE
https://raw.githubusercontent.com/mrc-ide/global-lmic-reports/master/AFG/projections.csv | 2021-08-12 | hospital_demand | 593.27 | 621.74 | 659.96 | 656.41 | 680.07 | 750.25 | Relax Interventions 50% | Afghanistan | AFG | 2022-01-02 | v8 | TRUE
https://raw.githubusercontent.com/mrc-ide/global-lmic-reports/master/AFG/projections.csv | 2021-08-12 | ICU_demand | 237.41 | 245.54 | 255.41 | 254.29 | 260.18 | 275.93 | Relax Interventions 50% | Afghanistan | AFG | 2022-01-02 | v8 | TRUE
https://raw.githubusercontent.com/mrc-ide/global-lmic-reports/master/AFG/projections.csv | 2021-08-12 | hospital_incidence | 42.82 | 45.55 | 48.84 | 48.9 | 51.09 | 58.91 | Relax Interventions 50% | Afghanistan | AFG | 2022-01-02 | v8 | TRUE
https://raw.githubusercontent.com/mrc-ide/global-lmic-reports/master/AFG/projections.csv | 2021-08-12 | ICU_incidence | 12.94 | 13.75 | 14.76 | 14.77 | 15.43 | 17.8 | Relax Interventions 50% | Afghanistan | AFG | 2022-01-02 | v8 | TRUE
https://raw.githubusercontent.com/mrc-ide/global-lmic-reports/master/AFG/projections.csv | 2021-08-12 | prevalence | 36970.63 | 40026.92 | 42907.65 | 43097.29 | 45436.35 | 52692.39 | Relax Interventions 50% | Afghanistan | AFG | 2022-01-02 | v8 | TRUE
https://raw.githubusercontent.com/mrc-ide/global-lmic-reports/master/AFG/projections.csv | 2021-08-12 | cumulative_infections | 3282852.6 | 3420407.58 | 3511348.71 | 3510421.1 | 3595678.58 | 3812215.42 | Relax Interventions 50% | Afghanistan | AFG | 2022-01-02 | v8 | TRUE
https://raw.githubusercontent.com/mrc-ide/global-lmic-reports/master/AFG/projections.csv | 2021-08-12 | cumulative_deaths | 6530.03 | 6889.59 | 7095.96 | 7089.17 | 7296.29 | 7788.78 | Relax Interventions 50% | Afghanistan | AFG | 2022-01-02 | v8 | TRUE
https://raw.githubusercontent.com/mrc-ide/global-lmic-reports/master/AFG/projections.csv | 2021-08-12 | Rt | 0.8 | 0.82 | 0.83 | 0.83 | 0.84 | 0.86 | Relax Interventions 50% | Afghanistan | AFG | 2022-01-02 | v8 | TRUE
https://raw.githubusercontent.com/mrc-ide/global-lmic-reports/master/AFG/projections.csv | 2021-08-12 | Reff | 0.7 | 0.71 | 0.72 | 0.72 | 0.73 | 0.75 | Relax Interventions 50% | Afghanistan | AFG | 2022-01-02 | v8 | TRUE
https://raw.githubusercontent.com/mrc-ide/global-lmic-reports/master/AFG/projections.csv | 2021-08-12 | infections | 4672.25 | 4955.71 | 5248.73 | 5305.86 | 5627.58 | 6206.39 | Surged Additional 50% Reduction | Afghanistan | AFG | 2022-01-02 | v8 | TRUE
https://raw.githubusercontent.com/mrc-ide/global-lmic-reports/master/AFG/projections.csv | 2021-08-12 | deaths | 16.77 | 17.54 | 18.18 | 18.25 | 18.93 | 19.77 | Surged Additional 50% Reduction | Afghanistan | AFG | 2022-01-02 | v8 | TRUE
https://raw.githubusercontent.com/mrc-ide/global-lmic-reports/master/AFG/projections.csv | 2021-08-12 | hospital_demand | 627.23 | 657.14 | 681.41 | 684.97 | 714 | 752.65 | Surged Additional 50% Reduction | Afghanistan | AFG | 2022-01-02 | v8 | TRUE
https://raw.githubusercontent.com/mrc-ide/global-lmic-reports/master/AFG/projections.csv | 2021-08-12 | ICU_demand | 311.95 | 325.41 | 337.62 | 338.77 | 351.08 | 367.05 | Surged Additional 50% Reduction | Afghanistan | AFG | 2022-01-02 | v8 | TRUE
https://raw.githubusercontent.com/mrc-ide/global-lmic-reports/master/AFG/projections.csv | 2021-08-12 | hospital_incidence | 43.72 | 46.49 | 48.77 | 49.32 | 51.95 | 55.84 | Surged Additional 50% Reduction | Afghanistan | AFG | 2022-01-02 | v8 | TRUE
https://raw.githubusercontent.com/mrc-ide/global-lmic-reports/master/AFG/projections.csv | 2021-08-12 | ICU_incidence | 13.21 | 14.04 | 14.73 | 14.9 | 15.69 | 16.86 | Surged Additional 50% Reduction | Afghanistan | AFG | 2022-01-02 | v8 | TRUE
https://raw.githubusercontent.com/mrc-ide/global-lmic-reports/master/AFG/projections.csv | 2021-08-12 | prevalence | 38309.35 | 40641.72 | 43142.04 | 43567.26 | 46246.26 | 50119.15 | Surged Additional 50% Reduction | Afghanistan | AFG | 2022-01-02 | v8 | TRUE
https://raw.githubusercontent.com/mrc-ide/global-lmic-reports/master/AFG/projections.csv | 2021-08-12 | cumulative_infections | 3337300.55 | 3415347.68 | 3487601.8 | 3490130.16 | 3545704.86 | 3694871.93 | Surged Additional 50% Reduction | Afghanistan | AFG | 2022-01-02 | v8 | TRUE
https://raw.githubusercontent.com/mrc-ide/global-lmic-reports/master/AFG/projections.csv | 2021-08-12 | cumulative_deaths | 5509.55 | 5625.96 | 5734.12 | 5747.06 | 5830.71 | 6115.39 | Surged Additional 50% Reduction | Afghanistan | AFG | 2022-01-02 | v8 | TRUE
https://raw.githubusercontent.com/mrc-ide/global-lmic-reports/master/AFG/projections.csv | 2021-08-12 | Rt | 0.8 | 0.82 | 0.83 | 0.83 | 0.84 | 0.85 | Surged Additional 50% Reduction | Afghanistan | AFG | 2022-01-02 | v8 | TRUE
https://raw.githubusercontent.com/mrc-ide/global-lmic-reports/master/AFG/projections.csv | 2021-08-12 | Reff | 0.7 | 0.72 | 0.73 | 0.72 | 0.73 | 0.74 | Surged Additional 50% Reduction | Afghanistan | AFG | 2022-01-02 | v8 | TRUE
https://raw.githubusercontent.com/mrc-ide/global-lmic-reports/master/AFG/projections.csv | 2021-08-12 | infections | 4672.25 | 4955.71 | 5248.73 | 5305.86 | 5627.58 | 6206.39 | Surged Maintain Status Quo | Afghanistan | AFG | 2022-01-02 | v8 | TRUE
https://raw.githubusercontent.com/mrc-ide/global-lmic-reports/master/AFG/projections.csv | 2021-08-12 | deaths | 16.77 | 17.54 | 18.18 | 18.25 | 18.93 | 19.77 | Surged Maintain Status Quo | Afghanistan | AFG | 2022-01-02 | v8 | TRUE
https://raw.githubusercontent.com/mrc-ide/global-lmic-reports/master/AFG/projections.csv | 2021-08-12 | hospital_demand | 627.23 | 657.14 | 681.41 | 684.97 | 714 | 752.65 | Surged Maintain Status Quo | Afghanistan | AFG | 2022-01-02 | v8 | TRUE
https://raw.githubusercontent.com/mrc-ide/global-lmic-reports/master/AFG/projections.csv | 2021-08-12 | ICU_demand | 311.95 | 325.41 | 337.62 | 338.77 | 351.08 | 367.05 | Surged Maintain Status Quo | Afghanistan | AFG | 2022-01-02 | v8 | TRUE
https://raw.githubusercontent.com/mrc-ide/global-lmic-reports/master/AFG/projections.csv | 2021-08-12 | hospital_incidence | 43.72 | 46.49 | 48.77 | 49.32 | 51.95 | 55.84 | Surged Maintain Status Quo | Afghanistan | AFG | 2022-01-02 | v8 | TRUE
https://raw.githubusercontent.com/mrc-ide/global-lmic-reports/master/AFG/projections.csv | 2021-08-12 | ICU_incidence | 13.21 | 14.04 | 14.73 | 14.9 | 15.69 | 16.86 | Surged Maintain Status Quo | Afghanistan | AFG | 2022-01-02 | v8 | TRUE
https://raw.githubusercontent.com/mrc-ide/global-lmic-reports/master/AFG/projections.csv | 2021-08-12 | prevalence | 38309.35 | 40641.72 | 43142.04 | 43567.26 | 46246.26 | 50119.15 | Surged Maintain Status Quo | Afghanistan | AFG | 2022-01-02 | v8 | TRUE
https://raw.githubusercontent.com/mrc-ide/global-lmic-reports/master/AFG/projections.csv | 2021-08-12 | cumulative_infections | 3337300.55 | 3415347.68 | 3487601.8 | 3490130.16 | 3545704.86 | 3694871.93 | Surged Maintain Status Quo | Afghanistan | AFG | 2022-01-02 | v8 | TRUE
https://raw.githubusercontent.com/mrc-ide/global-lmic-reports/master/AFG/projections.csv | 2021-08-12 | cumulative_deaths | 5509.55 | 5625.96 | 5734.12 | 5747.06 | 5830.71 | 6115.39 | Surged Maintain Status Quo | Afghanistan | AFG | 2022-01-02 | v8 | TRUE
https://raw.githubusercontent.com/mrc-ide/global-lmic-reports/master/AFG/projections.csv | 2021-08-12 | Rt | 0.8 | 0.82 | 0.83 | 0.83 | 0.84 | 0.85 | Surged Maintain Status Quo | Afghanistan | AFG | 2022-01-02 | v8 | TRUE
https://raw.githubusercontent.com/mrc-ide/global-lmic-reports/master/AFG/projections.csv | 2021-08-12 | Reff | 0.7 | 0.72 | 0.73 | 0.72 | 0.73 | 0.74 | Surged Maintain Status Quo | Afghanistan | AFG | 2022-01-02 | v8 | TRUE
https://raw.githubusercontent.com/mrc-ide/global-lmic-reports/master/AFG/projections.csv | 2021-08-12 | infections | 4672.25 | 4955.71 | 5248.73 | 5305.86 | 5627.58 | 6206.39 | Surged Optimistic | Afghanistan | AFG | 2022-01-02 | v8 | TRUE
https://raw.githubusercontent.com/mrc-ide/global-lmic-reports/master/AFG/projections.csv | 2021-08-12 | deaths | 16.77 | 17.54 | 18.18 | 18.25 | 18.93 | 19.77 | Surged Optimistic | Afghanistan | AFG | 2022-01-02 | v8 | TRUE
https://raw.githubusercontent.com/mrc-ide/global-lmic-reports/master/AFG/projections.csv | 2021-08-12 | hospital_demand | 627.23 | 657.14 | 681.41 | 684.97 | 714 | 752.65 | Surged Optimistic | Afghanistan | AFG | 2022-01-02 | v8 | TRUE
https://raw.githubusercontent.com/mrc-ide/global-lmic-reports/master/AFG/projections.csv | 2021-08-12 | ICU_demand | 311.95 | 325.41 | 337.62 | 338.77 | 351.08 | 367.05 | Surged Optimistic | Afghanistan | AFG | 2022-01-02 | v8 | TRUE
https://raw.githubusercontent.com/mrc-ide/global-lmic-reports/master/AFG/projections.csv | 2021-08-12 | hospital_incidence | 43.72 | 46.49 | 48.77 | 49.32 | 51.95 | 55.84 | Surged Optimistic | Afghanistan | AFG | 2022-01-02 | v8 | TRUE
https://raw.githubusercontent.com/mrc-ide/global-lmic-reports/master/AFG/projections.csv | 2021-08-12 | ICU_incidence | 13.21 | 14.04 | 14.73 | 14.9 | 15.69 | 16.86 | Surged Optimistic | Afghanistan | AFG | 2022-01-02 | v8 | TRUE
https://raw.githubusercontent.com/mrc-ide/global-lmic-reports/master/AFG/projections.csv | 2021-08-12 | prevalence | 38309.35 | 40641.72 | 43142.04 | 43567.26 | 46246.26 | 50119.15 | Surged Optimistic | Afghanistan | AFG | 2022-01-02 | v8 | TRUE
https://raw.githubusercontent.com/mrc-ide/global-lmic-reports/master/AFG/projections.csv | 2021-08-12 | cumulative_infections | 3337300.55 | 3415347.68 | 3487601.8 | 3490130.16 | 3545704.86 | 3694871.93 | Surged Optimistic | Afghanistan | AFG | 2022-01-02 | v8 | TRUE
https://raw.githubusercontent.com/mrc-ide/global-lmic-reports/master/AFG/projections.csv | 2021-08-12 | cumulative_deaths | 5509.55 | 5625.96 | 5734.12 | 5747.06 | 5830.71 | 6115.39 | Surged Optimistic | Afghanistan | AFG | 2022-01-02 | v8 | TRUE
https://raw.githubusercontent.com/mrc-ide/global-lmic-reports/master/AFG/projections.csv | 2021-08-12 | Rt | 0.8 | 0.82 | 0.83 | 0.83 | 0.84 | 0.85 | Surged Optimistic | Afghanistan | AFG | 2022-01-02 | v8 | TRUE
https://raw.githubusercontent.com/mrc-ide/global-lmic-reports/master/AFG/projections.csv | 2021-08-12 | Reff | 0.7 | 0.72 | 0.73 | 0.72 | 0.73 | 0.74 | Surged Optimistic | Afghanistan | AFG | 2022-01-02 | v8 | TRUE
https://raw.githubusercontent.com/mrc-ide/global-lmic-reports/master/AFG/projections.csv | 2021-08-12 | infections | 4672.25 | 4955.71 | 5248.73 | 5305.86 | 5627.58 | 6206.39 | Surged Pessimistic | Afghanistan | AFG | 2022-01-02 | v8 | TRUE
https://raw.githubusercontent.com/mrc-ide/global-lmic-reports/master/AFG/projections.csv | 2021-08-12 | deaths | 16.77 | 17.54 | 18.18 | 18.25 | 18.93 | 19.77 | Surged Pessimistic | Afghanistan | AFG | 2022-01-02 | v8 | TRUE
https://raw.githubusercontent.com/mrc-ide/global-lmic-reports/master/AFG/projections.csv | 2021-08-12 | hospital_demand | 627.23 | 657.14 | 681.41 | 684.97 | 714 | 752.65 | Surged Pessimistic | Afghanistan | AFG | 2022-01-02 | v8 | TRUE
https://raw.githubusercontent.com/mrc-ide/global-lmic-reports/master/AFG/projections.csv | 2021-08-12 | ICU_demand | 311.95 | 325.41 | 337.62 | 338.77 | 351.08 | 367.05 | Surged Pessimistic | Afghanistan | AFG | 2022-01-02 | v8 | TRUE
https://raw.githubusercontent.com/mrc-ide/global-lmic-reports/master/AFG/projections.csv | 2021-08-12 | hospital_incidence | 43.72 | 46.49 | 48.77 | 49.32 | 51.95 | 55.84 | Surged Pessimistic | Afghanistan | AFG | 2022-01-02 | v8 | TRUE
https://raw.githubusercontent.com/mrc-ide/global-lmic-reports/master/AFG/projections.csv | 2021-08-12 | ICU_incidence | 13.21 | 14.04 | 14.73 | 14.9 | 15.69 | 16.86 | Surged Pessimistic | Afghanistan | AFG | 2022-01-02 | v8 | TRUE
https://raw.githubusercontent.com/mrc-ide/global-lmic-reports/master/AFG/projections.csv | 2021-08-12 | prevalence | 38309.35 | 40641.72 | 43142.04 | 43567.26 | 46246.26 | 50119.15 | Surged Pessimistic | Afghanistan | AFG | 2022-01-02 | v8 | TRUE
https://raw.githubusercontent.com/mrc-ide/global-lmic-reports/master/AFG/projections.csv | 2021-08-12 | cumulative_infections | 3337300.55 | 3415347.68 | 3487601.8 | 3490130.16 | 3545704.86 | 3694871.93 | Surged Pessimistic | Afghanistan | AFG | 2022-01-02 | v8 | TRUE
https://raw.githubusercontent.com/mrc-ide/global-lmic-reports/master/AFG/projections.csv | 2021-08-12 | cumulative_deaths | 5509.55 | 5625.96 | 5734.12 | 5747.06 | 5830.71 | 6115.39 | Surged Pessimistic | Afghanistan | AFG | 2022-01-02 | v8 | TRUE
https://raw.githubusercontent.com/mrc-ide/global-lmic-reports/master/AFG/projections.csv | 2021-08-12 | Rt | 0.8 | 0.82 | 0.83 | 0.83 | 0.84 | 0.85 | Surged Pessimistic | Afghanistan | AFG | 2022-01-02 | v8 | TRUE
https://raw.githubusercontent.com/mrc-ide/global-lmic-reports/master/AFG/projections.csv | 2021-08-12 | Reff | 0.7 | 0.72 | 0.73 | 0.72 | 0.73 | 0.74 | Surged Pessimistic | Afghanistan | AFG | 2022-01-02 | v8 | TRUE
https://raw.githubusercontent.com/mrc-ide/global-lmic-reports/master/AFG/projections.csv | 2021-08-12 | infections | 4672.25 | 4955.71 | 5248.73 | 5305.86 | 5627.58 | 6206.39 | Surged Relax Interventions 50% | Afghanistan | AFG | 2022-01-02 | v8 | TRUE
https://raw.githubusercontent.com/mrc-ide/global-lmic-reports/master/AFG/projections.csv | 2021-08-12 | deaths | 16.77 | 17.54 | 18.18 | 18.25 | 18.93 | 19.77 | Surged Relax Interventions 50% | Afghanistan | AFG | 2022-01-02 | v8 | TRUE
https://raw.githubusercontent.com/mrc-ide/global-lmic-reports/master/AFG/projections.csv | 2021-08-12 | hospital_demand | 627.23 | 657.14 | 681.41 | 684.97 | 714 | 752.65 | Surged Relax Interventions 50% | Afghanistan | AFG | 2022-01-02 | v8 | TRUE
https://raw.githubusercontent.com/mrc-ide/global-lmic-reports/master/AFG/projections.csv | 2021-08-12 | ICU_demand | 311.95 | 325.41 | 337.62 | 338.77 | 351.08 | 367.05 | Surged Relax Interventions 50% | Afghanistan | AFG | 2022-01-02 | v8 | TRUE
https://raw.githubusercontent.com/mrc-ide/global-lmic-reports/master/AFG/projections.csv | 2021-08-12 | hospital_incidence | 43.72 | 46.49 | 48.77 | 49.32 | 51.95 | 55.84 | Surged Relax Interventions 50% | Afghanistan | AFG | 2022-01-02 | v8 | TRUE
https://raw.githubusercontent.com/mrc-ide/global-lmic-reports/master/AFG/projections.csv | 2021-08-12 | ICU_incidence | 13.21 | 14.04 | 14.73 | 14.9 | 15.69 | 16.86 | Surged Relax Interventions 50% | Afghanistan | AFG | 2022-01-02 | v8 | TRUE
https://raw.githubusercontent.com/mrc-ide/global-lmic-reports/master/AFG/projections.csv | 2021-08-12 | prevalence | 38309.35 | 40641.72 | 43142.04 | 43567.26 | 46246.26 | 50119.15 | Surged Relax Interventions 50% | Afghanistan | AFG | 2022-01-02 | v8 | TRUE
https://raw.githubusercontent.com/mrc-ide/global-lmic-reports/master/AFG/projections.csv | 2021-08-12 | cumulative_infections | 3337300.55 | 3415347.68 | 3487601.8 | 3490130.16 | 3545704.86 | 3694871.93 | Surged Relax Interventions 50% | Afghanistan | AFG | 2022-01-02 | v8 | TRUE
https://raw.githubusercontent.com/mrc-ide/global-lmic-reports/master/AFG/projections.csv | 2021-08-12 | cumulative_deaths | 5509.55 | 5625.96 | 5734.12 | 5747.06 | 5830.71 | 6115.39 | Surged Relax Interventions 50% | Afghanistan | AFG | 2022-01-02 | v8 | TRUE
https://raw.githubusercontent.com/mrc-ide/global-lmic-reports/master/AFG/projections.csv | 2021-08-12 | Rt | 0.8 | 0.82 | 0.83 | 0.83 | 0.84 | 0.85 | Surged Relax Interventions 50% | Afghanistan | AFG | 2022-01-02 | v8 | TRUE
https://raw.githubusercontent.com/mrc-ide/global-lmic-reports/master/AFG/projections.csv | 2021-08-12 | Reff | 0.7 | 0.72 | 0.73 | 0.72 | 0.73 | 0.74 | Surged Relax Interventions 50% | Afghanistan | AFG | 2022-01-02 | v8 | TRUE
https://raw.githubusercontent.com/mrc-ide/global-lmic-reports/master/AFG/projections.csv | 2021-08-13 | infections | 4075.55 | 4505.63 | 4838.89 | 4860.71 | 5139.49 | 5987.74 | Additional 50% Reduction | Afghanistan | AFG | 2022-01-02 | v8 | TRUE
https://raw.githubusercontent.com/mrc-ide/global-lmic-reports/master/AFG/projections.csv | 2021-08-13 | deaths | 13.37 | 13.84 | 14.47 | 14.38 | 14.76 | 15.7 | Additional 50% Reduction | Afghanistan | AFG | 2022-01-02 | v8 | TRUE
https://raw.githubusercontent.com/mrc-ide/global-lmic-reports/master/AFG/projections.csv | 2021-08-13 | hospital_demand | 564.35 | 592.97 | 631.57 | 628.36 | 651.28 | 723.44 | Additional 50% Reduction | Afghanistan | AFG | 2022-01-02 | v8 | TRUE
https://raw.githubusercontent.com/mrc-ide/global-lmic-reports/master/AFG/projections.csv | 2021-08-13 | ICU_demand | 230.78 | 239.27 | 249.33 | 248.36 | 254.52 | 271.74 | Additional 50% Reduction | Afghanistan | AFG | 2022-01-02 | v8 | TRUE
https://raw.githubusercontent.com/mrc-ide/global-lmic-reports/master/AFG/projections.csv | 2021-08-13 | hospital_incidence | 40.92 | 43.67 | 46.91 | 46.93 | 49.12 | 56.72 | Additional 50% Reduction | Afghanistan | AFG | 2022-01-02 | v8 | TRUE
https://raw.githubusercontent.com/mrc-ide/global-lmic-reports/master/AFG/projections.csv | 2021-08-13 | ICU_incidence | 12.36 | 13.18 | 14.17 | 14.17 | 14.83 | 17.13 | Additional 50% Reduction | Afghanistan | AFG | 2022-01-02 | v8 | TRUE
https://raw.githubusercontent.com/mrc-ide/global-lmic-reports/master/AFG/projections.csv | 2021-08-13 | prevalence | 35191.53 | 38219.06 | 41048.63 | 41183.42 | 43478.38 | 50479.91 | Additional 50% Reduction | Afghanistan | AFG | 2022-01-02 | v8 | TRUE
https://raw.githubusercontent.com/mrc-ide/global-lmic-reports/master/AFG/projections.csv | 2021-08-13 | cumulative_infections | 3288051.28 | 3424831.03 | 3515962.86 | 3515281.81 | 3600455.59 | 3817188.3 | Additional 50% Reduction | Afghanistan | AFG | 2022-01-02 | v8 | TRUE
https://raw.githubusercontent.com/mrc-ide/global-lmic-reports/master/AFG/projections.csv | 2021-08-13 | cumulative_deaths | 6543.85 | 6904.06 | 7110.72 | 7103.55 | 7310.85 | 7803.61 | Additional 50% Reduction | Afghanistan | AFG | 2022-01-02 | v8 | TRUE
https://raw.githubusercontent.com/mrc-ide/global-lmic-reports/master/AFG/projections.csv | 2021-08-13 | Rt | 0.7 | 0.73 | 0.74 | 0.74 | 0.75 | 0.79 | Additional 50% Reduction | Afghanistan | AFG | 2022-01-02 | v8 | TRUE
https://raw.githubusercontent.com/mrc-ide/global-lmic-reports/master/AFG/projections.csv | 2021-08-13 | Reff | 0.62 | 0.64 | 0.65 | 0.65 | 0.66 | 0.69 | Additional 50% Reduction | Afghanistan | AFG | 2022-01-02 | v8 | TRUE
https://raw.githubusercontent.com/mrc-ide/global-lmic-reports/master/AFG/projections.csv | 2021-08-13 | infections | 4075.55 | 4505.63 | 4838.89 | 4860.71 | 5139.49 | 5987.74 | Maintain Status Quo | Afghanistan | AFG | 2022-01-02 | v8 | TRUE
https://raw.githubusercontent.com/mrc-ide/global-lmic-reports/master/AFG/projections.csv | 2021-08-13 | deaths | 13.37 | 13.84 | 14.47 | 14.38 | 14.76 | 15.7 | Maintain Status Quo | Afghanistan | AFG | 2022-01-02 | v8 | TRUE
https://raw.githubusercontent.com/mrc-ide/global-lmic-reports/master/AFG/projections.csv | 2021-08-13 | hospital_demand | 564.35 | 592.97 | 631.57 | 628.36 | 651.28 | 723.44 | Maintain Status Quo | Afghanistan | AFG | 2022-01-02 | v8 | TRUE
https://raw.githubusercontent.com/mrc-ide/global-lmic-reports/master/AFG/projections.csv | 2021-08-13 | ICU_demand | 230.78 | 239.27 | 249.33 | 248.36 | 254.52 | 271.74 | Maintain Status Quo | Afghanistan | AFG | 2022-01-02 | v8 | TRUE
https://raw.githubusercontent.com/mrc-ide/global-lmic-reports/master/AFG/projections.csv | 2021-08-13 | hospital_incidence | 40.92 | 43.67 | 46.91 | 46.93 | 49.12 | 56.72 | Maintain Status Quo | Afghanistan | AFG | 2022-01-02 | v8 | TRUE
https://raw.githubusercontent.com/mrc-ide/global-lmic-reports/master/AFG/projections.csv | 2021-08-13 | ICU_incidence | 12.36 | 13.18 | 14.17 | 14.17 | 14.83 | 17.13 | Maintain Status Quo | Afghanistan | AFG | 2022-01-02 | v8 | TRUE
https://raw.githubusercontent.com/mrc-ide/global-lmic-reports/master/AFG/projections.csv | 2021-08-13 | prevalence | 35191.53 | 38219.06 | 41048.63 | 41183.42 | 43478.38 | 50479.91 | Maintain Status Quo | Afghanistan | AFG | 2022-01-02 | v8 | TRUE
https://raw.githubusercontent.com/mrc-ide/global-lmic-reports/master/AFG/projections.csv | 2021-08-13 | cumulative_infections | 3288051.28 | 3424831.03 | 3515962.86 | 3515281.81 | 3600455.59 | 3817188.3 | Maintain Status Quo | Afghanistan | AFG | 2022-01-02 | v8 | TRUE
https://raw.githubusercontent.com/mrc-ide/global-lmic-reports/master/AFG/projections.csv | 2021-08-13 | cumulative_deaths | 6543.85 | 6904.06 | 7110.72 | 7103.55 | 7310.85 | 7803.61 | Maintain Status Quo | Afghanistan | AFG | 2022-01-02 | v8 | TRUE
https://raw.githubusercontent.com/mrc-ide/global-lmic-reports/master/AFG/projections.csv | 2021-08-13 | Rt | 0.7 | 0.73 | 0.74 | 0.74 | 0.75 | 0.79 | Maintain Status Quo | Afghanistan | AFG | 2022-01-02 | v8 | TRUE
https://raw.githubusercontent.com/mrc-ide/global-lmic-reports/master/AFG/projections.csv | 2021-08-13 | Reff | 0.62 | 0.64 | 0.65 | 0.65 | 0.66 | 0.69 | Maintain Status Quo | Afghanistan | AFG | 2022-01-02 | v8 | TRUE
https://raw.githubusercontent.com/mrc-ide/global-lmic-reports/master/AFG/projections.csv | 2021-08-13 | infections | 4075.55 | 4505.63 | 4838.89 | 4860.71 | 5139.49 | 5987.74 | Optimistic | Afghanistan | AFG | 2022-01-02 | v8 | TRUE
https://raw.githubusercontent.com/mrc-ide/global-lmic-reports/master/AFG/projections.csv | 2021-08-13 | deaths | 13.37 | 13.84 | 14.47 | 14.38 | 14.76 | 15.7 | Optimistic | Afghanistan | AFG | 2022-01-02 | v8 | TRUE
https://raw.githubusercontent.com/mrc-ide/global-lmic-reports/master/AFG/projections.csv | 2021-08-13 | hospital_demand | 564.35 | 592.97 | 631.57 | 628.36 | 651.28 | 723.44 | Optimistic | Afghanistan | AFG | 2022-01-02 | v8 | TRUE
https://raw.githubusercontent.com/mrc-ide/global-lmic-reports/master/AFG/projections.csv | 2021-08-13 | ICU_demand | 230.78 | 239.27 | 249.33 | 248.36 | 254.52 | 271.74 | Optimistic | Afghanistan | AFG | 2022-01-02 | v8 | TRUE
https://raw.githubusercontent.com/mrc-ide/global-lmic-reports/master/AFG/projections.csv | 2021-08-13 | hospital_incidence | 40.92 | 43.67 | 46.91 | 46.93 | 49.12 | 56.72 | Optimistic | Afghanistan | AFG | 2022-01-02 | v8 | TRUE
https://raw.githubusercontent.com/mrc-ide/global-lmic-reports/master/AFG/projections.csv | 2021-08-13 | ICU_incidence | 12.36 | 13.18 | 14.17 | 14.17 | 14.83 | 17.13 | Optimistic | Afghanistan | AFG | 2022-01-02 | v8 | TRUE
https://raw.githubusercontent.com/mrc-ide/global-lmic-reports/master/AFG/projections.csv | 2021-08-13 | prevalence | 35191.53 | 38219.06 | 41048.63 | 41183.42 | 43478.38 | 50479.91 | Optimistic | Afghanistan | AFG | 2022-01-02 | v8 | TRUE
https://raw.githubusercontent.com/mrc-ide/global-lmic-reports/master/AFG/projections.csv | 2021-08-13 | cumulative_infections | 3288051.28 | 3424831.03 | 3515962.86 | 3515281.81 | 3600455.59 | 3817188.3 | Optimistic | Afghanistan | AFG | 2022-01-02 | v8 | TRUE
https://raw.githubusercontent.com/mrc-ide/global-lmic-reports/master/AFG/projections.csv | 2021-08-13 | cumulative_deaths | 6543.85 | 6904.06 | 7110.72 | 7103.55 | 7310.85 | 7803.61 | Optimistic | Afghanistan | AFG | 2022-01-02 | v8 | TRUE
https://raw.githubusercontent.com/mrc-ide/global-lmic-reports/master/AFG/projections.csv | 2021-08-13 | Rt | 0.7 | 0.73 | 0.74 | 0.74 | 0.75 | 0.79 | Optimistic | Afghanistan | AFG | 2022-01-02 | v8 | TRUE
https://raw.githubusercontent.com/mrc-ide/global-lmic-reports/master/AFG/projections.csv | 2021-08-13 | Reff | 0.62 | 0.64 | 0.65 | 0.65 | 0.66 | 0.69 | Optimistic | Afghanistan | AFG | 2022-01-02 | v8 | TRUE
https://raw.githubusercontent.com/mrc-ide/global-lmic-reports/master/AFG/projections.csv | 2021-08-13 | infections | 4075.55 | 4505.63 | 4838.89 | 4860.71 | 5139.49 | 5987.74 | Pessimistic | Afghanistan | AFG | 2022-01-02 | v8 | TRUE
https://raw.githubusercontent.com/mrc-ide/global-lmic-reports/master/AFG/projections.csv | 2021-08-13 | deaths | 13.37 | 13.84 | 14.47 | 14.38 | 14.76 | 15.7 | Pessimistic | Afghanistan | AFG | 2022-01-02 | v8 | TRUE
https://raw.githubusercontent.com/mrc-ide/global-lmic-reports/master/AFG/projections.csv | 2021-08-13 | hospital_demand | 564.35 | 592.97 | 631.57 | 628.36 | 651.28 | 723.44 | Pessimistic | Afghanistan | AFG | 2022-01-02 | v8 | TRUE
https://raw.githubusercontent.com/mrc-ide/global-lmic-reports/master/AFG/projections.csv | 2021-08-13 | ICU_demand | 230.78 | 239.27 | 249.33 | 248.36 | 254.52 | 271.74 | Pessimistic | Afghanistan | AFG | 2022-01-02 | v8 | TRUE
https://raw.githubusercontent.com/mrc-ide/global-lmic-reports/master/AFG/projections.csv | 2021-08-13 | hospital_incidence | 40.92 | 43.67 | 46.91 | 46.93 | 49.12 | 56.72 | Pessimistic | Afghanistan | AFG | 2022-01-02 | v8 | TRUE
https://raw.githubusercontent.com/mrc-ide/global-lmic-reports/master/AFG/projections.csv | 2021-08-13 | ICU_incidence | 12.36 | 13.18 | 14.17 | 14.17 | 14.83 | 17.13 | Pessimistic | Afghanistan | AFG | 2022-01-02 | v8 | TRUE
https://raw.githubusercontent.com/mrc-ide/global-lmic-reports/master/AFG/projections.csv | 2021-08-13 | prevalence | 35191.53 | 38219.06 | 41048.63 | 41183.42 | 43478.38 | 50479.91 | Pessimistic | Afghanistan | AFG | 2022-01-02 | v8 | TRUE
https://raw.githubusercontent.com/mrc-ide/global-lmic-reports/master/AFG/projections.csv | 2021-08-13 | cumulative_infections | 3288051.28 | 3424831.03 | 3515962.86 | 3515281.81 | 3600455.59 | 3817188.3 | Pessimistic | Afghanistan | AFG | 2022-01-02 | v8 | TRUE
https://raw.githubusercontent.com/mrc-ide/global-lmic-reports/master/AFG/projections.csv | 2021-08-13 | cumulative_deaths | 6543.85 | 6904.06 | 7110.72 | 7103.55 | 7310.85 | 7803.61 | Pessimistic | Afghanistan | AFG | 2022-01-02 | v8 | TRUE
https://raw.githubusercontent.com/mrc-ide/global-lmic-reports/master/AFG/projections.csv | 2021-08-13 | Rt | 0.7 | 0.73 | 0.74 | 0.74 | 0.75 | 0.79 | Pessimistic | Afghanistan | AFG | 2022-01-02 | v8 | TRUE
https://raw.githubusercontent.com/mrc-ide/global-lmic-reports/master/AFG/projections.csv | 2021-08-13 | Reff | 0.62 | 0.64 | 0.65 | 0.65 | 0.66 | 0.69 | Pessimistic | Afghanistan | AFG | 2022-01-02 | v8 | TRUE
https://raw.githubusercontent.com/mrc-ide/global-lmic-reports/master/AFG/projections.csv | 2021-08-13 | infections | 4075.55 | 4505.63 | 4838.89 | 4860.71 | 5139.49 | 5987.74 | Relax Interventions 50% | Afghanistan | AFG | 2022-01-02 | v8 | TRUE
https://raw.githubusercontent.com/mrc-ide/global-lmic-reports/master/AFG/projections.csv | 2021-08-13 | deaths | 13.37 | 13.84 | 14.47 | 14.38 | 14.76 | 15.7 | Relax Interventions 50% | Afghanistan | AFG | 2022-01-02 | v8 | TRUE
https://raw.githubusercontent.com/mrc-ide/global-lmic-reports/master/AFG/projections.csv | 2021-08-13 | hospital_demand | 564.35 | 592.97 | 631.57 | 628.36 | 651.28 | 723.44 | Relax Interventions 50% | Afghanistan | AFG | 2022-01-02 | v8 | TRUE
https://raw.githubusercontent.com/mrc-ide/global-lmic-reports/master/AFG/projections.csv | 2021-08-13 | ICU_demand | 230.78 | 239.27 | 249.33 | 248.36 | 254.52 | 271.74 | Relax Interventions 50% | Afghanistan | AFG | 2022-01-02 | v8 | TRUE
https://raw.githubusercontent.com/mrc-ide/global-lmic-reports/master/AFG/projections.csv | 2021-08-13 | hospital_incidence | 40.92 | 43.67 | 46.91 | 46.93 | 49.12 | 56.72 | Relax Interventions 50% | Afghanistan | AFG | 2022-01-02 | v8 | TRUE
https://raw.githubusercontent.com/mrc-ide/global-lmic-reports/master/AFG/projections.csv | 2021-08-13 | ICU_incidence | 12.36 | 13.18 | 14.17 | 14.17 | 14.83 | 17.13 | Relax Interventions 50% | Afghanistan | AFG | 2022-01-02 | v8 | TRUE
https://raw.githubusercontent.com/mrc-ide/global-lmic-reports/master/AFG/projections.csv | 2021-08-13 | prevalence | 35191.53 | 38219.06 | 41048.63 | 41183.42 | 43478.38 | 50479.91 | Relax Interventions 50% | Afghanistan | AFG | 2022-01-02 | v8 | TRUE
https://raw.githubusercontent.com/mrc-ide/global-lmic-reports/master/AFG/projections.csv | 2021-08-13 | cumulative_infections | 3288051.28 | 3424831.03 | 3515962.86 | 3515281.81 | 3600455.59 | 3817188.3 | Relax Interventions 50% | Afghanistan | AFG | 2022-01-02 | v8 | TRUE
https://raw.githubusercontent.com/mrc-ide/global-lmic-reports/master/AFG/projections.csv | 2021-08-13 | cumulative_deaths | 6543.85 | 6904.06 | 7110.72 | 7103.55 | 7310.85 | 7803.61 | Relax Interventions 50% | Afghanistan | AFG | 2022-01-02 | v8 | TRUE
https://raw.githubusercontent.com/mrc-ide/global-lmic-reports/master/AFG/projections.csv | 2021-08-13 | Rt | 0.7 | 0.73 | 0.74 | 0.74 | 0.75 | 0.79 | Relax Interventions 50% | Afghanistan | AFG | 2022-01-02 | v8 | TRUE
https://raw.githubusercontent.com/mrc-ide/global-lmic-reports/master/AFG/projections.csv | 2021-08-13 | Reff | 0.62 | 0.64 | 0.65 | 0.65 | 0.66 | 0.69 | Relax Interventions 50% | Afghanistan | AFG | 2022-01-02 | v8 | TRUE
https://raw.githubusercontent.com/mrc-ide/global-lmic-reports/master/AFG/projections.csv | 2021-08-13 | infections | 4263.57 | 4577.88 | 4868.32 | 4912.87 | 5248.82 | 5716.85 | Surged Additional 50% Reduction | Afghanistan | AFG | 2022-01-02 | v8 | TRUE
https://raw.githubusercontent.com/mrc-ide/global-lmic-reports/master/AFG/projections.csv | 2021-08-13 | deaths | 15.99 | 16.73 | 17.3 | 17.41 | 18.09 | 18.97 | Surged Additional 50% Reduction | Afghanistan | AFG | 2022-01-02 | v8 | TRUE
https://raw.githubusercontent.com/mrc-ide/global-lmic-reports/master/AFG/projections.csv | 2021-08-13 | hospital_demand | 599.63 | 627.16 | 651.08 | 654.77 | 683.38 | 721.3 | Surged Additional 50% Reduction | Afghanistan | AFG | 2022-01-02 | v8 | TRUE
https://raw.githubusercontent.com/mrc-ide/global-lmic-reports/master/AFG/projections.csv | 2021-08-13 | ICU_demand | 298.17 | 311.12 | 322.28 | 323.92 | 336.53 | 352.77 | Surged Additional 50% Reduction | Afghanistan | AFG | 2022-01-02 | v8 | TRUE
https://raw.githubusercontent.com/mrc-ide/global-lmic-reports/master/AFG/projections.csv | 2021-08-13 | hospital_incidence | 41.72 | 44.47 | 46.85 | 47.34 | 49.96 | 53.77 | Surged Additional 50% Reduction | Afghanistan | AFG | 2022-01-02 | v8 | TRUE
https://raw.githubusercontent.com/mrc-ide/global-lmic-reports/master/AFG/projections.csv | 2021-08-13 | ICU_incidence | 12.6 | 13.43 | 14.14 | 14.29 | 15.09 | 16.23 | Surged Additional 50% Reduction | Afghanistan | AFG | 2022-01-02 | v8 | TRUE
https://raw.githubusercontent.com/mrc-ide/global-lmic-reports/master/AFG/projections.csv | 2021-08-13 | prevalence | 36642.34 | 38803.4 | 41245.59 | 41636.72 | 44247.08 | 48010.02 | Surged Additional 50% Reduction | Afghanistan | AFG | 2022-01-02 | v8 | TRUE
https://raw.githubusercontent.com/mrc-ide/global-lmic-reports/master/AFG/projections.csv | 2021-08-13 | cumulative_infections | 3341735.97 | 3420415.94 | 3492267.26 | 3495043.03 | 3550694.95 | 3699284.26 | Surged Additional 50% Reduction | Afghanistan | AFG | 2022-01-02 | v8 | TRUE
https://raw.githubusercontent.com/mrc-ide/global-lmic-reports/master/AFG/projections.csv | 2021-08-13 | cumulative_deaths | 5527.67 | 5642.69 | 5751.69 | 5764.47 | 5847.72 | 6132.25 | Surged Additional 50% Reduction | Afghanistan | AFG | 2022-01-02 | v8 | TRUE
https://raw.githubusercontent.com/mrc-ide/global-lmic-reports/master/AFG/projections.csv | 2021-08-13 | Rt | 0.72 | 0.73 | 0.74 | 0.74 | 0.76 | 0.78 | Surged Additional 50% Reduction | Afghanistan | AFG | 2022-01-02 | v8 | TRUE
https://raw.githubusercontent.com/mrc-ide/global-lmic-reports/master/AFG/projections.csv | 2021-08-13 | Reff | 0.63 | 0.64 | 0.65 | 0.65 | 0.66 | 0.68 | Surged Additional 50% Reduction | Afghanistan | AFG | 2022-01-02 | v8 | TRUE
https://raw.githubusercontent.com/mrc-ide/global-lmic-reports/master/AFG/projections.csv | 2021-08-13 | infections | 4263.57 | 4577.88 | 4868.32 | 4912.87 | 5248.82 | 5716.85 | Surged Maintain Status Quo | Afghanistan | AFG | 2022-01-02 | v8 | TRUE
https://raw.githubusercontent.com/mrc-ide/global-lmic-reports/master/AFG/projections.csv | 2021-08-13 | deaths | 15.99 | 16.73 | 17.3 | 17.41 | 18.09 | 18.97 | Surged Maintain Status Quo | Afghanistan | AFG | 2022-01-02 | v8 | TRUE
https://raw.githubusercontent.com/mrc-ide/global-lmic-reports/master/AFG/projections.csv | 2021-08-13 | hospital_demand | 599.63 | 627.16 | 651.08 | 654.77 | 683.38 | 721.3 | Surged Maintain Status Quo | Afghanistan | AFG | 2022-01-02 | v8 | TRUE
https://raw.githubusercontent.com/mrc-ide/global-lmic-reports/master/AFG/projections.csv | 2021-08-13 | ICU_demand | 298.17 | 311.12 | 322.28 | 323.92 | 336.53 | 352.77 | Surged Maintain Status Quo | Afghanistan | AFG | 2022-01-02 | v8 | TRUE
https://raw.githubusercontent.com/mrc-ide/global-lmic-reports/master/AFG/projections.csv | 2021-08-13 | hospital_incidence | 41.72 | 44.47 | 46.85 | 47.34 | 49.96 | 53.77 | Surged Maintain Status Quo | Afghanistan | AFG | 2022-01-02 | v8 | TRUE
https://raw.githubusercontent.com/mrc-ide/global-lmic-reports/master/AFG/projections.csv | 2021-08-13 | ICU_incidence | 12.6 | 13.43 | 14.14 | 14.29 | 15.09 | 16.23 | Surged Maintain Status Quo | Afghanistan | AFG | 2022-01-02 | v8 | TRUE
https://raw.githubusercontent.com/mrc-ide/global-lmic-reports/master/AFG/projections.csv | 2021-08-13 | prevalence | 36642.34 | 38803.4 | 41245.59 | 41636.72 | 44247.08 | 48010.02 | Surged Maintain Status Quo | Afghanistan | AFG | 2022-01-02 | v8 | TRUE
https://raw.githubusercontent.com/mrc-ide/global-lmic-reports/master/AFG/projections.csv | 2021-08-13 | cumulative_infections | 3341735.97 | 3420415.94 | 3492267.26 | 3495043.03 | 3550694.95 | 3699284.26 | Surged Maintain Status Quo | Afghanistan | AFG | 2022-01-02 | v8 | TRUE
https://raw.githubusercontent.com/mrc-ide/global-lmic-reports/master/AFG/projections.csv | 2021-08-13 | cumulative_deaths | 5527.67 | 5642.69 | 5751.69 | 5764.47 | 5847.72 | 6132.25 | Surged Maintain Status Quo | Afghanistan | AFG | 2022-01-02 | v8 | TRUE
https://raw.githubusercontent.com/mrc-ide/global-lmic-reports/master/AFG/projections.csv | 2021-08-13 | Rt | 0.72 | 0.73 | 0.74 | 0.74 | 0.76 | 0.78 | Surged Maintain Status Quo | Afghanistan | AFG | 2022-01-02 | v8 | TRUE
https://raw.githubusercontent.com/mrc-ide/global-lmic-reports/master/AFG/projections.csv | 2021-08-13 | Reff | 0.63 | 0.64 | 0.65 | 0.65 | 0.66 | 0.68 | Surged Maintain Status Quo | Afghanistan | AFG | 2022-01-02 | v8 | TRUE
https://raw.githubusercontent.com/mrc-ide/global-lmic-reports/master/AFG/projections.csv | 2021-08-13 | infections | 4263.57 | 4577.88 | 4868.32 | 4912.87 | 5248.82 | 5716.85 | Surged Optimistic | Afghanistan | AFG | 2022-01-02 | v8 | TRUE
https://raw.githubusercontent.com/mrc-ide/global-lmic-reports/master/AFG/projections.csv | 2021-08-13 | deaths | 15.99 | 16.73 | 17.3 | 17.41 | 18.09 | 18.97 | Surged Optimistic | Afghanistan | AFG | 2022-01-02 | v8 | TRUE
https://raw.githubusercontent.com/mrc-ide/global-lmic-reports/master/AFG/projections.csv | 2021-08-13 | hospital_demand | 599.63 | 627.16 | 651.08 | 654.77 | 683.38 | 721.3 | Surged Optimistic | Afghanistan | AFG | 2022-01-02 | v8 | TRUE
https://raw.githubusercontent.com/mrc-ide/global-lmic-reports/master/AFG/projections.csv | 2021-08-13 | ICU_demand | 298.17 | 311.12 | 322.28 | 323.92 | 336.53 | 352.77 | Surged Optimistic | Afghanistan | AFG | 2022-01-02 | v8 | TRUE
https://raw.githubusercontent.com/mrc-ide/global-lmic-reports/master/AFG/projections.csv | 2021-08-13 | hospital_incidence | 41.72 | 44.47 | 46.85 | 47.34 | 49.96 | 53.77 | Surged Optimistic | Afghanistan | AFG | 2022-01-02 | v8 | TRUE
https://raw.githubusercontent.com/mrc-ide/global-lmic-reports/master/AFG/projections.csv | 2021-08-13 | ICU_incidence | 12.6 | 13.43 | 14.14 | 14.29 | 15.09 | 16.23 | Surged Optimistic | Afghanistan | AFG | 2022-01-02 | v8 | TRUE
https://raw.githubusercontent.com/mrc-ide/global-lmic-reports/master/AFG/projections.csv | 2021-08-13 | prevalence | 36642.34 | 38803.4 | 41245.59 | 41636.72 | 44247.08 | 48010.02 | Surged Optimistic | Afghanistan | AFG | 2022-01-02 | v8 | TRUE
https://raw.githubusercontent.com/mrc-ide/global-lmic-reports/master/AFG/projections.csv | 2021-08-13 | cumulative_infections | 3341735.97 | 3420415.94 | 3492267.26 | 3495043.03 | 3550694.95 | 3699284.26 | Surged Optimistic | Afghanistan | AFG | 2022-01-02 | v8 | TRUE
https://raw.githubusercontent.com/mrc-ide/global-lmic-reports/master/AFG/projections.csv | 2021-08-13 | cumulative_deaths | 5527.67 | 5642.69 | 5751.69 | 5764.47 | 5847.72 | 6132.25 | Surged Optimistic | Afghanistan | AFG | 2022-01-02 | v8 | TRUE
https://raw.githubusercontent.com/mrc-ide/global-lmic-reports/master/AFG/projections.csv | 2021-08-13 | Rt | 0.72 | 0.73 | 0.74 | 0.74 | 0.76 | 0.78 | Surged Optimistic | Afghanistan | AFG | 2022-01-02 | v8 | TRUE
https://raw.githubusercontent.com/mrc-ide/global-lmic-reports/master/AFG/projections.csv | 2021-08-13 | Reff | 0.63 | 0.64 | 0.65 | 0.65 | 0.66 | 0.68 | Surged Optimistic | Afghanistan | AFG | 2022-01-02 | v8 | TRUE
https://raw.githubusercontent.com/mrc-ide/global-lmic-reports/master/AFG/projections.csv | 2021-08-13 | infections | 4263.57 | 4577.88 | 4868.32 | 4912.87 | 5248.82 | 5716.85 | Surged Pessimistic | Afghanistan | AFG | 2022-01-02 | v8 | TRUE
https://raw.githubusercontent.com/mrc-ide/global-lmic-reports/master/AFG/projections.csv | 2021-08-13 | deaths | 15.99 | 16.73 | 17.3 | 17.41 | 18.09 | 18.97 | Surged Pessimistic | Afghanistan | AFG | 2022-01-02 | v8 | TRUE
https://raw.githubusercontent.com/mrc-ide/global-lmic-reports/master/AFG/projections.csv | 2021-08-13 | hospital_demand | 599.63 | 627.16 | 651.08 | 654.77 | 683.38 | 721.3 | Surged Pessimistic | Afghanistan | AFG | 2022-01-02 | v8 | TRUE
https://raw.githubusercontent.com/mrc-ide/global-lmic-reports/master/AFG/projections.csv | 2021-08-13 | ICU_demand | 298.17 | 311.12 | 322.28 | 323.92 | 336.53 | 352.77 | Surged Pessimistic | Afghanistan | AFG | 2022-01-02 | v8 | TRUE
https://raw.githubusercontent.com/mrc-ide/global-lmic-reports/master/AFG/projections.csv | 2021-08-13 | hospital_incidence | 41.72 | 44.47 | 46.85 | 47.34 | 49.96 | 53.77 | Surged Pessimistic | Afghanistan | AFG | 2022-01-02 | v8 | TRUE
https://raw.githubusercontent.com/mrc-ide/global-lmic-reports/master/AFG/projections.csv | 2021-08-13 | ICU_incidence | 12.6 | 13.43 | 14.14 | 14.29 | 15.09 | 16.23 | Surged Pessimistic | Afghanistan | AFG | 2022-01-02 | v8 | TRUE
https://raw.githubusercontent.com/mrc-ide/global-lmic-reports/master/AFG/projections.csv | 2021-08-13 | prevalence | 36642.34 | 38803.4 | 41245.59 | 41636.72 | 44247.08 | 48010.02 | Surged Pessimistic | Afghanistan | AFG | 2022-01-02 | v8 | TRUE
https://raw.githubusercontent.com/mrc-ide/global-lmic-reports/master/AFG/projections.csv | 2021-08-13 | cumulative_infections | 3341735.97 | 3420415.94 | 3492267.26 | 3495043.03 | 3550694.95 | 3699284.26 | Surged Pessimistic | Afghanistan | AFG | 2022-01-02 | v8 | TRUE
https://raw.githubusercontent.com/mrc-ide/global-lmic-reports/master/AFG/projections.csv | 2021-08-13 | cumulative_deaths | 5527.67 | 5642.69 | 5751.69 | 5764.47 | 5847.72 | 6132.25 | Surged Pessimistic | Afghanistan | AFG | 2022-01-02 | v8 | TRUE
https://raw.githubusercontent.com/mrc-ide/global-lmic-reports/master/AFG/projections.csv | 2021-08-13 | Rt | 0.72 | 0.73 | 0.74 | 0.74 | 0.76 | 0.78 | Surged Pessimistic | Afghanistan | AFG | 2022-01-02 | v8 | TRUE
https://raw.githubusercontent.com/mrc-ide/global-lmic-reports/master/AFG/projections.csv | 2021-08-13 | Reff | 0.63 | 0.64 | 0.65 | 0.65 | 0.66 | 0.68 | Surged Pessimistic | Afghanistan | AFG | 2022-01-02 | v8 | TRUE
https://raw.githubusercontent.com/mrc-ide/global-lmic-reports/master/AFG/projections.csv | 2021-08-13 | infections | 4263.57 | 4577.88 | 4868.32 | 4912.87 | 5248.82 | 5716.85 | Surged Relax Interventions 50% | Afghanistan | AFG | 2022-01-02 | v8 | TRUE
https://raw.githubusercontent.com/mrc-ide/global-lmic-reports/master/AFG/projections.csv | 2021-08-13 | deaths | 15.99 | 16.73 | 17.3 | 17.41 | 18.09 | 18.97 | Surged Relax Interventions 50% | Afghanistan | AFG | 2022-01-02 | v8 | TRUE
https://raw.githubusercontent.com/mrc-ide/global-lmic-reports/master/AFG/projections.csv | 2021-08-13 | hospital_demand | 599.63 | 627.16 | 651.08 | 654.77 | 683.38 | 721.3 | Surged Relax Interventions 50% | Afghanistan | AFG | 2022-01-02 | v8 | TRUE
https://raw.githubusercontent.com/mrc-ide/global-lmic-reports/master/AFG/projections.csv | 2021-08-13 | ICU_demand | 298.17 | 311.12 | 322.28 | 323.92 | 336.53 | 352.77 | Surged Relax Interventions 50% | Afghanistan | AFG | 2022-01-02 | v8 | TRUE
https://raw.githubusercontent.com/mrc-ide/global-lmic-reports/master/AFG/projections.csv | 2021-08-13 | hospital_incidence | 41.72 | 44.47 | 46.85 | 47.34 | 49.96 | 53.77 | Surged Relax Interventions 50% | Afghanistan | AFG | 2022-01-02 | v8 | TRUE
https://raw.githubusercontent.com/mrc-ide/global-lmic-reports/master/AFG/projections.csv | 2021-08-13 | ICU_incidence | 12.6 | 13.43 | 14.14 | 14.29 | 15.09 | 16.23 | Surged Relax Interventions 50% | Afghanistan | AFG | 2022-01-02 | v8 | TRUE
https://raw.githubusercontent.com/mrc-ide/global-lmic-reports/master/AFG/projections.csv | 2021-08-13 | prevalence | 36642.34 | 38803.4 | 41245.59 | 41636.72 | 44247.08 | 48010.02 | Surged Relax Interventions 50% | Afghanistan | AFG | 2022-01-02 | v8 | TRUE
https://raw.githubusercontent.com/mrc-ide/global-lmic-reports/master/AFG/projections.csv | 2021-08-13 | cumulative_infections | 3341735.97 | 3420415.94 | 3492267.26 | 3495043.03 | 3550694.95 | 3699284.26 | Surged Relax Interventions 50% | Afghanistan | AFG | 2022-01-02 | v8 | TRUE
https://raw.githubusercontent.com/mrc-ide/global-lmic-reports/master/AFG/projections.csv | 2021-08-13 | cumulative_deaths | 5527.67 | 5642.69 | 5751.69 | 5764.47 | 5847.72 | 6132.25 | Surged Relax Interventions 50% | Afghanistan | AFG | 2022-01-02 | v8 | TRUE
https://raw.githubusercontent.com/mrc-ide/global-lmic-reports/master/AFG/projections.csv | 2021-08-13 | Rt | 0.72 | 0.73 | 0.74 | 0.74 | 0.76 | 0.78 | Surged Relax Interventions 50% | Afghanistan | AFG | 2022-01-02 | v8 | TRUE
https://raw.githubusercontent.com/mrc-ide/global-lmic-reports/master/AFG/projections.csv | 2021-08-13 | Reff | 0.63 | 0.64 | 0.65 | 0.65 | 0.66 | 0.68 | Surged Relax Interventions 50% | Afghanistan | AFG | 2022-01-02 | v8 | TRUE
https://raw.githubusercontent.com/mrc-ide/global-lmic-reports/master/AFG/projections.csv | 2021-08-14 | infections | 3651.7 | 3953.67 | 4178.81 | 4187.29 | 4430.02 | 4935.04 | Additional 50% Reduction | Afghanistan | AFG | 2022-01-02 | v8 | TRUE
https://raw.githubusercontent.com/mrc-ide/global-lmic-reports/master/AFG/projections.csv | 2021-08-14 | deaths | 12.88 | 13.38 | 14.04 | 13.95 | 14.33 | 15.39 | Additional 50% Reduction | Afghanistan | AFG | 2022-01-02 | v8 | TRUE
https://raw.githubusercontent.com/mrc-ide/global-lmic-reports/master/AFG/projections.csv | 2021-08-14 | hospital_demand | 537.05 | 567.16 | 604.56 | 601.76 | 623.48 | 697.45 | Additional 50% Reduction | Afghanistan | AFG | 2022-01-02 | v8 | TRUE
https://raw.githubusercontent.com/mrc-ide/global-lmic-reports/master/AFG/projections.csv | 2021-08-14 | ICU_demand | 224.1 | 232.88 | 243.03 | 242.23 | 248.61 | 267.11 | Additional 50% Reduction | Afghanistan | AFG | 2022-01-02 | v8 | TRUE
https://raw.githubusercontent.com/mrc-ide/global-lmic-reports/master/AFG/projections.csv | 2021-08-14 | hospital_incidence | 39.1 | 41.87 | 45.03 | 45.03 | 47.22 | 54.61 | Additional 50% Reduction | Afghanistan | AFG | 2022-01-02 | v8 | TRUE
https://raw.githubusercontent.com/mrc-ide/global-lmic-reports/master/AFG/projections.csv | 2021-08-14 | ICU_incidence | 11.8 | 12.63 | 13.59 | 13.59 | 14.25 | 16.48 | Additional 50% Reduction | Afghanistan | AFG | 2022-01-02 | v8 | TRUE
https://raw.githubusercontent.com/mrc-ide/global-lmic-reports/master/AFG/projections.csv | 2021-08-14 | prevalence | 33319.68 | 36159.59 | 38747.97 | 38870.59 | 41015.82 | 47534.68 | Additional 50% Reduction | Afghanistan | AFG | 2022-01-02 | v8 | TRUE
https://raw.githubusercontent.com/mrc-ide/global-lmic-reports/master/AFG/projections.csv | 2021-08-14 | cumulative_infections | 3292466.62 | 3428693.96 | 3519826.44 | 3519469.1 | 3604809.34 | 3821693.14 | Additional 50% Reduction | Afghanistan | AFG | 2022-01-02 | v8 | TRUE
https://raw.githubusercontent.com/mrc-ide/global-lmic-reports/master/AFG/projections.csv | 2021-08-14 | cumulative_deaths | 6557.25 | 6918.13 | 7125.06 | 7117.51 | 7324.99 | 7818.01 | Additional 50% Reduction | Afghanistan | AFG | 2022-01-02 | v8 | TRUE
https://raw.githubusercontent.com/mrc-ide/global-lmic-reports/master/AFG/projections.csv | 2021-08-14 | Rt | 0.7 | 0.73 | 0.74 | 0.74 | 0.75 | 0.78 | Additional 50% Reduction | Afghanistan | AFG | 2022-01-02 | v8 | TRUE
https://raw.githubusercontent.com/mrc-ide/global-lmic-reports/master/AFG/projections.csv | 2021-08-14 | Reff | 0.61 | 0.63 | 0.64 | 0.64 | 0.65 | 0.68 | Additional 50% Reduction | Afghanistan | AFG | 2022-01-02 | v8 | TRUE
https://raw.githubusercontent.com/mrc-ide/global-lmic-reports/master/AFG/projections.csv | 2021-08-14 | infections | 3651.7 | 3953.67 | 4178.81 | 4187.29 | 4430.02 | 4935.04 | Maintain Status Quo | Afghanistan | AFG | 2022-01-02 | v8 | TRUE
https://raw.githubusercontent.com/mrc-ide/global-lmic-reports/master/AFG/projections.csv | 2021-08-14 | deaths | 12.88 | 13.38 | 14.04 | 13.95 | 14.33 | 15.39 | Maintain Status Quo | Afghanistan | AFG | 2022-01-02 | v8 | TRUE
https://raw.githubusercontent.com/mrc-ide/global-lmic-reports/master/AFG/projections.csv | 2021-08-14 | hospital_demand | 537.05 | 567.16 | 604.56 | 601.76 | 623.48 | 697.45 | Maintain Status Quo | Afghanistan | AFG | 2022-01-02 | v8 | TRUE
https://raw.githubusercontent.com/mrc-ide/global-lmic-reports/master/AFG/projections.csv | 2021-08-14 | ICU_demand | 224.1 | 232.88 | 243.03 | 242.23 | 248.61 | 267.11 | Maintain Status Quo | Afghanistan | AFG | 2022-01-02 | v8 | TRUE
https://raw.githubusercontent.com/mrc-ide/global-lmic-reports/master/AFG/projections.csv | 2021-08-14 | hospital_incidence | 39.1 | 41.87 | 45.03 | 45.03 | 47.22 | 54.61 | Maintain Status Quo | Afghanistan | AFG | 2022-01-02 | v8 | TRUE
https://raw.githubusercontent.com/mrc-ide/global-lmic-reports/master/AFG/projections.csv | 2021-08-14 | ICU_incidence | 11.8 | 12.63 | 13.59 | 13.59 | 14.25 | 16.48 | Maintain Status Quo | Afghanistan | AFG | 2022-01-02 | v8 | TRUE
https://raw.githubusercontent.com/mrc-ide/global-lmic-reports/master/AFG/projections.csv | 2021-08-14 | prevalence | 33319.68 | 36159.59 | 38747.97 | 38870.59 | 41015.82 | 47534.68 | Maintain Status Quo | Afghanistan | AFG | 2022-01-02 | v8 | TRUE
https://raw.githubusercontent.com/mrc-ide/global-lmic-reports/master/AFG/projections.csv | 2021-08-14 | cumulative_infections | 3292466.62 | 3428693.96 | 3519826.44 | 3519469.1 | 3604809.34 | 3821693.14 | Maintain Status Quo | Afghanistan | AFG | 2022-01-02 | v8 | TRUE
https://raw.githubusercontent.com/mrc-ide/global-lmic-reports/master/AFG/projections.csv | 2021-08-14 | cumulative_deaths | 6557.25 | 6918.13 | 7125.06 | 7117.51 | 7324.99 | 7818.01 | Maintain Status Quo | Afghanistan | AFG | 2022-01-02 | v8 | TRUE
https://raw.githubusercontent.com/mrc-ide/global-lmic-reports/master/AFG/projections.csv | 2021-08-14 | Rt | 0.7 | 0.73 | 0.74 | 0.74 | 0.75 | 0.78 | Maintain Status Quo | Afghanistan | AFG | 2022-01-02 | v8 | TRUE
https://raw.githubusercontent.com/mrc-ide/global-lmic-reports/master/AFG/projections.csv | 2021-08-14 | Reff | 0.61 | 0.63 | 0.64 | 0.64 | 0.65 | 0.68 | Maintain Status Quo | Afghanistan | AFG | 2022-01-02 | v8 | TRUE
https://raw.githubusercontent.com/mrc-ide/global-lmic-reports/master/AFG/projections.csv | 2021-08-14 | infections | 3651.7 | 3953.67 | 4178.81 | 4187.29 | 4430.02 | 4935.04 | Optimistic | Afghanistan | AFG | 2022-01-02 | v8 | TRUE
https://raw.githubusercontent.com/mrc-ide/global-lmic-reports/master/AFG/projections.csv | 2021-08-14 | deaths | 12.88 | 13.38 | 14.04 | 13.95 | 14.33 | 15.39 | Optimistic | Afghanistan | AFG | 2022-01-02 | v8 | TRUE
https://raw.githubusercontent.com/mrc-ide/global-lmic-reports/master/AFG/projections.csv | 2021-08-14 | hospital_demand | 537.05 | 567.16 | 604.56 | 601.76 | 623.48 | 697.45 | Optimistic | Afghanistan | AFG | 2022-01-02 | v8 | TRUE
https://raw.githubusercontent.com/mrc-ide/global-lmic-reports/master/AFG/projections.csv | 2021-08-14 | ICU_demand | 224.1 | 232.88 | 243.03 | 242.23 | 248.61 | 267.11 | Optimistic | Afghanistan | AFG | 2022-01-02 | v8 | TRUE
https://raw.githubusercontent.com/mrc-ide/global-lmic-reports/master/AFG/projections.csv | 2021-08-14 | hospital_incidence | 39.1 | 41.87 | 45.03 | 45.03 | 47.22 | 54.61 | Optimistic | Afghanistan | AFG | 2022-01-02 | v8 | TRUE
https://raw.githubusercontent.com/mrc-ide/global-lmic-reports/master/AFG/projections.csv | 2021-08-14 | ICU_incidence | 11.8 | 12.63 | 13.59 | 13.59 | 14.25 | 16.48 | Optimistic | Afghanistan | AFG | 2022-01-02 | v8 | TRUE
https://raw.githubusercontent.com/mrc-ide/global-lmic-reports/master/AFG/projections.csv | 2021-08-14 | prevalence | 33319.68 | 36159.59 | 38747.97 | 38870.59 | 41015.82 | 47534.68 | Optimistic | Afghanistan | AFG | 2022-01-02 | v8 | TRUE
https://raw.githubusercontent.com/mrc-ide/global-lmic-reports/master/AFG/projections.csv | 2021-08-14 | cumulative_infections | 3292466.62 | 3428693.96 | 3519826.44 | 3519469.1 | 3604809.34 | 3821693.14 | Optimistic | Afghanistan | AFG | 2022-01-02 | v8 | TRUE
https://raw.githubusercontent.com/mrc-ide/global-lmic-reports/master/AFG/projections.csv | 2021-08-14 | cumulative_deaths | 6557.25 | 6918.13 | 7125.06 | 7117.51 | 7324.99 | 7818.01 | Optimistic | Afghanistan | AFG | 2022-01-02 | v8 | TRUE
https://raw.githubusercontent.com/mrc-ide/global-lmic-reports/master/AFG/projections.csv | 2021-08-14 | Rt | 0.7 | 0.73 | 0.74 | 0.74 | 0.75 | 0.78 | Optimistic | Afghanistan | AFG | 2022-01-02 | v8 | TRUE
https://raw.githubusercontent.com/mrc-ide/global-lmic-reports/master/AFG/projections.csv | 2021-08-14 | Reff | 0.61 | 0.63 | 0.64 | 0.64 | 0.65 | 0.68 | Optimistic | Afghanistan | AFG | 2022-01-02 | v8 | TRUE
https://raw.githubusercontent.com/mrc-ide/global-lmic-reports/master/AFG/projections.csv | 2021-08-14 | infections | 3651.7 | 3953.67 | 4178.81 | 4187.29 | 4430.02 | 4935.04 | Pessimistic | Afghanistan | AFG | 2022-01-02 | v8 | TRUE
https://raw.githubusercontent.com/mrc-ide/global-lmic-reports/master/AFG/projections.csv | 2021-08-14 | deaths | 12.88 | 13.38 | 14.04 | 13.95 | 14.33 | 15.39 | Pessimistic | Afghanistan | AFG | 2022-01-02 | v8 | TRUE
https://raw.githubusercontent.com/mrc-ide/global-lmic-reports/master/AFG/projections.csv | 2021-08-14 | hospital_demand | 537.05 | 567.16 | 604.56 | 601.76 | 623.48 | 697.45 | Pessimistic | Afghanistan | AFG | 2022-01-02 | v8 | TRUE
https://raw.githubusercontent.com/mrc-ide/global-lmic-reports/master/AFG/projections.csv | 2021-08-14 | ICU_demand | 224.1 | 232.88 | 243.03 | 242.23 | 248.61 | 267.11 | Pessimistic | Afghanistan | AFG | 2022-01-02 | v8 | TRUE
https://raw.githubusercontent.com/mrc-ide/global-lmic-reports/master/AFG/projections.csv | 2021-08-14 | hospital_incidence | 39.1 | 41.87 | 45.03 | 45.03 | 47.22 | 54.61 | Pessimistic | Afghanistan | AFG | 2022-01-02 | v8 | TRUE
https://raw.githubusercontent.com/mrc-ide/global-lmic-reports/master/AFG/projections.csv | 2021-08-14 | ICU_incidence | 11.8 | 12.63 | 13.59 | 13.59 | 14.25 | 16.48 | Pessimistic | Afghanistan | AFG | 2022-01-02 | v8 | TRUE
https://raw.githubusercontent.com/mrc-ide/global-lmic-reports/master/AFG/projections.csv | 2021-08-14 | prevalence | 33319.68 | 36159.59 | 38747.97 | 38870.59 | 41015.82 | 47534.68 | Pessimistic | Afghanistan | AFG | 2022-01-02 | v8 | TRUE
https://raw.githubusercontent.com/mrc-ide/global-lmic-reports/master/AFG/projections.csv | 2021-08-14 | cumulative_infections | 3292466.62 | 3428693.96 | 3519826.44 | 3519469.1 | 3604809.34 | 3821693.14 | Pessimistic | Afghanistan | AFG | 2022-01-02 | v8 | TRUE
https://raw.githubusercontent.com/mrc-ide/global-lmic-reports/master/AFG/projections.csv | 2021-08-14 | cumulative_deaths | 6557.25 | 6918.13 | 7125.06 | 7117.51 | 7324.99 | 7818.01 | Pessimistic | Afghanistan | AFG | 2022-01-02 | v8 | TRUE
https://raw.githubusercontent.com/mrc-ide/global-lmic-reports/master/AFG/projections.csv | 2021-08-14 | Rt | 0.7 | 0.73 | 0.74 | 0.74 | 0.75 | 0.78 | Pessimistic | Afghanistan | AFG | 2022-01-02 | v8 | TRUE
https://raw.githubusercontent.com/mrc-ide/global-lmic-reports/master/AFG/projections.csv | 2021-08-14 | Reff | 0.61 | 0.63 | 0.64 | 0.64 | 0.65 | 0.68 | Pessimistic | Afghanistan | AFG | 2022-01-02 | v8 | TRUE
https://raw.githubusercontent.com/mrc-ide/global-lmic-reports/master/AFG/projections.csv | 2021-08-14 | infections | 3651.7 | 3953.67 | 4178.81 | 4187.29 | 4430.02 | 4935.04 | Relax Interventions 50% | Afghanistan | AFG | 2022-01-02 | v8 | TRUE
https://raw.githubusercontent.com/mrc-ide/global-lmic-reports/master/AFG/projections.csv | 2021-08-14 | deaths | 12.88 | 13.38 | 14.04 | 13.95 | 14.33 | 15.39 | Relax Interventions 50% | Afghanistan | AFG | 2022-01-02 | v8 | TRUE
https://raw.githubusercontent.com/mrc-ide/global-lmic-reports/master/AFG/projections.csv | 2021-08-14 | hospital_demand | 537.05 | 567.16 | 604.56 | 601.76 | 623.48 | 697.45 | Relax Interventions 50% | Afghanistan | AFG | 2022-01-02 | v8 | TRUE
https://raw.githubusercontent.com/mrc-ide/global-lmic-reports/master/AFG/projections.csv | 2021-08-14 | ICU_demand | 224.1 | 232.88 | 243.03 | 242.23 | 248.61 | 267.11 | Relax Interventions 50% | Afghanistan | AFG | 2022-01-02 | v8 | TRUE
https://raw.githubusercontent.com/mrc-ide/global-lmic-reports/master/AFG/projections.csv | 2021-08-14 | hospital_incidence | 39.1 | 41.87 | 45.03 | 45.03 | 47.22 | 54.61 | Relax Interventions 50% | Afghanistan | AFG | 2022-01-02 | v8 | TRUE
https://raw.githubusercontent.com/mrc-ide/global-lmic-reports/master/AFG/projections.csv | 2021-08-14 | ICU_incidence | 11.8 | 12.63 | 13.59 | 13.59 | 14.25 | 16.48 | Relax Interventions 50% | Afghanistan | AFG | 2022-01-02 | v8 | TRUE
https://raw.githubusercontent.com/mrc-ide/global-lmic-reports/master/AFG/projections.csv | 2021-08-14 | prevalence | 33319.68 | 36159.59 | 38747.97 | 38870.59 | 41015.82 | 47534.68 | Relax Interventions 50% | Afghanistan | AFG | 2022-01-02 | v8 | TRUE
https://raw.githubusercontent.com/mrc-ide/global-lmic-reports/master/AFG/projections.csv | 2021-08-14 | cumulative_infections | 3292466.62 | 3428693.96 | 3519826.44 | 3519469.1 | 3604809.34 | 3821693.14 | Relax Interventions 50% | Afghanistan | AFG | 2022-01-02 | v8 | TRUE
https://raw.githubusercontent.com/mrc-ide/global-lmic-reports/master/AFG/projections.csv | 2021-08-14 | cumulative_deaths | 6557.25 | 6918.13 | 7125.06 | 7117.51 | 7324.99 | 7818.01 | Relax Interventions 50% | Afghanistan | AFG | 2022-01-02 | v8 | TRUE
https://raw.githubusercontent.com/mrc-ide/global-lmic-reports/master/AFG/projections.csv | 2021-08-14 | Rt | 0.7 | 0.73 | 0.74 | 0.74 | 0.75 | 0.78 | Relax Interventions 50% | Afghanistan | AFG | 2022-01-02 | v8 | TRUE
https://raw.githubusercontent.com/mrc-ide/global-lmic-reports/master/AFG/projections.csv | 2021-08-14 | Reff | 0.61 | 0.63 | 0.64 | 0.64 | 0.65 | 0.68 | Relax Interventions 50% | Afghanistan | AFG | 2022-01-02 | v8 | TRUE
https://raw.githubusercontent.com/mrc-ide/global-lmic-reports/master/AFG/projections.csv | 2021-08-14 | infections | 3757.08 | 4013.83 | 4194.71 | 4223.08 | 4427.51 | 4732.12 | Surged Additional 50% Reduction | Afghanistan | AFG | 2022-01-02 | v8 | TRUE
https://raw.githubusercontent.com/mrc-ide/global-lmic-reports/master/AFG/projections.csv | 2021-08-14 | deaths | 15.25 | 15.96 | 16.5 | 16.61 | 17.24 | 18.14 | Surged Additional 50% Reduction | Afghanistan | AFG | 2022-01-02 | v8 | TRUE
https://raw.githubusercontent.com/mrc-ide/global-lmic-reports/master/AFG/projections.csv | 2021-08-14 | hospital_demand | 573.59 | 598.55 | 621.87 | 626.15 | 654.34 | 691.55 | Surged Additional 50% Reduction | Afghanistan | AFG | 2022-01-02 | v8 | TRUE
https://raw.githubusercontent.com/mrc-ide/global-lmic-reports/master/AFG/projections.csv | 2021-08-14 | ICU_demand | 285.09 | 297.32 | 308.15 | 309.77 | 322.03 | 338.35 | Surged Additional 50% Reduction | Afghanistan | AFG | 2022-01-02 | v8 | TRUE
https://raw.githubusercontent.com/mrc-ide/global-lmic-reports/master/AFG/projections.csv | 2021-08-14 | hospital_incidence | 39.89 | 42.62 | 44.95 | 45.43 | 48.05 | 51.77 | Surged Additional 50% Reduction | Afghanistan | AFG | 2022-01-02 | v8 | TRUE
https://raw.githubusercontent.com/mrc-ide/global-lmic-reports/master/AFG/projections.csv | 2021-08-14 | ICU_incidence | 12.04 | 12.87 | 13.56 | 13.71 | 14.5 | 15.62 | Surged Additional 50% Reduction | Afghanistan | AFG | 2022-01-02 | v8 | TRUE
https://raw.githubusercontent.com/mrc-ide/global-lmic-reports/master/AFG/projections.csv | 2021-08-14 | prevalence | 34700.69 | 36744.61 | 38954.08 | 39294.24 | 41671.8 | 45209.56 | Surged Additional 50% Reduction | Afghanistan | AFG | 2022-01-02 | v8 | TRUE
https://raw.githubusercontent.com/mrc-ide/global-lmic-reports/master/AFG/projections.csv | 2021-08-14 | cumulative_infections | 3345615.97 | 3424823.45 | 3496315.78 | 3499266.1 | 3554946.85 | 3703321.4 | Surged Additional 50% Reduction | Afghanistan | AFG | 2022-01-02 | v8 | TRUE
https://raw.githubusercontent.com/mrc-ide/global-lmic-reports/master/AFG/projections.csv | 2021-08-14 | cumulative_deaths | 5545 | 5658.69 | 5768.46 | 5781.07 | 5863.98 | 6148.28 | Surged Additional 50% Reduction | Afghanistan | AFG | 2022-01-02 | v8 | TRUE
https://raw.githubusercontent.com/mrc-ide/global-lmic-reports/master/AFG/projections.csv | 2021-08-14 | Rt | 0.72 | 0.72 | 0.73 | 0.74 | 0.75 | 0.77 | Surged Additional 50% Reduction | Afghanistan | AFG | 2022-01-02 | v8 | TRUE
https://raw.githubusercontent.com/mrc-ide/global-lmic-reports/master/AFG/projections.csv | 2021-08-14 | Reff | 0.63 | 0.63 | 0.64 | 0.64 | 0.66 | 0.67 | Surged Additional 50% Reduction | Afghanistan | AFG | 2022-01-02 | v8 | TRUE
https://raw.githubusercontent.com/mrc-ide/global-lmic-reports/master/AFG/projections.csv | 2021-08-14 | infections | 3757.08 | 4013.83 | 4194.71 | 4223.08 | 4427.51 | 4732.12 | Surged Maintain Status Quo | Afghanistan | AFG | 2022-01-02 | v8 | TRUE
https://raw.githubusercontent.com/mrc-ide/global-lmic-reports/master/AFG/projections.csv | 2021-08-14 | deaths | 15.25 | 15.96 | 16.5 | 16.61 | 17.24 | 18.14 | Surged Maintain Status Quo | Afghanistan | AFG | 2022-01-02 | v8 | TRUE
https://raw.githubusercontent.com/mrc-ide/global-lmic-reports/master/AFG/projections.csv | 2021-08-14 | hospital_demand | 573.59 | 598.55 | 621.87 | 626.15 | 654.34 | 691.55 | Surged Maintain Status Quo | Afghanistan | AFG | 2022-01-02 | v8 | TRUE
https://raw.githubusercontent.com/mrc-ide/global-lmic-reports/master/AFG/projections.csv | 2021-08-14 | ICU_demand | 285.09 | 297.32 | 308.15 | 309.77 | 322.03 | 338.35 | Surged Maintain Status Quo | Afghanistan | AFG | 2022-01-02 | v8 | TRUE
https://raw.githubusercontent.com/mrc-ide/global-lmic-reports/master/AFG/projections.csv | 2021-08-14 | hospital_incidence | 39.89 | 42.62 | 44.95 | 45.43 | 48.05 | 51.77 | Surged Maintain Status Quo | Afghanistan | AFG | 2022-01-02 | v8 | TRUE
https://raw.githubusercontent.com/mrc-ide/global-lmic-reports/master/AFG/projections.csv | 2021-08-14 | ICU_incidence | 12.04 | 12.87 | 13.56 | 13.71 | 14.5 | 15.62 | Surged Maintain Status Quo | Afghanistan | AFG | 2022-01-02 | v8 | TRUE
https://raw.githubusercontent.com/mrc-ide/global-lmic-reports/master/AFG/projections.csv | 2021-08-14 | prevalence | 34700.69 | 36744.61 | 38954.08 | 39294.24 | 41671.8 | 45209.56 | Surged Maintain Status Quo | Afghanistan | AFG | 2022-01-02 | v8 | TRUE
https://raw.githubusercontent.com/mrc-ide/global-lmic-reports/master/AFG/projections.csv | 2021-08-14 | cumulative_infections | 3345615.97 | 3424823.45 | 3496315.78 | 3499266.1 | 3554946.85 | 3703321.4 | Surged Maintain Status Quo | Afghanistan | AFG | 2022-01-02 | v8 | TRUE
https://raw.githubusercontent.com/mrc-ide/global-lmic-reports/master/AFG/projections.csv | 2021-08-14 | cumulative_deaths | 5545 | 5658.69 | 5768.46 | 5781.07 | 5863.98 | 6148.28 | Surged Maintain Status Quo | Afghanistan | AFG | 2022-01-02 | v8 | TRUE
https://raw.githubusercontent.com/mrc-ide/global-lmic-reports/master/AFG/projections.csv | 2021-08-14 | Rt | 0.72 | 0.72 | 0.73 | 0.74 | 0.75 | 0.77 | Surged Maintain Status Quo | Afghanistan | AFG | 2022-01-02 | v8 | TRUE
https://raw.githubusercontent.com/mrc-ide/global-lmic-reports/master/AFG/projections.csv | 2021-08-14 | Reff | 0.63 | 0.63 | 0.64 | 0.64 | 0.66 | 0.67 | Surged Maintain Status Quo | Afghanistan | AFG | 2022-01-02 | v8 | TRUE
https://raw.githubusercontent.com/mrc-ide/global-lmic-reports/master/AFG/projections.csv | 2021-08-14 | infections | 3757.08 | 4013.83 | 4194.71 | 4223.08 | 4427.51 | 4732.12 | Surged Optimistic | Afghanistan | AFG | 2022-01-02 | v8 | TRUE
https://raw.githubusercontent.com/mrc-ide/global-lmic-reports/master/AFG/projections.csv | 2021-08-14 | deaths | 15.25 | 15.96 | 16.5 | 16.61 | 17.24 | 18.14 | Surged Optimistic | Afghanistan | AFG | 2022-01-02 | v8 | TRUE
https://raw.githubusercontent.com/mrc-ide/global-lmic-reports/master/AFG/projections.csv | 2021-08-14 | hospital_demand | 573.59 | 598.55 | 621.87 | 626.15 | 654.34 | 691.55 | Surged Optimistic | Afghanistan | AFG | 2022-01-02 | v8 | TRUE
https://raw.githubusercontent.com/mrc-ide/global-lmic-reports/master/AFG/projections.csv | 2021-08-14 | ICU_demand | 285.09 | 297.32 | 308.15 | 309.77 | 322.03 | 338.35 | Surged Optimistic | Afghanistan | AFG | 2022-01-02 | v8 | TRUE
https://raw.githubusercontent.com/mrc-ide/global-lmic-reports/master/AFG/projections.csv | 2021-08-14 | hospital_incidence | 39.89 | 42.62 | 44.95 | 45.43 | 48.05 | 51.77 | Surged Optimistic | Afghanistan | AFG | 2022-01-02 | v8 | TRUE
https://raw.githubusercontent.com/mrc-ide/global-lmic-reports/master/AFG/projections.csv | 2021-08-14 | ICU_incidence | 12.04 | 12.87 | 13.56 | 13.71 | 14.5 | 15.62 | Surged Optimistic | Afghanistan | AFG | 2022-01-02 | v8 | TRUE
https://raw.githubusercontent.com/mrc-ide/global-lmic-reports/master/AFG/projections.csv | 2021-08-14 | prevalence | 34700.69 | 36744.61 | 38954.08 | 39294.24 | 41671.8 | 45209.56 | Surged Optimistic | Afghanistan | AFG | 2022-01-02 | v8 | TRUE
https://raw.githubusercontent.com/mrc-ide/global-lmic-reports/master/AFG/projections.csv | 2021-08-14 | cumulative_infections | 3345615.97 | 3424823.45 | 3496315.78 | 3499266.1 | 3554946.85 | 3703321.4 | Surged Optimistic | Afghanistan | AFG | 2022-01-02 | v8 | TRUE
https://raw.githubusercontent.com/mrc-ide/global-lmic-reports/master/AFG/projections.csv | 2021-08-14 | cumulative_deaths | 5545 | 5658.69 | 5768.46 | 5781.07 | 5863.98 | 6148.28 | Surged Optimistic | Afghanistan | AFG | 2022-01-02 | v8 | TRUE
https://raw.githubusercontent.com/mrc-ide/global-lmic-reports/master/AFG/projections.csv | 2021-08-14 | Rt | 0.72 | 0.72 | 0.73 | 0.74 | 0.75 | 0.77 | Surged Optimistic | Afghanistan | AFG | 2022-01-02 | v8 | TRUE
https://raw.githubusercontent.com/mrc-ide/global-lmic-reports/master/AFG/projections.csv | 2021-08-14 | Reff | 0.63 | 0.63 | 0.64 | 0.64 | 0.66 | 0.67 | Surged Optimistic | Afghanistan | AFG | 2022-01-02 | v8 | TRUE
https://raw.githubusercontent.com/mrc-ide/global-lmic-reports/master/AFG/projections.csv | 2021-08-14 | infections | 3757.08 | 4013.83 | 4194.71 | 4223.08 | 4427.51 | 4732.12 | Surged Pessimistic | Afghanistan | AFG | 2022-01-02 | v8 | TRUE
https://raw.githubusercontent.com/mrc-ide/global-lmic-reports/master/AFG/projections.csv | 2021-08-14 | deaths | 15.25 | 15.96 | 16.5 | 16.61 | 17.24 | 18.14 | Surged Pessimistic | Afghanistan | AFG | 2022-01-02 | v8 | TRUE
https://raw.githubusercontent.com/mrc-ide/global-lmic-reports/master/AFG/projections.csv | 2021-08-14 | hospital_demand | 573.59 | 598.55 | 621.87 | 626.15 | 654.34 | 691.55 | Surged Pessimistic | Afghanistan | AFG | 2022-01-02 | v8 | TRUE
https://raw.githubusercontent.com/mrc-ide/global-lmic-reports/master/AFG/projections.csv | 2021-08-14 | ICU_demand | 285.09 | 297.32 | 308.15 | 309.77 | 322.03 | 338.35 | Surged Pessimistic | Afghanistan | AFG | 2022-01-02 | v8 | TRUE
https://raw.githubusercontent.com/mrc-ide/global-lmic-reports/master/AFG/projections.csv | 2021-08-14 | hospital_incidence | 39.89 | 42.62 | 44.95 | 45.43 | 48.05 | 51.77 | Surged Pessimistic | Afghanistan | AFG | 2022-01-02 | v8 | TRUE
https://raw.githubusercontent.com/mrc-ide/global-lmic-reports/master/AFG/projections.csv | 2021-08-14 | ICU_incidence | 12.04 | 12.87 | 13.56 | 13.71 | 14.5 | 15.62 | Surged Pessimistic | Afghanistan | AFG | 2022-01-02 | v8 | TRUE
https://raw.githubusercontent.com/mrc-ide/global-lmic-reports/master/AFG/projections.csv | 2021-08-14 | prevalence | 34700.69 | 36744.61 | 38954.08 | 39294.24 | 41671.8 | 45209.56 | Surged Pessimistic | Afghanistan | AFG | 2022-01-02 | v8 | TRUE
https://raw.githubusercontent.com/mrc-ide/global-lmic-reports/master/AFG/projections.csv | 2021-08-14 | cumulative_infections | 3345615.97 | 3424823.45 | 3496315.78 | 3499266.1 | 3554946.85 | 3703321.4 | Surged Pessimistic | Afghanistan | AFG | 2022-01-02 | v8 | TRUE
https://raw.githubusercontent.com/mrc-ide/global-lmic-reports/master/AFG/projections.csv | 2021-08-14 | cumulative_deaths | 5545 | 5658.69 | 5768.46 | 5781.07 | 5863.98 | 6148.28 | Surged Pessimistic | Afghanistan | AFG | 2022-01-02 | v8 | TRUE
https://raw.githubusercontent.com/mrc-ide/global-lmic-reports/master/AFG/projections.csv | 2021-08-14 | Rt | 0.72 | 0.72 | 0.73 | 0.74 | 0.75 | 0.77 | Surged Pessimistic | Afghanistan | AFG | 2022-01-02 | v8 | TRUE
https://raw.githubusercontent.com/mrc-ide/global-lmic-reports/master/AFG/projections.csv | 2021-08-14 | Reff | 0.63 | 0.63 | 0.64 | 0.64 | 0.66 | 0.67 | Surged Pessimistic | Afghanistan | AFG | 2022-01-02 | v8 | TRUE
https://raw.githubusercontent.com/mrc-ide/global-lmic-reports/master/AFG/projections.csv | 2021-08-14 | infections | 3757.08 | 4013.83 | 4194.71 | 4223.08 | 4427.51 | 4732.12 | Surged Relax Interventions 50% | Afghanistan | AFG | 2022-01-02 | v8 | TRUE
https://raw.githubusercontent.com/mrc-ide/global-lmic-reports/master/AFG/projections.csv | 2021-08-14 | deaths | 15.25 | 15.96 | 16.5 | 16.61 | 17.24 | 18.14 | Surged Relax Interventions 50% | Afghanistan | AFG | 2022-01-02 | v8 | TRUE
https://raw.githubusercontent.com/mrc-ide/global-lmic-reports/master/AFG/projections.csv | 2021-08-14 | hospital_demand | 573.59 | 598.55 | 621.87 | 626.15 | 654.34 | 691.55 | Surged Relax Interventions 50% | Afghanistan | AFG | 2022-01-02 | v8 | TRUE
https://raw.githubusercontent.com/mrc-ide/global-lmic-reports/master/AFG/projections.csv | 2021-08-14 | ICU_demand | 285.09 | 297.32 | 308.15 | 309.77 | 322.03 | 338.35 | Surged Relax Interventions 50% | Afghanistan | AFG | 2022-01-02 | v8 | TRUE
https://raw.githubusercontent.com/mrc-ide/global-lmic-reports/master/AFG/projections.csv | 2021-08-14 | hospital_incidence | 39.89 | 42.62 | 44.95 | 45.43 | 48.05 | 51.77 | Surged Relax Interventions 50% | Afghanistan | AFG | 2022-01-02 | v8 | TRUE
https://raw.githubusercontent.com/mrc-ide/global-lmic-reports/master/AFG/projections.csv | 2021-08-14 | ICU_incidence | 12.04 | 12.87 | 13.56 | 13.71 | 14.5 | 15.62 | Surged Relax Interventions 50% | Afghanistan | AFG | 2022-01-02 | v8 | TRUE
https://raw.githubusercontent.com/mrc-ide/global-lmic-reports/master/AFG/projections.csv | 2021-08-14 | prevalence | 34700.69 | 36744.61 | 38954.08 | 39294.24 | 41671.8 | 45209.56 | Surged Relax Interventions 50% | Afghanistan | AFG | 2022-01-02 | v8 | TRUE
https://raw.githubusercontent.com/mrc-ide/global-lmic-reports/master/AFG/projections.csv | 2021-08-14 | cumulative_infections | 3345615.97 | 3424823.45 | 3496315.78 | 3499266.1 | 3554946.85 | 3703321.4 | Surged Relax Interventions 50% | Afghanistan | AFG | 2022-01-02 | v8 | TRUE
https://raw.githubusercontent.com/mrc-ide/global-lmic-reports/master/AFG/projections.csv | 2021-08-14 | cumulative_deaths | 5545 | 5658.69 | 5768.46 | 5781.07 | 5863.98 | 6148.28 | Surged Relax Interventions 50% | Afghanistan | AFG | 2022-01-02 | v8 | TRUE
https://raw.githubusercontent.com/mrc-ide/global-lmic-reports/master/AFG/projections.csv | 2021-08-14 | Rt | 0.72 | 0.72 | 0.73 | 0.74 | 0.75 | 0.77 | Surged Relax Interventions 50% | Afghanistan | AFG | 2022-01-02 | v8 | TRUE
https://raw.githubusercontent.com/mrc-ide/global-lmic-reports/master/AFG/projections.csv | 2021-08-14 | Reff | 0.63 | 0.63 | 0.64 | 0.64 | 0.66 | 0.67 | Surged Relax Interventions 50% | Afghanistan | AFG | 2022-01-02 | v8 | TRUE
https://raw.githubusercontent.com/mrc-ide/global-lmic-reports/master/AFG/projections.csv | 2021-08-15 | infections | 3459.94 | 3740.58 | 3947.55 | 3964.19 | 4207.24 | 4658.18 | Additional 50% Reduction | Afghanistan | AFG | 2022-01-02 | v8 | TRUE
https://raw.githubusercontent.com/mrc-ide/global-lmic-reports/master/AFG/projections.csv | 2021-08-15 | deaths | 12.4 | 12.94 | 13.6 | 13.53 | 13.9 | 15.05 | Additional 50% Reduction | Afghanistan | AFG | 2022-01-02 | v8 | TRUE
https://raw.githubusercontent.com/mrc-ide/global-lmic-reports/master/AFG/projections.csv | 2021-08-15 | hospital_demand | 512.95 | 543.01 | 578.86 | 576.48 | 596.85 | 672.23 | Additional 50% Reduction | Afghanistan | AFG | 2022-01-02 | v8 | TRUE
https://raw.githubusercontent.com/mrc-ide/global-lmic-reports/master/AFG/projections.csv | 2021-08-15 | ICU_demand | 217.38 | 226.36 | 236.57 | 235.93 | 242.5 | 262.1 | Additional 50% Reduction | Afghanistan | AFG | 2022-01-02 | v8 | TRUE
https://raw.githubusercontent.com/mrc-ide/global-lmic-reports/master/AFG/projections.csv | 2021-08-15 | hospital_incidence | 37.33 | 40.11 | 43.09 | 43.16 | 45.34 | 52.49 | Additional 50% Reduction | Afghanistan | AFG | 2022-01-02 | v8 | TRUE
https://raw.githubusercontent.com/mrc-ide/global-lmic-reports/master/AFG/projections.csv | 2021-08-15 | ICU_incidence | 11.27 | 12.1 | 13 | 13.02 | 13.68 | 15.84 | Additional 50% Reduction | Afghanistan | AFG | 2022-01-02 | v8 | TRUE
https://raw.githubusercontent.com/mrc-ide/global-lmic-reports/master/AFG/projections.csv | 2021-08-15 | prevalence | 31452.88 | 34155.42 | 36534.21 | 36620.7 | 38611.82 | 44656.82 | Additional 50% Reduction | Afghanistan | AFG | 2022-01-02 | v8 | TRUE
https://raw.githubusercontent.com/mrc-ide/global-lmic-reports/master/AFG/projections.csv | 2021-08-15 | cumulative_infections | 3296643.72 | 3432537.12 | 3523498.9 | 3523433.28 | 3608912.1 | 3825942.51 | Additional 50% Reduction | Afghanistan | AFG | 2022-01-02 | v8 | TRUE
https://raw.githubusercontent.com/mrc-ide/global-lmic-reports/master/AFG/projections.csv | 2021-08-15 | cumulative_deaths | 6570.24 | 6931.74 | 7138.98 | 7131.03 | 7338.69 | 7831.98 | Additional 50% Reduction | Afghanistan | AFG | 2022-01-02 | v8 | TRUE
https://raw.githubusercontent.com/mrc-ide/global-lmic-reports/master/AFG/projections.csv | 2021-08-15 | Rt | 0.69 | 0.72 | 0.73 | 0.73 | 0.74 | 0.77 | Additional 50% Reduction | Afghanistan | AFG | 2022-01-02 | v8 | TRUE
https://raw.githubusercontent.com/mrc-ide/global-lmic-reports/master/AFG/projections.csv | 2021-08-15 | Reff | 0.61 | 0.63 | 0.64 | 0.64 | 0.65 | 0.67 | Additional 50% Reduction | Afghanistan | AFG | 2022-01-02 | v8 | TRUE
https://raw.githubusercontent.com/mrc-ide/global-lmic-reports/master/AFG/projections.csv | 2021-08-15 | infections | 3459.94 | 3740.58 | 3947.55 | 3964.19 | 4207.24 | 4658.18 | Maintain Status Quo | Afghanistan | AFG | 2022-01-02 | v8 | TRUE
https://raw.githubusercontent.com/mrc-ide/global-lmic-reports/master/AFG/projections.csv | 2021-08-15 | deaths | 12.4 | 12.94 | 13.6 | 13.53 | 13.9 | 15.05 | Maintain Status Quo | Afghanistan | AFG | 2022-01-02 | v8 | TRUE
https://raw.githubusercontent.com/mrc-ide/global-lmic-reports/master/AFG/projections.csv | 2021-08-15 | hospital_demand | 512.95 | 543.01 | 578.86 | 576.48 | 596.85 | 672.23 | Maintain Status Quo | Afghanistan | AFG | 2022-01-02 | v8 | TRUE
https://raw.githubusercontent.com/mrc-ide/global-lmic-reports/master/AFG/projections.csv | 2021-08-15 | ICU_demand | 217.38 | 226.36 | 236.57 | 235.93 | 242.5 | 262.1 | Maintain Status Quo | Afghanistan | AFG | 2022-01-02 | v8 | TRUE
https://raw.githubusercontent.com/mrc-ide/global-lmic-reports/master/AFG/projections.csv | 2021-08-15 | hospital_incidence | 37.33 | 40.11 | 43.09 | 43.16 | 45.34 | 52.49 | Maintain Status Quo | Afghanistan | AFG | 2022-01-02 | v8 | TRUE
https://raw.githubusercontent.com/mrc-ide/global-lmic-reports/master/AFG/projections.csv | 2021-08-15 | ICU_incidence | 11.27 | 12.1 | 13 | 13.02 | 13.68 | 15.84 | Maintain Status Quo | Afghanistan | AFG | 2022-01-02 | v8 | TRUE
https://raw.githubusercontent.com/mrc-ide/global-lmic-reports/master/AFG/projections.csv | 2021-08-15 | prevalence | 31452.88 | 34155.42 | 36534.21 | 36620.7 | 38611.82 | 44656.82 | Maintain Status Quo | Afghanistan | AFG | 2022-01-02 | v8 | TRUE
https://raw.githubusercontent.com/mrc-ide/global-lmic-reports/master/AFG/projections.csv | 2021-08-15 | cumulative_infections | 3296643.72 | 3432537.12 | 3523498.9 | 3523433.28 | 3608912.1 | 3825942.51 | Maintain Status Quo | Afghanistan | AFG | 2022-01-02 | v8 | TRUE
https://raw.githubusercontent.com/mrc-ide/global-lmic-reports/master/AFG/projections.csv | 2021-08-15 | cumulative_deaths | 6570.24 | 6931.74 | 7138.98 | 7131.03 | 7338.69 | 7831.98 | Maintain Status Quo | Afghanistan | AFG | 2022-01-02 | v8 | TRUE
https://raw.githubusercontent.com/mrc-ide/global-lmic-reports/master/AFG/projections.csv | 2021-08-15 | Rt | 0.69 | 0.72 | 0.73 | 0.73 | 0.74 | 0.77 | Maintain Status Quo | Afghanistan | AFG | 2022-01-02 | v8 | TRUE
https://raw.githubusercontent.com/mrc-ide/global-lmic-reports/master/AFG/projections.csv | 2021-08-15 | Reff | 0.61 | 0.63 | 0.64 | 0.64 | 0.65 | 0.67 | Maintain Status Quo | Afghanistan | AFG | 2022-01-02 | v8 | TRUE
https://raw.githubusercontent.com/mrc-ide/global-lmic-reports/master/AFG/projections.csv | 2021-08-15 | infections | 3459.94 | 3740.58 | 3947.55 | 3964.19 | 4207.24 | 4658.18 | Optimistic | Afghanistan | AFG | 2022-01-02 | v8 | TRUE
https://raw.githubusercontent.com/mrc-ide/global-lmic-reports/master/AFG/projections.csv | 2021-08-15 | deaths | 12.4 | 12.94 | 13.6 | 13.53 | 13.9 | 15.05 | Optimistic | Afghanistan | AFG | 2022-01-02 | v8 | TRUE
https://raw.githubusercontent.com/mrc-ide/global-lmic-reports/master/AFG/projections.csv | 2021-08-15 | hospital_demand | 512.95 | 543.01 | 578.86 | 576.48 | 596.85 | 672.23 | Optimistic | Afghanistan | AFG | 2022-01-02 | v8 | TRUE
https://raw.githubusercontent.com/mrc-ide/global-lmic-reports/master/AFG/projections.csv | 2021-08-15 | ICU_demand | 217.38 | 226.36 | 236.57 | 235.93 | 242.5 | 262.1 | Optimistic | Afghanistan | AFG | 2022-01-02 | v8 | TRUE
https://raw.githubusercontent.com/mrc-ide/global-lmic-reports/master/AFG/projections.csv | 2021-08-15 | hospital_incidence | 37.33 | 40.11 | 43.09 | 43.16 | 45.34 | 52.49 | Optimistic | Afghanistan | AFG | 2022-01-02 | v8 | TRUE
https://raw.githubusercontent.com/mrc-ide/global-lmic-reports/master/AFG/projections.csv | 2021-08-15 | ICU_incidence | 11.27 | 12.1 | 13 | 13.02 | 13.68 | 15.84 | Optimistic | Afghanistan | AFG | 2022-01-02 | v8 | TRUE
https://raw.githubusercontent.com/mrc-ide/global-lmic-reports/master/AFG/projections.csv | 2021-08-15 | prevalence | 31452.88 | 34155.42 | 36534.21 | 36620.7 | 38611.82 | 44656.82 | Optimistic | Afghanistan | AFG | 2022-01-02 | v8 | TRUE
https://raw.githubusercontent.com/mrc-ide/global-lmic-reports/master/AFG/projections.csv | 2021-08-15 | cumulative_infections | 3296643.72 | 3432537.12 | 3523498.9 | 3523433.28 | 3608912.1 | 3825942.51 | Optimistic | Afghanistan | AFG | 2022-01-02 | v8 | TRUE
https://raw.githubusercontent.com/mrc-ide/global-lmic-reports/master/AFG/projections.csv | 2021-08-15 | cumulative_deaths | 6570.24 | 6931.74 | 7138.98 | 7131.03 | 7338.69 | 7831.98 | Optimistic | Afghanistan | AFG | 2022-01-02 | v8 | TRUE
https://raw.githubusercontent.com/mrc-ide/global-lmic-reports/master/AFG/projections.csv | 2021-08-15 | Rt | 0.69 | 0.72 | 0.73 | 0.73 | 0.74 | 0.77 | Optimistic | Afghanistan | AFG | 2022-01-02 | v8 | TRUE
https://raw.githubusercontent.com/mrc-ide/global-lmic-reports/master/AFG/projections.csv | 2021-08-15 | Reff | 0.61 | 0.63 | 0.64 | 0.64 | 0.65 | 0.67 | Optimistic | Afghanistan | AFG | 2022-01-02 | v8 | TRUE
https://raw.githubusercontent.com/mrc-ide/global-lmic-reports/master/AFG/projections.csv | 2021-08-15 | infections | 3459.94 | 3740.58 | 3947.55 | 3964.19 | 4207.24 | 4658.18 | Pessimistic | Afghanistan | AFG | 2022-01-02 | v8 | TRUE
https://raw.githubusercontent.com/mrc-ide/global-lmic-reports/master/AFG/projections.csv | 2021-08-15 | deaths | 12.4 | 12.94 | 13.6 | 13.53 | 13.9 | 15.05 | Pessimistic | Afghanistan | AFG | 2022-01-02 | v8 | TRUE
https://raw.githubusercontent.com/mrc-ide/global-lmic-reports/master/AFG/projections.csv | 2021-08-15 | hospital_demand | 512.95 | 543.01 | 578.86 | 576.48 | 596.85 | 672.23 | Pessimistic | Afghanistan | AFG | 2022-01-02 | v8 | TRUE
https://raw.githubusercontent.com/mrc-ide/global-lmic-reports/master/AFG/projections.csv | 2021-08-15 | ICU_demand | 217.38 | 226.36 | 236.57 | 235.93 | 242.5 | 262.1 | Pessimistic | Afghanistan | AFG | 2022-01-02 | v8 | TRUE
https://raw.githubusercontent.com/mrc-ide/global-lmic-reports/master/AFG/projections.csv | 2021-08-15 | hospital_incidence | 37.33 | 40.11 | 43.09 | 43.16 | 45.34 | 52.49 | Pessimistic | Afghanistan | AFG | 2022-01-02 | v8 | TRUE
https://raw.githubusercontent.com/mrc-ide/global-lmic-reports/master/AFG/projections.csv | 2021-08-15 | ICU_incidence | 11.27 | 12.1 | 13 | 13.02 | 13.68 | 15.84 | Pessimistic | Afghanistan | AFG | 2022-01-02 | v8 | TRUE
https://raw.githubusercontent.com/mrc-ide/global-lmic-reports/master/AFG/projections.csv | 2021-08-15 | prevalence | 31452.88 | 34155.42 | 36534.21 | 36620.7 | 38611.82 | 44656.82 | Pessimistic | Afghanistan | AFG | 2022-01-02 | v8 | TRUE
https://raw.githubusercontent.com/mrc-ide/global-lmic-reports/master/AFG/projections.csv | 2021-08-15 | cumulative_infections | 3296643.72 | 3432537.12 | 3523498.9 | 3523433.28 | 3608912.1 | 3825942.51 | Pessimistic | Afghanistan | AFG | 2022-01-02 | v8 | TRUE
https://raw.githubusercontent.com/mrc-ide/global-lmic-reports/master/AFG/projections.csv | 2021-08-15 | cumulative_deaths | 6570.24 | 6931.74 | 7138.98 | 7131.03 | 7338.69 | 7831.98 | Pessimistic | Afghanistan | AFG | 2022-01-02 | v8 | TRUE
https://raw.githubusercontent.com/mrc-ide/global-lmic-reports/master/AFG/projections.csv | 2021-08-15 | Rt | 0.69 | 0.72 | 0.73 | 0.73 | 0.74 | 0.77 | Pessimistic | Afghanistan | AFG | 2022-01-02 | v8 | TRUE
https://raw.githubusercontent.com/mrc-ide/global-lmic-reports/master/AFG/projections.csv | 2021-08-15 | Reff | 0.61 | 0.63 | 0.64 | 0.64 | 0.65 | 0.67 | Pessimistic | Afghanistan | AFG | 2022-01-02 | v8 | TRUE
https://raw.githubusercontent.com/mrc-ide/global-lmic-reports/master/AFG/projections.csv | 2021-08-15 | infections | 3459.94 | 3740.58 | 3947.55 | 3964.19 | 4207.24 | 4658.18 | Relax Interventions 50% | Afghanistan | AFG | 2022-01-02 | v8 | TRUE
https://raw.githubusercontent.com/mrc-ide/global-lmic-reports/master/AFG/projections.csv | 2021-08-15 | deaths | 12.4 | 12.94 | 13.6 | 13.53 | 13.9 | 15.05 | Relax Interventions 50% | Afghanistan | AFG | 2022-01-02 | v8 | TRUE
https://raw.githubusercontent.com/mrc-ide/global-lmic-reports/master/AFG/projections.csv | 2021-08-15 | hospital_demand | 512.95 | 543.01 | 578.86 | 576.48 | 596.85 | 672.23 | Relax Interventions 50% | Afghanistan | AFG | 2022-01-02 | v8 | TRUE
https://raw.githubusercontent.com/mrc-ide/global-lmic-reports/master/AFG/projections.csv | 2021-08-15 | ICU_demand | 217.38 | 226.36 | 236.57 | 235.93 | 242.5 | 262.1 | Relax Interventions 50% | Afghanistan | AFG | 2022-01-02 | v8 | TRUE
https://raw.githubusercontent.com/mrc-ide/global-lmic-reports/master/AFG/projections.csv | 2021-08-15 | hospital_incidence | 37.33 | 40.11 | 43.09 | 43.16 | 45.34 | 52.49 | Relax Interventions 50% | Afghanistan | AFG | 2022-01-02 | v8 | TRUE
https://raw.githubusercontent.com/mrc-ide/global-lmic-reports/master/AFG/projections.csv | 2021-08-15 | ICU_incidence | 11.27 | 12.1 | 13 | 13.02 | 13.68 | 15.84 | Relax Interventions 50% | Afghanistan | AFG | 2022-01-02 | v8 | TRUE
https://raw.githubusercontent.com/mrc-ide/global-lmic-reports/master/AFG/projections.csv | 2021-08-15 | prevalence | 31452.88 | 34155.42 | 36534.21 | 36620.7 | 38611.82 | 44656.82 | Relax Interventions 50% | Afghanistan | AFG | 2022-01-02 | v8 | TRUE
https://raw.githubusercontent.com/mrc-ide/global-lmic-reports/master/AFG/projections.csv | 2021-08-15 | cumulative_infections | 3296643.72 | 3432537.12 | 3523498.9 | 3523433.28 | 3608912.1 | 3825942.51 | Relax Interventions 50% | Afghanistan | AFG | 2022-01-02 | v8 | TRUE
https://raw.githubusercontent.com/mrc-ide/global-lmic-reports/master/AFG/projections.csv | 2021-08-15 | cumulative_deaths | 6570.24 | 6931.74 | 7138.98 | 7131.03 | 7338.69 | 7831.98 | Relax Interventions 50% | Afghanistan | AFG | 2022-01-02 | v8 | TRUE
https://raw.githubusercontent.com/mrc-ide/global-lmic-reports/master/AFG/projections.csv | 2021-08-15 | Rt | 0.69 | 0.72 | 0.73 | 0.73 | 0.74 | 0.77 | Relax Interventions 50% | Afghanistan | AFG | 2022-01-02 | v8 | TRUE
https://raw.githubusercontent.com/mrc-ide/global-lmic-reports/master/AFG/projections.csv | 2021-08-15 | Reff | 0.61 | 0.63 | 0.64 | 0.64 | 0.65 | 0.67 | Relax Interventions 50% | Afghanistan | AFG | 2022-01-02 | v8 | TRUE
https://raw.githubusercontent.com/mrc-ide/global-lmic-reports/master/AFG/projections.csv | 2021-08-15 | infections | 3562.76 | 3799 | 3966.14 | 3999.36 | 4191.61 | 4480.06 | Surged Additional 50% Reduction | Afghanistan | AFG | 2022-01-02 | v8 | TRUE
https://raw.githubusercontent.com/mrc-ide/global-lmic-reports/master/AFG/projections.csv | 2021-08-15 | deaths | 14.55 | 15.21 | 15.76 | 15.85 | 16.5 | 17.36 | Surged Additional 50% Reduction | Afghanistan | AFG | 2022-01-02 | v8 | TRUE
https://raw.githubusercontent.com/mrc-ide/global-lmic-reports/master/AFG/projections.csv | 2021-08-15 | hospital_demand | 548.91 | 571.45 | 594.17 | 598.97 | 626.73 | 663.25 | Surged Additional 50% Reduction | Afghanistan | AFG | 2022-01-02 | v8 | TRUE
https://raw.githubusercontent.com/mrc-ide/global-lmic-reports/master/AFG/projections.csv | 2021-08-15 | ICU_demand | 272.64 | 284.38 | 294.68 | 296.28 | 308.24 | 324.37 | Surged Additional 50% Reduction | Afghanistan | AFG | 2022-01-02 | v8 | TRUE
https://raw.githubusercontent.com/mrc-ide/global-lmic-reports/master/AFG/projections.csv | 2021-08-15 | hospital_incidence | 38.26 | 40.84 | 43.08 | 43.54 | 46.13 | 49.77 | Surged Additional 50% Reduction | Afghanistan | AFG | 2022-01-02 | v8 | TRUE
https://raw.githubusercontent.com/mrc-ide/global-lmic-reports/master/AFG/projections.csv | 2021-08-15 | ICU_incidence | 11.55 | 12.32 | 12.99 | 13.14 | 13.92 | 15.01 | Surged Additional 50% Reduction | Afghanistan | AFG | 2022-01-02 | v8 | TRUE
https://raw.githubusercontent.com/mrc-ide/global-lmic-reports/master/AFG/projections.csv | 2021-08-15 | prevalence | 32787.5 | 34751.82 | 36640.5 | 37017.2 | 39140.12 | 42473.62 | Surged Additional 50% Reduction | Afghanistan | AFG | 2022-01-02 | v8 | TRUE
https://raw.githubusercontent.com/mrc-ide/global-lmic-reports/master/AFG/projections.csv | 2021-08-15 | cumulative_infections | 3349298.08 | 3429011.82 | 3500349.98 | 3503265.47 | 3558966.28 | 3707123.31 | Surged Additional 50% Reduction | Afghanistan | AFG | 2022-01-02 | v8 | TRUE
https://raw.githubusercontent.com/mrc-ide/global-lmic-reports/master/AFG/projections.csv | 2021-08-15 | cumulative_deaths | 5561.56 | 5674.55 | 5784.47 | 5796.93 | 5879.54 | 6163.54 | Surged Additional 50% Reduction | Afghanistan | AFG | 2022-01-02 | v8 | TRUE
https://raw.githubusercontent.com/mrc-ide/global-lmic-reports/master/AFG/projections.csv | 2021-08-15 | Rt | 0.71 | 0.72 | 0.73 | 0.73 | 0.75 | 0.77 | Surged Additional 50% Reduction | Afghanistan | AFG | 2022-01-02 | v8 | TRUE
https://raw.githubusercontent.com/mrc-ide/global-lmic-reports/master/AFG/projections.csv | 2021-08-15 | Reff | 0.62 | 0.63 | 0.64 | 0.64 | 0.65 | 0.67 | Surged Additional 50% Reduction | Afghanistan | AFG | 2022-01-02 | v8 | TRUE
https://raw.githubusercontent.com/mrc-ide/global-lmic-reports/master/AFG/projections.csv | 2021-08-15 | infections | 3562.76 | 3799 | 3966.14 | 3999.36 | 4191.61 | 4480.06 | Surged Maintain Status Quo | Afghanistan | AFG | 2022-01-02 | v8 | TRUE
https://raw.githubusercontent.com/mrc-ide/global-lmic-reports/master/AFG/projections.csv | 2021-08-15 | deaths | 14.55 | 15.21 | 15.76 | 15.85 | 16.5 | 17.36 | Surged Maintain Status Quo | Afghanistan | AFG | 2022-01-02 | v8 | TRUE
https://raw.githubusercontent.com/mrc-ide/global-lmic-reports/master/AFG/projections.csv | 2021-08-15 | hospital_demand | 548.91 | 571.45 | 594.17 | 598.97 | 626.73 | 663.25 | Surged Maintain Status Quo | Afghanistan | AFG | 2022-01-02 | v8 | TRUE
https://raw.githubusercontent.com/mrc-ide/global-lmic-reports/master/AFG/projections.csv | 2021-08-15 | ICU_demand | 272.64 | 284.38 | 294.68 | 296.28 | 308.24 | 324.37 | Surged Maintain Status Quo | Afghanistan | AFG | 2022-01-02 | v8 | TRUE
https://raw.githubusercontent.com/mrc-ide/global-lmic-reports/master/AFG/projections.csv | 2021-08-15 | hospital_incidence | 38.26 | 40.84 | 43.08 | 43.54 | 46.13 | 49.77 | Surged Maintain Status Quo | Afghanistan | AFG | 2022-01-02 | v8 | TRUE
https://raw.githubusercontent.com/mrc-ide/global-lmic-reports/master/AFG/projections.csv | 2021-08-15 | ICU_incidence | 11.55 | 12.32 | 12.99 | 13.14 | 13.92 | 15.01 | Surged Maintain Status Quo | Afghanistan | AFG | 2022-01-02 | v8 | TRUE
https://raw.githubusercontent.com/mrc-ide/global-lmic-reports/master/AFG/projections.csv | 2021-08-15 | prevalence | 32787.5 | 34751.82 | 36640.5 | 37017.2 | 39140.12 | 42473.62 | Surged Maintain Status Quo | Afghanistan | AFG | 2022-01-02 | v8 | TRUE
https://raw.githubusercontent.com/mrc-ide/global-lmic-reports/master/AFG/projections.csv | 2021-08-15 | cumulative_infections | 3349298.08 | 3429011.82 | 3500349.98 | 3503265.47 | 3558966.28 | 3707123.31 | Surged Maintain Status Quo | Afghanistan | AFG | 2022-01-02 | v8 | TRUE
https://raw.githubusercontent.com/mrc-ide/global-lmic-reports/master/AFG/projections.csv | 2021-08-15 | cumulative_deaths | 5561.56 | 5674.55 | 5784.47 | 5796.93 | 5879.54 | 6163.54 | Surged Maintain Status Quo | Afghanistan | AFG | 2022-01-02 | v8 | TRUE
https://raw.githubusercontent.com/mrc-ide/global-lmic-reports/master/AFG/projections.csv | 2021-08-15 | Rt | 0.71 | 0.72 | 0.73 | 0.73 | 0.75 | 0.77 | Surged Maintain Status Quo | Afghanistan | AFG | 2022-01-02 | v8 | TRUE
https://raw.githubusercontent.com/mrc-ide/global-lmic-reports/master/AFG/projections.csv | 2021-08-15 | Reff | 0.62 | 0.63 | 0.64 | 0.64 | 0.65 | 0.67 | Surged Maintain Status Quo | Afghanistan | AFG | 2022-01-02 | v8 | TRUE
https://raw.githubusercontent.com/mrc-ide/global-lmic-reports/master/AFG/projections.csv | 2021-08-15 | infections | 3562.76 | 3799 | 3966.14 | 3999.36 | 4191.61 | 4480.06 | Surged Optimistic | Afghanistan | AFG | 2022-01-02 | v8 | TRUE
https://raw.githubusercontent.com/mrc-ide/global-lmic-reports/master/AFG/projections.csv | 2021-08-15 | deaths | 14.55 | 15.21 | 15.76 | 15.85 | 16.5 | 17.36 | Surged Optimistic | Afghanistan | AFG | 2022-01-02 | v8 | TRUE
https://raw.githubusercontent.com/mrc-ide/global-lmic-reports/master/AFG/projections.csv | 2021-08-15 | hospital_demand | 548.91 | 571.45 | 594.17 | 598.97 | 626.73 | 663.25 | Surged Optimistic | Afghanistan | AFG | 2022-01-02 | v8 | TRUE
https://raw.githubusercontent.com/mrc-ide/global-lmic-reports/master/AFG/projections.csv | 2021-08-15 | ICU_demand | 272.64 | 284.38 | 294.68 | 296.28 | 308.24 | 324.37 | Surged Optimistic | Afghanistan | AFG | 2022-01-02 | v8 | TRUE
https://raw.githubusercontent.com/mrc-ide/global-lmic-reports/master/AFG/projections.csv | 2021-08-15 | hospital_incidence | 38.26 | 40.84 | 43.08 | 43.54 | 46.13 | 49.77 | Surged Optimistic | Afghanistan | AFG | 2022-01-02 | v8 | TRUE
https://raw.githubusercontent.com/mrc-ide/global-lmic-reports/master/AFG/projections.csv | 2021-08-15 | ICU_incidence | 11.55 | 12.32 | 12.99 | 13.14 | 13.92 | 15.01 | Surged Optimistic | Afghanistan | AFG | 2022-01-02 | v8 | TRUE
https://raw.githubusercontent.com/mrc-ide/global-lmic-reports/master/AFG/projections.csv | 2021-08-15 | prevalence | 32787.5 | 34751.82 | 36640.5 | 37017.2 | 39140.12 | 42473.62 | Surged Optimistic | Afghanistan | AFG | 2022-01-02 | v8 | TRUE
https://raw.githubusercontent.com/mrc-ide/global-lmic-reports/master/AFG/projections.csv | 2021-08-15 | cumulative_infections | 3349298.08 | 3429011.82 | 3500349.98 | 3503265.47 | 3558966.28 | 3707123.31 | Surged Optimistic | Afghanistan | AFG | 2022-01-02 | v8 | TRUE
https://raw.githubusercontent.com/mrc-ide/global-lmic-reports/master/AFG/projections.csv | 2021-08-15 | cumulative_deaths | 5561.56 | 5674.55 | 5784.47 | 5796.93 | 5879.54 | 6163.54 | Surged Optimistic | Afghanistan | AFG | 2022-01-02 | v8 | TRUE
https://raw.githubusercontent.com/mrc-ide/global-lmic-reports/master/AFG/projections.csv | 2021-08-15 | Rt | 0.71 | 0.72 | 0.73 | 0.73 | 0.75 | 0.77 | Surged Optimistic | Afghanistan | AFG | 2022-01-02 | v8 | TRUE
https://raw.githubusercontent.com/mrc-ide/global-lmic-reports/master/AFG/projections.csv | 2021-08-15 | Reff | 0.62 | 0.63 | 0.64 | 0.64 | 0.65 | 0.67 | Surged Optimistic | Afghanistan | AFG | 2022-01-02 | v8 | TRUE
https://raw.githubusercontent.com/mrc-ide/global-lmic-reports/master/AFG/projections.csv | 2021-08-15 | infections | 3562.76 | 3799 | 3966.14 | 3999.36 | 4191.61 | 4480.06 | Surged Pessimistic | Afghanistan | AFG | 2022-01-02 | v8 | TRUE
https://raw.githubusercontent.com/mrc-ide/global-lmic-reports/master/AFG/projections.csv | 2021-08-15 | deaths | 14.55 | 15.21 | 15.76 | 15.85 | 16.5 | 17.36 | Surged Pessimistic | Afghanistan | AFG | 2022-01-02 | v8 | TRUE
https://raw.githubusercontent.com/mrc-ide/global-lmic-reports/master/AFG/projections.csv | 2021-08-15 | hospital_demand | 548.91 | 571.45 | 594.17 | 598.97 | 626.73 | 663.25 | Surged Pessimistic | Afghanistan | AFG | 2022-01-02 | v8 | TRUE
https://raw.githubusercontent.com/mrc-ide/global-lmic-reports/master/AFG/projections.csv | 2021-08-15 | ICU_demand | 272.64 | 284.38 | 294.68 | 296.28 | 308.24 | 324.37 | Surged Pessimistic | Afghanistan | AFG | 2022-01-02 | v8 | TRUE
https://raw.githubusercontent.com/mrc-ide/global-lmic-reports/master/AFG/projections.csv | 2021-08-15 | hospital_incidence | 38.26 | 40.84 | 43.08 | 43.54 | 46.13 | 49.77 | Surged Pessimistic | Afghanistan | AFG | 2022-01-02 | v8 | TRUE
https://raw.githubusercontent.com/mrc-ide/global-lmic-reports/master/AFG/projections.csv | 2021-08-15 | ICU_incidence | 11.55 | 12.32 | 12.99 | 13.14 | 13.92 | 15.01 | Surged Pessimistic | Afghanistan | AFG | 2022-01-02 | v8 | TRUE
https://raw.githubusercontent.com/mrc-ide/global-lmic-reports/master/AFG/projections.csv | 2021-08-15 | prevalence | 32787.5 | 34751.82 | 36640.5 | 37017.2 | 39140.12 | 42473.62 | Surged Pessimistic | Afghanistan | AFG | 2022-01-02 | v8 | TRUE
https://raw.githubusercontent.com/mrc-ide/global-lmic-reports/master/AFG/projections.csv | 2021-08-15 | cumulative_infections | 3349298.08 | 3429011.82 | 3500349.98 | 3503265.47 | 3558966.28 | 3707123.31 | Surged Pessimistic | Afghanistan | AFG | 2022-01-02 | v8 | TRUE
https://raw.githubusercontent.com/mrc-ide/global-lmic-reports/master/AFG/projections.csv | 2021-08-15 | cumulative_deaths | 5561.56 | 5674.55 | 5784.47 | 5796.93 | 5879.54 | 6163.54 | Surged Pessimistic | Afghanistan | AFG | 2022-01-02 | v8 | TRUE
https://raw.githubusercontent.com/mrc-ide/global-lmic-reports/master/AFG/projections.csv | 2021-08-15 | Rt | 0.71 | 0.72 | 0.73 | 0.73 | 0.75 | 0.77 | Surged Pessimistic | Afghanistan | AFG | 2022-01-02 | v8 | TRUE
https://raw.githubusercontent.com/mrc-ide/global-lmic-reports/master/AFG/projections.csv | 2021-08-15 | Reff | 0.62 | 0.63 | 0.64 | 0.64 | 0.65 | 0.67 | Surged Pessimistic | Afghanistan | AFG | 2022-01-02 | v8 | TRUE
https://raw.githubusercontent.com/mrc-ide/global-lmic-reports/master/AFG/projections.csv | 2021-08-15 | infections | 3562.76 | 3799 | 3966.14 | 3999.36 | 4191.61 | 4480.06 | Surged Relax Interventions 50% | Afghanistan | AFG | 2022-01-02 | v8 | TRUE
https://raw.githubusercontent.com/mrc-ide/global-lmic-reports/master/AFG/projections.csv | 2021-08-15 | deaths | 14.55 | 15.21 | 15.76 | 15.85 | 16.5 | 17.36 | Surged Relax Interventions 50% | Afghanistan | AFG | 2022-01-02 | v8 | TRUE
https://raw.githubusercontent.com/mrc-ide/global-lmic-reports/master/AFG/projections.csv | 2021-08-15 | hospital_demand | 548.91 | 571.45 | 594.17 | 598.97 | 626.73 | 663.25 | Surged Relax Interventions 50% | Afghanistan | AFG | 2022-01-02 | v8 | TRUE
https://raw.githubusercontent.com/mrc-ide/global-lmic-reports/master/AFG/projections.csv | 2021-08-15 | ICU_demand | 272.64 | 284.38 | 294.68 | 296.28 | 308.24 | 324.37 | Surged Relax Interventions 50% | Afghanistan | AFG | 2022-01-02 | v8 | TRUE
https://raw.githubusercontent.com/mrc-ide/global-lmic-reports/master/AFG/projections.csv | 2021-08-15 | hospital_incidence | 38.26 | 40.84 | 43.08 | 43.54 | 46.13 | 49.77 | Surged Relax Interventions 50% | Afghanistan | AFG | 2022-01-02 | v8 | TRUE
https://raw.githubusercontent.com/mrc-ide/global-lmic-reports/master/AFG/projections.csv | 2021-08-15 | ICU_incidence | 11.55 | 12.32 | 12.99 | 13.14 | 13.92 | 15.01 | Surged Relax Interventions 50% | Afghanistan | AFG | 2022-01-02 | v8 | TRUE
https://raw.githubusercontent.com/mrc-ide/global-lmic-reports/master/AFG/projections.csv | 2021-08-15 | prevalence | 32787.5 | 34751.82 | 36640.5 | 37017.2 | 39140.12 | 42473.62 | Surged Relax Interventions 50% | Afghanistan | AFG | 2022-01-02 | v8 | TRUE
https://raw.githubusercontent.com/mrc-ide/global-lmic-reports/master/AFG/projections.csv | 2021-08-15 | cumulative_infections | 3349298.08 | 3429011.82 | 3500349.98 | 3503265.47 | 3558966.28 | 3707123.31 | Surged Relax Interventions 50% | Afghanistan | AFG | 2022-01-02 | v8 | TRUE
https://raw.githubusercontent.com/mrc-ide/global-lmic-reports/master/AFG/projections.csv | 2021-08-15 | cumulative_deaths | 5561.56 | 5674.55 | 5784.47 | 5796.93 | 5879.54 | 6163.54 | Surged Relax Interventions 50% | Afghanistan | AFG | 2022-01-02 | v8 | TRUE
https://raw.githubusercontent.com/mrc-ide/global-lmic-reports/master/AFG/projections.csv | 2021-08-15 | Rt | 0.71 | 0.72 | 0.73 | 0.73 | 0.75 | 0.77 | Surged Relax Interventions 50% | Afghanistan | AFG | 2022-01-02 | v8 | TRUE
https://raw.githubusercontent.com/mrc-ide/global-lmic-reports/master/AFG/projections.csv | 2021-08-15 | Reff | 0.62 | 0.63 | 0.64 | 0.64 | 0.65 | 0.67 | Surged Relax Interventions 50% | Afghanistan | AFG | 2022-01-02 | v8 | TRUE
https://raw.githubusercontent.com/mrc-ide/global-lmic-reports/master/AFG/projections.csv | 2021-08-16 | infections | 3277.28 | 3538.73 | 3730.2 | 3753.14 | 3981.39 | 4401.03 | Additional 50% Reduction | Afghanistan | AFG | 2022-01-02 | v8 | TRUE
https://raw.githubusercontent.com/mrc-ide/global-lmic-reports/master/AFG/projections.csv | 2021-08-16 | deaths | 11.97 | 12.51 | 13.17 | 13.1 | 13.48 | 14.68 | Additional 50% Reduction | Afghanistan | AFG | 2022-01-02 | v8 | TRUE
https://raw.githubusercontent.com/mrc-ide/global-lmic-reports/master/AFG/projections.csv | 2021-08-16 | hospital_demand | 490.57 | 519.86 | 554.37 | 552.34 | 572.32 | 646.82 | Additional 50% Reduction | Afghanistan | AFG | 2022-01-02 | v8 | TRUE
https://raw.githubusercontent.com/mrc-ide/global-lmic-reports/master/AFG/projections.csv | 2021-08-16 | ICU_demand | 210.63 | 219.74 | 229.95 | 229.49 | 236.21 | 256.72 | Additional 50% Reduction | Afghanistan | AFG | 2022-01-02 | v8 | TRUE
https://raw.githubusercontent.com/mrc-ide/global-lmic-reports/master/AFG/projections.csv | 2021-08-16 | hospital_incidence | 35.59 | 38.34 | 41.16 | 41.26 | 43.42 | 50.28 | Additional 50% Reduction | Afghanistan | AFG | 2022-01-02 | v8 | TRUE
https://raw.githubusercontent.com/mrc-ide/global-lmic-reports/master/AFG/projections.csv | 2021-08-16 | ICU_incidence | 10.74 | 11.56 | 12.41 | 12.45 | 13.1 | 15.17 | Additional 50% Reduction | Afghanistan | AFG | 2022-01-02 | v8 | TRUE
https://raw.githubusercontent.com/mrc-ide/global-lmic-reports/master/AFG/projections.csv | 2021-08-16 | prevalence | 29656.13 | 32225.24 | 34364.89 | 34463.43 | 36309.12 | 41817.24 | Additional 50% Reduction | Afghanistan | AFG | 2022-01-02 | v8 | TRUE
https://raw.githubusercontent.com/mrc-ide/global-lmic-reports/master/AFG/projections.csv | 2021-08-16 | cumulative_infections | 3300599.85 | 3436179.66 | 3526981.65 | 3527186.43 | 3612510.24 | 3829958.16 | Additional 50% Reduction | Afghanistan | AFG | 2022-01-02 | v8 | TRUE
https://raw.githubusercontent.com/mrc-ide/global-lmic-reports/master/AFG/projections.csv | 2021-08-16 | cumulative_deaths | 6582.81 | 6944.9 | 7152.48 | 7144.13 | 7351.96 | 7845.51 | Additional 50% Reduction | Afghanistan | AFG | 2022-01-02 | v8 | TRUE
https://raw.githubusercontent.com/mrc-ide/global-lmic-reports/master/AFG/projections.csv | 2021-08-16 | Rt | 0.66 | 0.68 | 0.69 | 0.69 | 0.7 | 0.72 | Additional 50% Reduction | Afghanistan | AFG | 2022-01-02 | v8 | TRUE
https://raw.githubusercontent.com/mrc-ide/global-lmic-reports/master/AFG/projections.csv | 2021-08-16 | Reff | 0.57 | 0.6 | 0.6 | 0.6 | 0.61 | 0.63 | Additional 50% Reduction | Afghanistan | AFG | 2022-01-02 | v8 | TRUE
https://raw.githubusercontent.com/mrc-ide/global-lmic-reports/master/AFG/projections.csv | 2021-08-16 | infections | 3277.28 | 3538.73 | 3730.2 | 3753.14 | 3981.39 | 4401.03 | Maintain Status Quo | Afghanistan | AFG | 2022-01-02 | v8 | TRUE
https://raw.githubusercontent.com/mrc-ide/global-lmic-reports/master/AFG/projections.csv | 2021-08-16 | deaths | 11.97 | 12.51 | 13.17 | 13.1 | 13.48 | 14.68 | Maintain Status Quo | Afghanistan | AFG | 2022-01-02 | v8 | TRUE
https://raw.githubusercontent.com/mrc-ide/global-lmic-reports/master/AFG/projections.csv | 2021-08-16 | hospital_demand | 490.57 | 519.86 | 554.37 | 552.34 | 572.32 | 646.82 | Maintain Status Quo | Afghanistan | AFG | 2022-01-02 | v8 | TRUE
https://raw.githubusercontent.com/mrc-ide/global-lmic-reports/master/AFG/projections.csv | 2021-08-16 | ICU_demand | 210.63 | 219.74 | 229.95 | 229.49 | 236.21 | 256.72 | Maintain Status Quo | Afghanistan | AFG | 2022-01-02 | v8 | TRUE
https://raw.githubusercontent.com/mrc-ide/global-lmic-reports/master/AFG/projections.csv | 2021-08-16 | hospital_incidence | 35.59 | 38.34 | 41.16 | 41.26 | 43.42 | 50.28 | Maintain Status Quo | Afghanistan | AFG | 2022-01-02 | v8 | TRUE
https://raw.githubusercontent.com/mrc-ide/global-lmic-reports/master/AFG/projections.csv | 2021-08-16 | ICU_incidence | 10.74 | 11.56 | 12.41 | 12.45 | 13.1 | 15.17 | Maintain Status Quo | Afghanistan | AFG | 2022-01-02 | v8 | TRUE
https://raw.githubusercontent.com/mrc-ide/global-lmic-reports/master/AFG/projections.csv | 2021-08-16 | prevalence | 29656.13 | 32225.24 | 34364.89 | 34463.43 | 36309.12 | 41817.24 | Maintain Status Quo | Afghanistan | AFG | 2022-01-02 | v8 | TRUE
https://raw.githubusercontent.com/mrc-ide/global-lmic-reports/master/AFG/projections.csv | 2021-08-16 | cumulative_infections | 3300599.85 | 3436179.66 | 3526981.65 | 3527186.43 | 3612510.24 | 3829958.16 | Maintain Status Quo | Afghanistan | AFG | 2022-01-02 | v8 | TRUE
https://raw.githubusercontent.com/mrc-ide/global-lmic-reports/master/AFG/projections.csv | 2021-08-16 | cumulative_deaths | 6582.81 | 6944.9 | 7152.48 | 7144.13 | 7351.96 | 7845.51 | Maintain Status Quo | Afghanistan | AFG | 2022-01-02 | v8 | TRUE
https://raw.githubusercontent.com/mrc-ide/global-lmic-reports/master/AFG/projections.csv | 2021-08-16 | Rt | 0.66 | 0.68 | 0.69 | 0.69 | 0.7 | 0.72 | Maintain Status Quo | Afghanistan | AFG | 2022-01-02 | v8 | TRUE
https://raw.githubusercontent.com/mrc-ide/global-lmic-reports/master/AFG/projections.csv | 2021-08-16 | Reff | 0.57 | 0.6 | 0.6 | 0.6 | 0.61 | 0.63 | Maintain Status Quo | Afghanistan | AFG | 2022-01-02 | v8 | TRUE
https://raw.githubusercontent.com/mrc-ide/global-lmic-reports/master/AFG/projections.csv | 2021-08-16 | infections | 3277.28 | 3538.73 | 3730.2 | 3753.14 | 3981.39 | 4401.03 | Optimistic | Afghanistan | AFG | 2022-01-02 | v8 | TRUE
https://raw.githubusercontent.com/mrc-ide/global-lmic-reports/master/AFG/projections.csv | 2021-08-16 | deaths | 11.97 | 12.51 | 13.17 | 13.1 | 13.48 | 14.68 | Optimistic | Afghanistan | AFG | 2022-01-02 | v8 | TRUE
https://raw.githubusercontent.com/mrc-ide/global-lmic-reports/master/AFG/projections.csv | 2021-08-16 | hospital_demand | 490.57 | 519.86 | 554.37 | 552.34 | 572.32 | 646.82 | Optimistic | Afghanistan | AFG | 2022-01-02 | v8 | TRUE
https://raw.githubusercontent.com/mrc-ide/global-lmic-reports/master/AFG/projections.csv | 2021-08-16 | ICU_demand | 210.63 | 219.74 | 229.95 | 229.49 | 236.21 | 256.72 | Optimistic | Afghanistan | AFG | 2022-01-02 | v8 | TRUE
https://raw.githubusercontent.com/mrc-ide/global-lmic-reports/master/AFG/projections.csv | 2021-08-16 | hospital_incidence | 35.59 | 38.34 | 41.16 | 41.26 | 43.42 | 50.28 | Optimistic | Afghanistan | AFG | 2022-01-02 | v8 | TRUE
https://raw.githubusercontent.com/mrc-ide/global-lmic-reports/master/AFG/projections.csv | 2021-08-16 | ICU_incidence | 10.74 | 11.56 | 12.41 | 12.45 | 13.1 | 15.17 | Optimistic | Afghanistan | AFG | 2022-01-02 | v8 | TRUE
https://raw.githubusercontent.com/mrc-ide/global-lmic-reports/master/AFG/projections.csv | 2021-08-16 | prevalence | 29656.13 | 32225.24 | 34364.89 | 34463.43 | 36309.12 | 41817.24 | Optimistic | Afghanistan | AFG | 2022-01-02 | v8 | TRUE
https://raw.githubusercontent.com/mrc-ide/global-lmic-reports/master/AFG/projections.csv | 2021-08-16 | cumulative_infections | 3300599.85 | 3436179.66 | 3526981.65 | 3527186.43 | 3612510.24 | 3829958.16 | Optimistic | Afghanistan | AFG | 2022-01-02 | v8 | TRUE
https://raw.githubusercontent.com/mrc-ide/global-lmic-reports/master/AFG/projections.csv | 2021-08-16 | cumulative_deaths | 6582.81 | 6944.9 | 7152.48 | 7144.13 | 7351.96 | 7845.51 | Optimistic | Afghanistan | AFG | 2022-01-02 | v8 | TRUE
https://raw.githubusercontent.com/mrc-ide/global-lmic-reports/master/AFG/projections.csv | 2021-08-16 | Rt | 0.66 | 0.68 | 0.69 | 0.69 | 0.7 | 0.72 | Optimistic | Afghanistan | AFG | 2022-01-02 | v8 | TRUE
https://raw.githubusercontent.com/mrc-ide/global-lmic-reports/master/AFG/projections.csv | 2021-08-16 | Reff | 0.57 | 0.6 | 0.6 | 0.6 | 0.61 | 0.63 | Optimistic | Afghanistan | AFG | 2022-01-02 | v8 | TRUE
https://raw.githubusercontent.com/mrc-ide/global-lmic-reports/master/AFG/projections.csv | 2021-08-16 | infections | 3277.28 | 3538.73 | 3730.2 | 3753.14 | 3981.39 | 4401.03 | Pessimistic | Afghanistan | AFG | 2022-01-02 | v8 | TRUE
https://raw.githubusercontent.com/mrc-ide/global-lmic-reports/master/AFG/projections.csv | 2021-08-16 | deaths | 11.97 | 12.51 | 13.17 | 13.1 | 13.48 | 14.68 | Pessimistic | Afghanistan | AFG | 2022-01-02 | v8 | TRUE
https://raw.githubusercontent.com/mrc-ide/global-lmic-reports/master/AFG/projections.csv | 2021-08-16 | hospital_demand | 490.57 | 519.86 | 554.37 | 552.34 | 572.32 | 646.82 | Pessimistic | Afghanistan | AFG | 2022-01-02 | v8 | TRUE
https://raw.githubusercontent.com/mrc-ide/global-lmic-reports/master/AFG/projections.csv | 2021-08-16 | ICU_demand | 210.63 | 219.74 | 229.95 | 229.49 | 236.21 | 256.72 | Pessimistic | Afghanistan | AFG | 2022-01-02 | v8 | TRUE
https://raw.githubusercontent.com/mrc-ide/global-lmic-reports/master/AFG/projections.csv | 2021-08-16 | hospital_incidence | 35.59 | 38.34 | 41.16 | 41.26 | 43.42 | 50.28 | Pessimistic | Afghanistan | AFG | 2022-01-02 | v8 | TRUE
https://raw.githubusercontent.com/mrc-ide/global-lmic-reports/master/AFG/projections.csv | 2021-08-16 | ICU_incidence | 10.74 | 11.56 | 12.41 | 12.45 | 13.1 | 15.17 | Pessimistic | Afghanistan | AFG | 2022-01-02 | v8 | TRUE
https://raw.githubusercontent.com/mrc-ide/global-lmic-reports/master/AFG/projections.csv | 2021-08-16 | prevalence | 29656.13 | 32225.24 | 34364.89 | 34463.43 | 36309.12 | 41817.24 | Pessimistic | Afghanistan | AFG | 2022-01-02 | v8 | TRUE
https://raw.githubusercontent.com/mrc-ide/global-lmic-reports/master/AFG/projections.csv | 2021-08-16 | cumulative_infections | 3300599.85 | 3436179.66 | 3526981.65 | 3527186.43 | 3612510.24 | 3829958.16 | Pessimistic | Afghanistan | AFG | 2022-01-02 | v8 | TRUE
https://raw.githubusercontent.com/mrc-ide/global-lmic-reports/master/AFG/projections.csv | 2021-08-16 | cumulative_deaths | 6582.81 | 6944.9 | 7152.48 | 7144.13 | 7351.96 | 7845.51 | Pessimistic | Afghanistan | AFG | 2022-01-02 | v8 | TRUE
https://raw.githubusercontent.com/mrc-ide/global-lmic-reports/master/AFG/projections.csv | 2021-08-16 | Rt | 0.66 | 0.68 | 0.69 | 0.69 | 0.7 | 0.72 | Pessimistic | Afghanistan | AFG | 2022-01-02 | v8 | TRUE
https://raw.githubusercontent.com/mrc-ide/global-lmic-reports/master/AFG/projections.csv | 2021-08-16 | Reff | 0.57 | 0.6 | 0.6 | 0.6 | 0.61 | 0.63 | Pessimistic | Afghanistan | AFG | 2022-01-02 | v8 | TRUE
https://raw.githubusercontent.com/mrc-ide/global-lmic-reports/master/AFG/projections.csv | 2021-08-16 | infections | 3277.28 | 3538.73 | 3730.2 | 3753.14 | 3981.39 | 4401.03 | Relax Interventions 50% | Afghanistan | AFG | 2022-01-02 | v8 | TRUE
https://raw.githubusercontent.com/mrc-ide/global-lmic-reports/master/AFG/projections.csv | 2021-08-16 | deaths | 11.97 | 12.51 | 13.17 | 13.1 | 13.48 | 14.68 | Relax Interventions 50% | Afghanistan | AFG | 2022-01-02 | v8 | TRUE
https://raw.githubusercontent.com/mrc-ide/global-lmic-reports/master/AFG/projections.csv | 2021-08-16 | hospital_demand | 490.57 | 519.86 | 554.37 | 552.34 | 572.32 | 646.82 | Relax Interventions 50% | Afghanistan | AFG | 2022-01-02 | v8 | TRUE
https://raw.githubusercontent.com/mrc-ide/global-lmic-reports/master/AFG/projections.csv | 2021-08-16 | ICU_demand | 210.63 | 219.74 | 229.95 | 229.49 | 236.21 | 256.72 | Relax Interventions 50% | Afghanistan | AFG | 2022-01-02 | v8 | TRUE
https://raw.githubusercontent.com/mrc-ide/global-lmic-reports/master/AFG/projections.csv | 2021-08-16 | hospital_incidence | 35.59 | 38.34 | 41.16 | 41.26 | 43.42 | 50.28 | Relax Interventions 50% | Afghanistan | AFG | 2022-01-02 | v8 | TRUE
https://raw.githubusercontent.com/mrc-ide/global-lmic-reports/master/AFG/projections.csv | 2021-08-16 | ICU_incidence | 10.74 | 11.56 | 12.41 | 12.45 | 13.1 | 15.17 | Relax Interventions 50% | Afghanistan | AFG | 2022-01-02 | v8 | TRUE
https://raw.githubusercontent.com/mrc-ide/global-lmic-reports/master/AFG/projections.csv | 2021-08-16 | prevalence | 29656.13 | 32225.24 | 34364.89 | 34463.43 | 36309.12 | 41817.24 | Relax Interventions 50% | Afghanistan | AFG | 2022-01-02 | v8 | TRUE
https://raw.githubusercontent.com/mrc-ide/global-lmic-reports/master/AFG/projections.csv | 2021-08-16 | cumulative_infections | 3300599.85 | 3436179.66 | 3526981.65 | 3527186.43 | 3612510.24 | 3829958.16 | Relax Interventions 50% | Afghanistan | AFG | 2022-01-02 | v8 | TRUE
https://raw.githubusercontent.com/mrc-ide/global-lmic-reports/master/AFG/projections.csv | 2021-08-16 | cumulative_deaths | 6582.81 | 6944.9 | 7152.48 | 7144.13 | 7351.96 | 7845.51 | Relax Interventions 50% | Afghanistan | AFG | 2022-01-02 | v8 | TRUE
https://raw.githubusercontent.com/mrc-ide/global-lmic-reports/master/AFG/projections.csv | 2021-08-16 | Rt | 0.66 | 0.68 | 0.69 | 0.69 | 0.7 | 0.72 | Relax Interventions 50% | Afghanistan | AFG | 2022-01-02 | v8 | TRUE
https://raw.githubusercontent.com/mrc-ide/global-lmic-reports/master/AFG/projections.csv | 2021-08-16 | Reff | 0.57 | 0.6 | 0.6 | 0.6 | 0.61 | 0.63 | Relax Interventions 50% | Afghanistan | AFG | 2022-01-02 | v8 | TRUE
https://raw.githubusercontent.com/mrc-ide/global-lmic-reports/master/AFG/projections.csv | 2021-08-16 | infections | 3372.4 | 3593.15 | 3754.28 | 3789.05 | 3971.54 | 4243.02 | Surged Additional 50% Reduction | Afghanistan | AFG | 2022-01-02 | v8 | TRUE
https://raw.githubusercontent.com/mrc-ide/global-lmic-reports/master/AFG/projections.csv | 2021-08-16 | deaths | 13.89 | 14.51 | 15.05 | 15.14 | 15.78 | 16.62 | Surged Additional 50% Reduction | Afghanistan | AFG | 2022-01-02 | v8 | TRUE
https://raw.githubusercontent.com/mrc-ide/global-lmic-reports/master/AFG/projections.csv | 2021-08-16 | hospital_demand | 523.5 | 545.69 | 568.19 | 573.07 | 600.38 | 636.3 | Surged Additional 50% Reduction | Afghanistan | AFG | 2022-01-02 | v8 | TRUE
https://raw.githubusercontent.com/mrc-ide/global-lmic-reports/master/AFG/projections.csv | 2021-08-16 | ICU_demand | 260.73 | 272.02 | 282.26 | 283.39 | 295.13 | 310.99 | Surged Additional 50% Reduction | Afghanistan | AFG | 2022-01-02 | v8 | TRUE
https://raw.githubusercontent.com/mrc-ide/global-lmic-reports/master/AFG/projections.csv | 2021-08-16 | hospital_incidence | 36.62 | 38.99 | 41.19 | 41.62 | 44.15 | 47.68 | Surged Additional 50% Reduction | Afghanistan | AFG | 2022-01-02 | v8 | TRUE
https://raw.githubusercontent.com/mrc-ide/global-lmic-reports/master/AFG/projections.csv | 2021-08-16 | ICU_incidence | 11.05 | 11.76 | 12.42 | 12.55 | 13.32 | 14.38 | Surged Additional 50% Reduction | Afghanistan | AFG | 2022-01-02 | v8 | TRUE
https://raw.githubusercontent.com/mrc-ide/global-lmic-reports/master/AFG/projections.csv | 2021-08-16 | prevalence | 30933.2 | 32737.15 | 34382.03 | 34836.7 | 36730.61 | 39850.37 | Surged Additional 50% Reduction | Afghanistan | AFG | 2022-01-02 | v8 | TRUE
https://raw.githubusercontent.com/mrc-ide/global-lmic-reports/master/AFG/projections.csv | 2021-08-16 | cumulative_infections | 3352794.36 | 3432990.89 | 3504175.82 | 3507054.52 | 3562769.48 | 3710719.57 | Surged Additional 50% Reduction | Afghanistan | AFG | 2022-01-02 | v8 | TRUE
https://raw.githubusercontent.com/mrc-ide/global-lmic-reports/master/AFG/projections.csv | 2021-08-16 | cumulative_deaths | 5577.4 | 5690.18 | 5799.76 | 5812.07 | 5894.43 | 6178.06 | Surged Additional 50% Reduction | Afghanistan | AFG | 2022-01-02 | v8 | TRUE
https://raw.githubusercontent.com/mrc-ide/global-lmic-reports/master/AFG/projections.csv | 2021-08-16 | Rt | 0.66 | 0.68 | 0.69 | 0.69 | 0.71 | 0.73 | Surged Additional 50% Reduction | Afghanistan | AFG | 2022-01-02 | v8 | TRUE
https://raw.githubusercontent.com/mrc-ide/global-lmic-reports/master/AFG/projections.csv | 2021-08-16 | Reff | 0.57 | 0.6 | 0.61 | 0.61 | 0.62 | 0.63 | Surged Additional 50% Reduction | Afghanistan | AFG | 2022-01-02 | v8 | TRUE
https://raw.githubusercontent.com/mrc-ide/global-lmic-reports/master/AFG/projections.csv | 2021-08-16 | infections | 3372.4 | 3593.15 | 3754.28 | 3789.05 | 3971.54 | 4243.02 | Surged Maintain Status Quo | Afghanistan | AFG | 2022-01-02 | v8 | TRUE
https://raw.githubusercontent.com/mrc-ide/global-lmic-reports/master/AFG/projections.csv | 2021-08-16 | deaths | 13.89 | 14.51 | 15.05 | 15.14 | 15.78 | 16.62 | Surged Maintain Status Quo | Afghanistan | AFG | 2022-01-02 | v8 | TRUE
https://raw.githubusercontent.com/mrc-ide/global-lmic-reports/master/AFG/projections.csv | 2021-08-16 | hospital_demand | 523.5 | 545.69 | 568.19 | 573.07 | 600.38 | 636.3 | Surged Maintain Status Quo | Afghanistan | AFG | 2022-01-02 | v8 | TRUE
https://raw.githubusercontent.com/mrc-ide/global-lmic-reports/master/AFG/projections.csv | 2021-08-16 | ICU_demand | 260.73 | 272.02 | 282.26 | 283.39 | 295.13 | 310.99 | Surged Maintain Status Quo | Afghanistan | AFG | 2022-01-02 | v8 | TRUE
https://raw.githubusercontent.com/mrc-ide/global-lmic-reports/master/AFG/projections.csv | 2021-08-16 | hospital_incidence | 36.62 | 38.99 | 41.19 | 41.62 | 44.15 | 47.68 | Surged Maintain Status Quo | Afghanistan | AFG | 2022-01-02 | v8 | TRUE
https://raw.githubusercontent.com/mrc-ide/global-lmic-reports/master/AFG/projections.csv | 2021-08-16 | ICU_incidence | 11.05 | 11.76 | 12.42 | 12.55 | 13.32 | 14.38 | Surged Maintain Status Quo | Afghanistan | AFG | 2022-01-02 | v8 | TRUE
https://raw.githubusercontent.com/mrc-ide/global-lmic-reports/master/AFG/projections.csv | 2021-08-16 | prevalence | 30933.2 | 32737.15 | 34382.03 | 34836.7 | 36730.61 | 39850.37 | Surged Maintain Status Quo | Afghanistan | AFG | 2022-01-02 | v8 | TRUE
https://raw.githubusercontent.com/mrc-ide/global-lmic-reports/master/AFG/projections.csv | 2021-08-16 | cumulative_infections | 3352794.36 | 3432990.89 | 3504175.82 | 3507054.52 | 3562769.48 | 3710719.57 | Surged Maintain Status Quo | Afghanistan | AFG | 2022-01-02 | v8 | TRUE
https://raw.githubusercontent.com/mrc-ide/global-lmic-reports/master/AFG/projections.csv | 2021-08-16 | cumulative_deaths | 5577.4 | 5690.18 | 5799.76 | 5812.07 | 5894.43 | 6178.06 | Surged Maintain Status Quo | Afghanistan | AFG | 2022-01-02 | v8 | TRUE
https://raw.githubusercontent.com/mrc-ide/global-lmic-reports/master/AFG/projections.csv | 2021-08-16 | Rt | 0.66 | 0.68 | 0.69 | 0.69 | 0.71 | 0.73 | Surged Maintain Status Quo | Afghanistan | AFG | 2022-01-02 | v8 | TRUE
https://raw.githubusercontent.com/mrc-ide/global-lmic-reports/master/AFG/projections.csv | 2021-08-16 | Reff | 0.57 | 0.6 | 0.61 | 0.61 | 0.62 | 0.63 | Surged Maintain Status Quo | Afghanistan | AFG | 2022-01-02 | v8 | TRUE
https://raw.githubusercontent.com/mrc-ide/global-lmic-reports/master/AFG/projections.csv | 2021-08-16 | infections | 3372.4 | 3593.15 | 3754.28 | 3789.05 | 3971.54 | 4243.02 | Surged Optimistic | Afghanistan | AFG | 2022-01-02 | v8 | TRUE
https://raw.githubusercontent.com/mrc-ide/global-lmic-reports/master/AFG/projections.csv | 2021-08-16 | deaths | 13.89 | 14.51 | 15.05 | 15.14 | 15.78 | 16.62 | Surged Optimistic | Afghanistan | AFG | 2022-01-02 | v8 | TRUE
https://raw.githubusercontent.com/mrc-ide/global-lmic-reports/master/AFG/projections.csv | 2021-08-16 | hospital_demand | 523.5 | 545.69 | 568.19 | 573.07 | 600.38 | 636.3 | Surged Optimistic | Afghanistan | AFG | 2022-01-02 | v8 | TRUE
https://raw.githubusercontent.com/mrc-ide/global-lmic-reports/master/AFG/projections.csv | 2021-08-16 | ICU_demand | 260.73 | 272.02 | 282.26 | 283.39 | 295.13 | 310.99 | Surged Optimistic | Afghanistan | AFG | 2022-01-02 | v8 | TRUE
https://raw.githubusercontent.com/mrc-ide/global-lmic-reports/master/AFG/projections.csv | 2021-08-16 | hospital_incidence | 36.62 | 38.99 | 41.19 | 41.62 | 44.15 | 47.68 | Surged Optimistic | Afghanistan | AFG | 2022-01-02 | v8 | TRUE
https://raw.githubusercontent.com/mrc-ide/global-lmic-reports/master/AFG/projections.csv | 2021-08-16 | ICU_incidence | 11.05 | 11.76 | 12.42 | 12.55 | 13.32 | 14.38 | Surged Optimistic | Afghanistan | AFG | 2022-01-02 | v8 | TRUE
https://raw.githubusercontent.com/mrc-ide/global-lmic-reports/master/AFG/projections.csv | 2021-08-16 | prevalence | 30933.2 | 32737.15 | 34382.03 | 34836.7 | 36730.61 | 39850.37 | Surged Optimistic | Afghanistan | AFG | 2022-01-02 | v8 | TRUE
https://raw.githubusercontent.com/mrc-ide/global-lmic-reports/master/AFG/projections.csv | 2021-08-16 | cumulative_infections | 3352794.36 | 3432990.89 | 3504175.82 | 3507054.52 | 3562769.48 | 3710719.57 | Surged Optimistic | Afghanistan | AFG | 2022-01-02 | v8 | TRUE
https://raw.githubusercontent.com/mrc-ide/global-lmic-reports/master/AFG/projections.csv | 2021-08-16 | cumulative_deaths | 5577.4 | 5690.18 | 5799.76 | 5812.07 | 5894.43 | 6178.06 | Surged Optimistic | Afghanistan | AFG | 2022-01-02 | v8 | TRUE
https://raw.githubusercontent.com/mrc-ide/global-lmic-reports/master/AFG/projections.csv | 2021-08-16 | Rt | 0.66 | 0.68 | 0.69 | 0.69 | 0.71 | 0.73 | Surged Optimistic | Afghanistan | AFG | 2022-01-02 | v8 | TRUE
https://raw.githubusercontent.com/mrc-ide/global-lmic-reports/master/AFG/projections.csv | 2021-08-16 | Reff | 0.57 | 0.6 | 0.61 | 0.61 | 0.62 | 0.63 | Surged Optimistic | Afghanistan | AFG | 2022-01-02 | v8 | TRUE
https://raw.githubusercontent.com/mrc-ide/global-lmic-reports/master/AFG/projections.csv | 2021-08-16 | infections | 3372.4 | 3593.15 | 3754.28 | 3789.05 | 3971.54 | 4243.02 | Surged Pessimistic | Afghanistan | AFG | 2022-01-02 | v8 | TRUE
https://raw.githubusercontent.com/mrc-ide/global-lmic-reports/master/AFG/projections.csv | 2021-08-16 | deaths | 13.89 | 14.51 | 15.05 | 15.14 | 15.78 | 16.62 | Surged Pessimistic | Afghanistan | AFG | 2022-01-02 | v8 | TRUE
https://raw.githubusercontent.com/mrc-ide/global-lmic-reports/master/AFG/projections.csv | 2021-08-16 | hospital_demand | 523.5 | 545.69 | 568.19 | 573.07 | 600.38 | 636.3 | Surged Pessimistic | Afghanistan | AFG | 2022-01-02 | v8 | TRUE
https://raw.githubusercontent.com/mrc-ide/global-lmic-reports/master/AFG/projections.csv | 2021-08-16 | ICU_demand | 260.73 | 272.02 | 282.26 | 283.39 | 295.13 | 310.99 | Surged Pessimistic | Afghanistan | AFG | 2022-01-02 | v8 | TRUE
https://raw.githubusercontent.com/mrc-ide/global-lmic-reports/master/AFG/projections.csv | 2021-08-16 | hospital_incidence | 36.62 | 38.99 | 41.19 | 41.62 | 44.15 | 47.68 | Surged Pessimistic | Afghanistan | AFG | 2022-01-02 | v8 | TRUE
https://raw.githubusercontent.com/mrc-ide/global-lmic-reports/master/AFG/projections.csv | 2021-08-16 | ICU_incidence | 11.05 | 11.76 | 12.42 | 12.55 | 13.32 | 14.38 | Surged Pessimistic | Afghanistan | AFG | 2022-01-02 | v8 | TRUE
https://raw.githubusercontent.com/mrc-ide/global-lmic-reports/master/AFG/projections.csv | 2021-08-16 | prevalence | 30933.2 | 32737.15 | 34382.03 | 34836.7 | 36730.61 | 39850.37 | Surged Pessimistic | Afghanistan | AFG | 2022-01-02 | v8 | TRUE
https://raw.githubusercontent.com/mrc-ide/global-lmic-reports/master/AFG/projections.csv | 2021-08-16 | cumulative_infections | 3352794.36 | 3432990.89 | 3504175.82 | 3507054.52 | 3562769.48 | 3710719.57 | Surged Pessimistic | Afghanistan | AFG | 2022-01-02 | v8 | TRUE
https://raw.githubusercontent.com/mrc-ide/global-lmic-reports/master/AFG/projections.csv | 2021-08-16 | cumulative_deaths | 5577.4 | 5690.18 | 5799.76 | 5812.07 | 5894.43 | 6178.06 | Surged Pessimistic | Afghanistan | AFG | 2022-01-02 | v8 | TRUE
https://raw.githubusercontent.com/mrc-ide/global-lmic-reports/master/AFG/projections.csv | 2021-08-16 | Rt | 0.66 | 0.68 | 0.69 | 0.69 | 0.71 | 0.73 | Surged Pessimistic | Afghanistan | AFG | 2022-01-02 | v8 | TRUE
https://raw.githubusercontent.com/mrc-ide/global-lmic-reports/master/AFG/projections.csv | 2021-08-16 | Reff | 0.57 | 0.6 | 0.61 | 0.61 | 0.62 | 0.63 | Surged Pessimistic | Afghanistan | AFG | 2022-01-02 | v8 | TRUE
https://raw.githubusercontent.com/mrc-ide/global-lmic-reports/master/AFG/projections.csv | 2021-08-16 | infections | 3372.4 | 3593.15 | 3754.28 | 3789.05 | 3971.54 | 4243.02 | Surged Relax Interventions 50% | Afghanistan | AFG | 2022-01-02 | v8 | TRUE
https://raw.githubusercontent.com/mrc-ide/global-lmic-reports/master/AFG/projections.csv | 2021-08-16 | deaths | 13.89 | 14.51 | 15.05 | 15.14 | 15.78 | 16.62 | Surged Relax Interventions 50% | Afghanistan | AFG | 2022-01-02 | v8 | TRUE
https://raw.githubusercontent.com/mrc-ide/global-lmic-reports/master/AFG/projections.csv | 2021-08-16 | hospital_demand | 523.5 | 545.69 | 568.19 | 573.07 | 600.38 | 636.3 | Surged Relax Interventions 50% | Afghanistan | AFG | 2022-01-02 | v8 | TRUE
https://raw.githubusercontent.com/mrc-ide/global-lmic-reports/master/AFG/projections.csv | 2021-08-16 | ICU_demand | 260.73 | 272.02 | 282.26 | 283.39 | 295.13 | 310.99 | Surged Relax Interventions 50% | Afghanistan | AFG | 2022-01-02 | v8 | TRUE
https://raw.githubusercontent.com/mrc-ide/global-lmic-reports/master/AFG/projections.csv | 2021-08-16 | hospital_incidence | 36.62 | 38.99 | 41.19 | 41.62 | 44.15 | 47.68 | Surged Relax Interventions 50% | Afghanistan | AFG | 2022-01-02 | v8 | TRUE
https://raw.githubusercontent.com/mrc-ide/global-lmic-reports/master/AFG/projections.csv | 2021-08-16 | ICU_incidence | 11.05 | 11.76 | 12.42 | 12.55 | 13.32 | 14.38 | Surged Relax Interventions 50% | Afghanistan | AFG | 2022-01-02 | v8 | TRUE
https://raw.githubusercontent.com/mrc-ide/global-lmic-reports/master/AFG/projections.csv | 2021-08-16 | prevalence | 30933.2 | 32737.15 | 34382.03 | 34836.7 | 36730.61 | 39850.37 | Surged Relax Interventions 50% | Afghanistan | AFG | 2022-01-02 | v8 | TRUE
https://raw.githubusercontent.com/mrc-ide/global-lmic-reports/master/AFG/projections.csv | 2021-08-16 | cumulative_infections | 3352794.36 | 3432990.89 | 3504175.82 | 3507054.52 | 3562769.48 | 3710719.57 | Surged Relax Interventions 50% | Afghanistan | AFG | 2022-01-02 | v8 | TRUE
https://raw.githubusercontent.com/mrc-ide/global-lmic-reports/master/AFG/projections.csv | 2021-08-16 | cumulative_deaths | 5577.4 | 5690.18 | 5799.76 | 5812.07 | 5894.43 | 6178.06 | Surged Relax Interventions 50% | Afghanistan | AFG | 2022-01-02 | v8 | TRUE
https://raw.githubusercontent.com/mrc-ide/global-lmic-reports/master/AFG/projections.csv | 2021-08-16 | Rt | 0.66 | 0.68 | 0.69 | 0.69 | 0.71 | 0.73 | Surged Relax Interventions 50% | Afghanistan | AFG | 2022-01-02 | v8 | TRUE
https://raw.githubusercontent.com/mrc-ide/global-lmic-reports/master/AFG/projections.csv | 2021-08-16 | Reff | 0.57 | 0.6 | 0.61 | 0.61 | 0.62 | 0.63 | Surged Relax Interventions 50% | Afghanistan | AFG | 2022-01-02 | v8 | TRUE
https://raw.githubusercontent.com/mrc-ide/global-lmic-reports/master/AFG/projections.csv | 2021-08-17 | infections | 2961.44 | 3107.93 | 3322.28 | 3349.23 | 3507.68 | 3851.58 | Additional 50% Reduction | Afghanistan | AFG | 2022-01-02 | v8 | TRUE
https://raw.githubusercontent.com/mrc-ide/global-lmic-reports/master/AFG/projections.csv | 2021-08-17 | deaths | 11.54 | 12.09 | 12.73 | 12.68 | 13.06 | 14.31 | Additional 50% Reduction | Afghanistan | AFG | 2022-01-02 | v8 | TRUE
https://raw.githubusercontent.com/mrc-ide/global-lmic-reports/master/AFG/projections.csv | 2021-08-17 | hospital_demand | 469.21 | 497.25 | 530.67 | 529.15 | 548.89 | 622 | Additional 50% Reduction | Afghanistan | AFG | 2022-01-02 | v8 | TRUE
https://raw.githubusercontent.com/mrc-ide/global-lmic-reports/master/AFG/projections.csv | 2021-08-17 | ICU_demand | 203.82 | 212.97 | 223.2 | 222.92 | 229.78 | 250.97 | Additional 50% Reduction | Afghanistan | AFG | 2022-01-02 | v8 | TRUE
https://raw.githubusercontent.com/mrc-ide/global-lmic-reports/master/AFG/projections.csv | 2021-08-17 | hospital_incidence | 33.87 | 36.55 | 39.2 | 39.33 | 41.44 | 47.97 | Additional 50% Reduction | Afghanistan | AFG | 2022-01-02 | v8 | TRUE
https://raw.githubusercontent.com/mrc-ide/global-lmic-reports/master/AFG/projections.csv | 2021-08-17 | ICU_incidence | 10.21 | 11.02 | 11.82 | 11.86 | 12.5 | 14.47 | Additional 50% Reduction | Afghanistan | AFG | 2022-01-02 | v8 | TRUE
https://raw.githubusercontent.com/mrc-ide/global-lmic-reports/master/AFG/projections.csv | 2021-08-17 | prevalence | 27837.45 | 30180.96 | 32070.02 | 32216.87 | 33985.03 | 38795.06 | Additional 50% Reduction | Afghanistan | AFG | 2022-01-02 | v8 | TRUE
https://raw.githubusercontent.com/mrc-ide/global-lmic-reports/master/AFG/projections.csv | 2021-08-17 | cumulative_infections | 3304079.33 | 3439407.69 | 3530177.86 | 3530535.66 | 3615703.65 | 3833457.62 | Additional 50% Reduction | Afghanistan | AFG | 2022-01-02 | v8 | TRUE
https://raw.githubusercontent.com/mrc-ide/global-lmic-reports/master/AFG/projections.csv | 2021-08-17 | cumulative_deaths | 6594.98 | 6957.66 | 7165.54 | 7156.81 | 7364.84 | 7858.62 | Additional 50% Reduction | Afghanistan | AFG | 2022-01-02 | v8 | TRUE
https://raw.githubusercontent.com/mrc-ide/global-lmic-reports/master/AFG/projections.csv | 2021-08-17 | Rt | 0.67 | 0.7 | 0.7 | 0.7 | 0.71 | 0.73 | Additional 50% Reduction | Afghanistan | AFG | 2022-01-02 | v8 | TRUE
https://raw.githubusercontent.com/mrc-ide/global-lmic-reports/master/AFG/projections.csv | 2021-08-17 | Reff | 0.58 | 0.61 | 0.61 | 0.61 | 0.62 | 0.64 | Additional 50% Reduction | Afghanistan | AFG | 2022-01-02 | v8 | TRUE
https://raw.githubusercontent.com/mrc-ide/global-lmic-reports/master/AFG/projections.csv | 2021-08-17 | infections | 2961.44 | 3107.93 | 3322.28 | 3349.23 | 3507.68 | 3851.58 | Maintain Status Quo | Afghanistan | AFG | 2022-01-02 | v8 | TRUE
https://raw.githubusercontent.com/mrc-ide/global-lmic-reports/master/AFG/projections.csv | 2021-08-17 | deaths | 11.54 | 12.09 | 12.73 | 12.68 | 13.06 | 14.31 | Maintain Status Quo | Afghanistan | AFG | 2022-01-02 | v8 | TRUE
https://raw.githubusercontent.com/mrc-ide/global-lmic-reports/master/AFG/projections.csv | 2021-08-17 | hospital_demand | 469.21 | 497.25 | 530.67 | 529.15 | 548.89 | 622 | Maintain Status Quo | Afghanistan | AFG | 2022-01-02 | v8 | TRUE
https://raw.githubusercontent.com/mrc-ide/global-lmic-reports/master/AFG/projections.csv | 2021-08-17 | ICU_demand | 203.82 | 212.97 | 223.2 | 222.92 | 229.78 | 250.97 | Maintain Status Quo | Afghanistan | AFG | 2022-01-02 | v8 | TRUE
https://raw.githubusercontent.com/mrc-ide/global-lmic-reports/master/AFG/projections.csv | 2021-08-17 | hospital_incidence | 33.87 | 36.55 | 39.2 | 39.33 | 41.44 | 47.97 | Maintain Status Quo | Afghanistan | AFG | 2022-01-02 | v8 | TRUE
https://raw.githubusercontent.com/mrc-ide/global-lmic-reports/master/AFG/projections.csv | 2021-08-17 | ICU_incidence | 10.21 | 11.02 | 11.82 | 11.86 | 12.5 | 14.47 | Maintain Status Quo | Afghanistan | AFG | 2022-01-02 | v8 | TRUE
https://raw.githubusercontent.com/mrc-ide/global-lmic-reports/master/AFG/projections.csv | 2021-08-17 | prevalence | 27837.45 | 30180.96 | 32070.02 | 32216.87 | 33985.03 | 38795.06 | Maintain Status Quo | Afghanistan | AFG | 2022-01-02 | v8 | TRUE
https://raw.githubusercontent.com/mrc-ide/global-lmic-reports/master/AFG/projections.csv | 2021-08-17 | cumulative_infections | 3304079.33 | 3439407.69 | 3530177.86 | 3530535.66 | 3615703.65 | 3833457.62 | Maintain Status Quo | Afghanistan | AFG | 2022-01-02 | v8 | TRUE
https://raw.githubusercontent.com/mrc-ide/global-lmic-reports/master/AFG/projections.csv | 2021-08-17 | cumulative_deaths | 6594.98 | 6957.66 | 7165.54 | 7156.81 | 7364.84 | 7858.62 | Maintain Status Quo | Afghanistan | AFG | 2022-01-02 | v8 | TRUE
https://raw.githubusercontent.com/mrc-ide/global-lmic-reports/master/AFG/projections.csv | 2021-08-17 | Rt | 0.67 | 0.7 | 0.7 | 0.7 | 0.71 | 0.73 | Maintain Status Quo | Afghanistan | AFG | 2022-01-02 | v8 | TRUE
https://raw.githubusercontent.com/mrc-ide/global-lmic-reports/master/AFG/projections.csv | 2021-08-17 | Reff | 0.58 | 0.61 | 0.61 | 0.61 | 0.62 | 0.64 | Maintain Status Quo | Afghanistan | AFG | 2022-01-02 | v8 | TRUE
https://raw.githubusercontent.com/mrc-ide/global-lmic-reports/master/AFG/projections.csv | 2021-08-17 | infections | 2961.44 | 3107.93 | 3322.28 | 3349.23 | 3507.68 | 3851.58 | Optimistic | Afghanistan | AFG | 2022-01-02 | v8 | TRUE
https://raw.githubusercontent.com/mrc-ide/global-lmic-reports/master/AFG/projections.csv | 2021-08-17 | deaths | 11.54 | 12.09 | 12.73 | 12.68 | 13.06 | 14.31 | Optimistic | Afghanistan | AFG | 2022-01-02 | v8 | TRUE
https://raw.githubusercontent.com/mrc-ide/global-lmic-reports/master/AFG/projections.csv | 2021-08-17 | hospital_demand | 469.21 | 497.25 | 530.67 | 529.15 | 548.89 | 622 | Optimistic | Afghanistan | AFG | 2022-01-02 | v8 | TRUE
https://raw.githubusercontent.com/mrc-ide/global-lmic-reports/master/AFG/projections.csv | 2021-08-17 | ICU_demand | 203.82 | 212.97 | 223.2 | 222.92 | 229.78 | 250.97 | Optimistic | Afghanistan | AFG | 2022-01-02 | v8 | TRUE
https://raw.githubusercontent.com/mrc-ide/global-lmic-reports/master/AFG/projections.csv | 2021-08-17 | hospital_incidence | 33.87 | 36.55 | 39.2 | 39.33 | 41.44 | 47.97 | Optimistic | Afghanistan | AFG | 2022-01-02 | v8 | TRUE
https://raw.githubusercontent.com/mrc-ide/global-lmic-reports/master/AFG/projections.csv | 2021-08-17 | ICU_incidence | 10.21 | 11.02 | 11.82 | 11.86 | 12.5 | 14.47 | Optimistic | Afghanistan | AFG | 2022-01-02 | v8 | TRUE
https://raw.githubusercontent.com/mrc-ide/global-lmic-reports/master/AFG/projections.csv | 2021-08-17 | prevalence | 27837.45 | 30180.96 | 32070.02 | 32216.87 | 33985.03 | 38795.06 | Optimistic | Afghanistan | AFG | 2022-01-02 | v8 | TRUE
https://raw.githubusercontent.com/mrc-ide/global-lmic-reports/master/AFG/projections.csv | 2021-08-17 | cumulative_infections | 3304079.33 | 3439407.69 | 3530177.86 | 3530535.66 | 3615703.65 | 3833457.62 | Optimistic | Afghanistan | AFG | 2022-01-02 | v8 | TRUE
https://raw.githubusercontent.com/mrc-ide/global-lmic-reports/master/AFG/projections.csv | 2021-08-17 | cumulative_deaths | 6594.98 | 6957.66 | 7165.54 | 7156.81 | 7364.84 | 7858.62 | Optimistic | Afghanistan | AFG | 2022-01-02 | v8 | TRUE
https://raw.githubusercontent.com/mrc-ide/global-lmic-reports/master/AFG/projections.csv | 2021-08-17 | Rt | 0.67 | 0.7 | 0.7 | 0.7 | 0.71 | 0.73 | Optimistic | Afghanistan | AFG | 2022-01-02 | v8 | TRUE
https://raw.githubusercontent.com/mrc-ide/global-lmic-reports/master/AFG/projections.csv | 2021-08-17 | Reff | 0.58 | 0.61 | 0.61 | 0.61 | 0.62 | 0.64 | Optimistic | Afghanistan | AFG | 2022-01-02 | v8 | TRUE
https://raw.githubusercontent.com/mrc-ide/global-lmic-reports/master/AFG/projections.csv | 2021-08-17 | infections | 2961.44 | 3107.93 | 3322.28 | 3349.23 | 3507.68 | 3851.58 | Pessimistic | Afghanistan | AFG | 2022-01-02 | v8 | TRUE
https://raw.githubusercontent.com/mrc-ide/global-lmic-reports/master/AFG/projections.csv | 2021-08-17 | deaths | 11.54 | 12.09 | 12.73 | 12.68 | 13.06 | 14.31 | Pessimistic | Afghanistan | AFG | 2022-01-02 | v8 | TRUE
https://raw.githubusercontent.com/mrc-ide/global-lmic-reports/master/AFG/projections.csv | 2021-08-17 | hospital_demand | 469.21 | 497.25 | 530.67 | 529.15 | 548.89 | 622 | Pessimistic | Afghanistan | AFG | 2022-01-02 | v8 | TRUE
https://raw.githubusercontent.com/mrc-ide/global-lmic-reports/master/AFG/projections.csv | 2021-08-17 | ICU_demand | 203.82 | 212.97 | 223.2 | 222.92 | 229.78 | 250.97 | Pessimistic | Afghanistan | AFG | 2022-01-02 | v8 | TRUE
https://raw.githubusercontent.com/mrc-ide/global-lmic-reports/master/AFG/projections.csv | 2021-08-17 | hospital_incidence | 33.87 | 36.55 | 39.2 | 39.33 | 41.44 | 47.97 | Pessimistic | Afghanistan | AFG | 2022-01-02 | v8 | TRUE
https://raw.githubusercontent.com/mrc-ide/global-lmic-reports/master/AFG/projections.csv | 2021-08-17 | ICU_incidence | 10.21 | 11.02 | 11.82 | 11.86 | 12.5 | 14.47 | Pessimistic | Afghanistan | AFG | 2022-01-02 | v8 | TRUE
https://raw.githubusercontent.com/mrc-ide/global-lmic-reports/master/AFG/projections.csv | 2021-08-17 | prevalence | 27837.45 | 30180.96 | 32070.02 | 32216.87 | 33985.03 | 38795.06 | Pessimistic | Afghanistan | AFG | 2022-01-02 | v8 | TRUE
https://raw.githubusercontent.com/mrc-ide/global-lmic-reports/master/AFG/projections.csv | 2021-08-17 | cumulative_infections | 3304079.33 | 3439407.69 | 3530177.86 | 3530535.66 | 3615703.65 | 3833457.62 | Pessimistic | Afghanistan | AFG | 2022-01-02 | v8 | TRUE
https://raw.githubusercontent.com/mrc-ide/global-lmic-reports/master/AFG/projections.csv | 2021-08-17 | cumulative_deaths | 6594.98 | 6957.66 | 7165.54 | 7156.81 | 7364.84 | 7858.62 | Pessimistic | Afghanistan | AFG | 2022-01-02 | v8 | TRUE
https://raw.githubusercontent.com/mrc-ide/global-lmic-reports/master/AFG/projections.csv | 2021-08-17 | Rt | 0.67 | 0.7 | 0.7 | 0.7 | 0.71 | 0.73 | Pessimistic | Afghanistan | AFG | 2022-01-02 | v8 | TRUE
https://raw.githubusercontent.com/mrc-ide/global-lmic-reports/master/AFG/projections.csv | 2021-08-17 | Reff | 0.58 | 0.61 | 0.61 | 0.61 | 0.62 | 0.64 | Pessimistic | Afghanistan | AFG | 2022-01-02 | v8 | TRUE
https://raw.githubusercontent.com/mrc-ide/global-lmic-reports/master/AFG/projections.csv | 2021-08-17 | infections | 2961.44 | 3107.93 | 3322.28 | 3349.23 | 3507.68 | 3851.58 | Relax Interventions 50% | Afghanistan | AFG | 2022-01-02 | v8 | TRUE
https://raw.githubusercontent.com/mrc-ide/global-lmic-reports/master/AFG/projections.csv | 2021-08-17 | deaths | 11.54 | 12.09 | 12.73 | 12.68 | 13.06 | 14.31 | Relax Interventions 50% | Afghanistan | AFG | 2022-01-02 | v8 | TRUE
https://raw.githubusercontent.com/mrc-ide/global-lmic-reports/master/AFG/projections.csv | 2021-08-17 | hospital_demand | 469.21 | 497.25 | 530.67 | 529.15 | 548.89 | 622 | Relax Interventions 50% | Afghanistan | AFG | 2022-01-02 | v8 | TRUE
https://raw.githubusercontent.com/mrc-ide/global-lmic-reports/master/AFG/projections.csv | 2021-08-17 | ICU_demand | 203.82 | 212.97 | 223.2 | 222.92 | 229.78 | 250.97 | Relax Interventions 50% | Afghanistan | AFG | 2022-01-02 | v8 | TRUE
https://raw.githubusercontent.com/mrc-ide/global-lmic-reports/master/AFG/projections.csv | 2021-08-17 | hospital_incidence | 33.87 | 36.55 | 39.2 | 39.33 | 41.44 | 47.97 | Relax Interventions 50% | Afghanistan | AFG | 2022-01-02 | v8 | TRUE
https://raw.githubusercontent.com/mrc-ide/global-lmic-reports/master/AFG/projections.csv | 2021-08-17 | ICU_incidence | 10.21 | 11.02 | 11.82 | 11.86 | 12.5 | 14.47 | Relax Interventions 50% | Afghanistan | AFG | 2022-01-02 | v8 | TRUE
https://raw.githubusercontent.com/mrc-ide/global-lmic-reports/master/AFG/projections.csv | 2021-08-17 | prevalence | 27837.45 | 30180.96 | 32070.02 | 32216.87 | 33985.03 | 38795.06 | Relax Interventions 50% | Afghanistan | AFG | 2022-01-02 | v8 | TRUE
https://raw.githubusercontent.com/mrc-ide/global-lmic-reports/master/AFG/projections.csv | 2021-08-17 | cumulative_infections | 3304079.33 | 3439407.69 | 3530177.86 | 3530535.66 | 3615703.65 | 3833457.62 | Relax Interventions 50% | Afghanistan | AFG | 2022-01-02 | v8 | TRUE
https://raw.githubusercontent.com/mrc-ide/global-lmic-reports/master/AFG/projections.csv | 2021-08-17 | cumulative_deaths | 6594.98 | 6957.66 | 7165.54 | 7156.81 | 7364.84 | 7858.62 | Relax Interventions 50% | Afghanistan | AFG | 2022-01-02 | v8 | TRUE
https://raw.githubusercontent.com/mrc-ide/global-lmic-reports/master/AFG/projections.csv | 2021-08-17 | Rt | 0.67 | 0.7 | 0.7 | 0.7 | 0.71 | 0.73 | Relax Interventions 50% | Afghanistan | AFG | 2022-01-02 | v8 | TRUE
https://raw.githubusercontent.com/mrc-ide/global-lmic-reports/master/AFG/projections.csv | 2021-08-17 | Reff | 0.58 | 0.61 | 0.61 | 0.61 | 0.62 | 0.64 | Relax Interventions 50% | Afghanistan | AFG | 2022-01-02 | v8 | TRUE
https://raw.githubusercontent.com/mrc-ide/global-lmic-reports/master/AFG/projections.csv | 2021-08-17 | infections | 3048.29 | 3208.94 | 3353.77 | 3392.12 | 3575.03 | 3752.93 | Surged Additional 50% Reduction | Afghanistan | AFG | 2022-01-02 | v8 | TRUE
https://raw.githubusercontent.com/mrc-ide/global-lmic-reports/master/AFG/projections.csv | 2021-08-17 | deaths | 13.27 | 13.85 | 14.38 | 14.46 | 15.09 | 15.91 | Surged Additional 50% Reduction | Afghanistan | AFG | 2022-01-02 | v8 | TRUE
https://raw.githubusercontent.com/mrc-ide/global-lmic-reports/master/AFG/projections.csv | 2021-08-17 | hospital_demand | 498.41 | 521.1 | 543.68 | 548.24 | 575.06 | 610.63 | Surged Additional 50% Reduction | Afghanistan | AFG | 2022-01-02 | v8 | TRUE
https://raw.githubusercontent.com/mrc-ide/global-lmic-reports/master/AFG/projections.csv | 2021-08-17 | ICU_demand | 249.35 | 260.17 | 269.67 | 271.04 | 282.57 | 298.12 | Surged Additional 50% Reduction | Afghanistan | AFG | 2022-01-02 | v8 | TRUE
https://raw.githubusercontent.com/mrc-ide/global-lmic-reports/master/AFG/projections.csv | 2021-08-17 | hospital_incidence | 34.97 | 37.07 | 39.27 | 39.67 | 42.1 | 45.49 | Surged Additional 50% Reduction | Afghanistan | AFG | 2022-01-02 | v8 | TRUE
https://raw.githubusercontent.com/mrc-ide/global-lmic-reports/master/AFG/projections.csv | 2021-08-17 | ICU_incidence | 10.54 | 11.18 | 11.84 | 11.96 | 12.69 | 13.72 | Surged Additional 50% Reduction | Afghanistan | AFG | 2022-01-02 | v8 | TRUE
https://raw.githubusercontent.com/mrc-ide/global-lmic-reports/master/AFG/projections.csv | 2021-08-17 | prevalence | 29037.18 | 30698.23 | 32041.89 | 32577.03 | 34436.81 | 37100.06 | Surged Additional 50% Reduction | Afghanistan | AFG | 2022-01-02 | v8 | TRUE
https://raw.githubusercontent.com/mrc-ide/global-lmic-reports/master/AFG/projections.csv | 2021-08-17 | cumulative_infections | 3355947.25 | 3436608.9 | 3507552.78 | 3510446.64 | 3566108.73 | 3713865.7 | Surged Additional 50% Reduction | Afghanistan | AFG | 2022-01-02 | v8 | TRUE
https://raw.githubusercontent.com/mrc-ide/global-lmic-reports/master/AFG/projections.csv | 2021-08-17 | cumulative_deaths | 5592.55 | 5705.14 | 5814.37 | 5826.53 | 5908.69 | 6191.89 | Surged Additional 50% Reduction | Afghanistan | AFG | 2022-01-02 | v8 | TRUE
https://raw.githubusercontent.com/mrc-ide/global-lmic-reports/master/AFG/projections.csv | 2021-08-17 | Rt | 0.67 | 0.69 | 0.7 | 0.7 | 0.72 | 0.73 | Surged Additional 50% Reduction | Afghanistan | AFG | 2022-01-02 | v8 | TRUE
https://raw.githubusercontent.com/mrc-ide/global-lmic-reports/master/AFG/projections.csv | 2021-08-17 | Reff | 0.59 | 0.61 | 0.61 | 0.61 | 0.63 | 0.64 | Surged Additional 50% Reduction | Afghanistan | AFG | 2022-01-02 | v8 | TRUE
https://raw.githubusercontent.com/mrc-ide/global-lmic-reports/master/AFG/projections.csv | 2021-08-17 | infections | 3048.29 | 3208.94 | 3353.77 | 3392.12 | 3575.03 | 3752.93 | Surged Maintain Status Quo | Afghanistan | AFG | 2022-01-02 | v8 | TRUE
https://raw.githubusercontent.com/mrc-ide/global-lmic-reports/master/AFG/projections.csv | 2021-08-17 | deaths | 13.27 | 13.85 | 14.38 | 14.46 | 15.09 | 15.91 | Surged Maintain Status Quo | Afghanistan | AFG | 2022-01-02 | v8 | TRUE
https://raw.githubusercontent.com/mrc-ide/global-lmic-reports/master/AFG/projections.csv | 2021-08-17 | hospital_demand | 498.41 | 521.1 | 543.68 | 548.24 | 575.06 | 610.63 | Surged Maintain Status Quo | Afghanistan | AFG | 2022-01-02 | v8 | TRUE
https://raw.githubusercontent.com/mrc-ide/global-lmic-reports/master/AFG/projections.csv | 2021-08-17 | ICU_demand | 249.35 | 260.17 | 269.67 | 271.04 | 282.57 | 298.12 | Surged Maintain Status Quo | Afghanistan | AFG | 2022-01-02 | v8 | TRUE
https://raw.githubusercontent.com/mrc-ide/global-lmic-reports/master/AFG/projections.csv | 2021-08-17 | hospital_incidence | 34.97 | 37.07 | 39.27 | 39.67 | 42.1 | 45.49 | Surged Maintain Status Quo | Afghanistan | AFG | 2022-01-02 | v8 | TRUE
https://raw.githubusercontent.com/mrc-ide/global-lmic-reports/master/AFG/projections.csv | 2021-08-17 | ICU_incidence | 10.54 | 11.18 | 11.84 | 11.96 | 12.69 | 13.72 | Surged Maintain Status Quo | Afghanistan | AFG | 2022-01-02 | v8 | TRUE
https://raw.githubusercontent.com/mrc-ide/global-lmic-reports/master/AFG/projections.csv | 2021-08-17 | prevalence | 29037.18 | 30698.23 | 32041.89 | 32577.03 | 34436.81 | 37100.06 | Surged Maintain Status Quo | Afghanistan | AFG | 2022-01-02 | v8 | TRUE
https://raw.githubusercontent.com/mrc-ide/global-lmic-reports/master/AFG/projections.csv | 2021-08-17 | cumulative_infections | 3355947.25 | 3436608.9 | 3507552.78 | 3510446.64 | 3566108.73 | 3713865.7 | Surged Maintain Status Quo | Afghanistan | AFG | 2022-01-02 | v8 | TRUE
https://raw.githubusercontent.com/mrc-ide/global-lmic-reports/master/AFG/projections.csv | 2021-08-17 | cumulative_deaths | 5592.55 | 5705.14 | 5814.37 | 5826.53 | 5908.69 | 6191.89 | Surged Maintain Status Quo | Afghanistan | AFG | 2022-01-02 | v8 | TRUE
https://raw.githubusercontent.com/mrc-ide/global-lmic-reports/master/AFG/projections.csv | 2021-08-17 | Rt | 0.67 | 0.69 | 0.7 | 0.7 | 0.72 | 0.73 | Surged Maintain Status Quo | Afghanistan | AFG | 2022-01-02 | v8 | TRUE
https://raw.githubusercontent.com/mrc-ide/global-lmic-reports/master/AFG/projections.csv | 2021-08-17 | Reff | 0.59 | 0.61 | 0.61 | 0.61 | 0.63 | 0.64 | Surged Maintain Status Quo | Afghanistan | AFG | 2022-01-02 | v8 | TRUE
https://raw.githubusercontent.com/mrc-ide/global-lmic-reports/master/AFG/projections.csv | 2021-08-17 | infections | 3048.29 | 3208.94 | 3353.77 | 3392.12 | 3575.03 | 3752.93 | Surged Optimistic | Afghanistan | AFG | 2022-01-02 | v8 | TRUE
https://raw.githubusercontent.com/mrc-ide/global-lmic-reports/master/AFG/projections.csv | 2021-08-17 | deaths | 13.27 | 13.85 | 14.38 | 14.46 | 15.09 | 15.91 | Surged Optimistic | Afghanistan | AFG | 2022-01-02 | v8 | TRUE
https://raw.githubusercontent.com/mrc-ide/global-lmic-reports/master/AFG/projections.csv | 2021-08-17 | hospital_demand | 498.41 | 521.1 | 543.68 | 548.24 | 575.06 | 610.63 | Surged Optimistic | Afghanistan | AFG | 2022-01-02 | v8 | TRUE
https://raw.githubusercontent.com/mrc-ide/global-lmic-reports/master/AFG/projections.csv | 2021-08-17 | ICU_demand | 249.35 | 260.17 | 269.67 | 271.04 | 282.57 | 298.12 | Surged Optimistic | Afghanistan | AFG | 2022-01-02 | v8 | TRUE
https://raw.githubusercontent.com/mrc-ide/global-lmic-reports/master/AFG/projections.csv | 2021-08-17 | hospital_incidence | 34.97 | 37.07 | 39.27 | 39.67 | 42.1 | 45.49 | Surged Optimistic | Afghanistan | AFG | 2022-01-02 | v8 | TRUE
https://raw.githubusercontent.com/mrc-ide/global-lmic-reports/master/AFG/projections.csv | 2021-08-17 | ICU_incidence | 10.54 | 11.18 | 11.84 | 11.96 | 12.69 | 13.72 | Surged Optimistic | Afghanistan | AFG | 2022-01-02 | v8 | TRUE
https://raw.githubusercontent.com/mrc-ide/global-lmic-reports/master/AFG/projections.csv | 2021-08-17 | prevalence | 29037.18 | 30698.23 | 32041.89 | 32577.03 | 34436.81 | 37100.06 | Surged Optimistic | Afghanistan | AFG | 2022-01-02 | v8 | TRUE
https://raw.githubusercontent.com/mrc-ide/global-lmic-reports/master/AFG/projections.csv | 2021-08-17 | cumulative_infections | 3355947.25 | 3436608.9 | 3507552.78 | 3510446.64 | 3566108.73 | 3713865.7 | Surged Optimistic | Afghanistan | AFG | 2022-01-02 | v8 | TRUE
https://raw.githubusercontent.com/mrc-ide/global-lmic-reports/master/AFG/projections.csv | 2021-08-17 | cumulative_deaths | 5592.55 | 5705.14 | 5814.37 | 5826.53 | 5908.69 | 6191.89 | Surged Optimistic | Afghanistan | AFG | 2022-01-02 | v8 | TRUE
https://raw.githubusercontent.com/mrc-ide/global-lmic-reports/master/AFG/projections.csv | 2021-08-17 | Rt | 0.67 | 0.69 | 0.7 | 0.7 | 0.72 | 0.73 | Surged Optimistic | Afghanistan | AFG | 2022-01-02 | v8 | TRUE
https://raw.githubusercontent.com/mrc-ide/global-lmic-reports/master/AFG/projections.csv | 2021-08-17 | Reff | 0.59 | 0.61 | 0.61 | 0.61 | 0.63 | 0.64 | Surged Optimistic | Afghanistan | AFG | 2022-01-02 | v8 | TRUE
https://raw.githubusercontent.com/mrc-ide/global-lmic-reports/master/AFG/projections.csv | 2021-08-17 | infections | 3048.29 | 3208.94 | 3353.77 | 3392.12 | 3575.03 | 3752.93 | Surged Pessimistic | Afghanistan | AFG | 2022-01-02 | v8 | TRUE
https://raw.githubusercontent.com/mrc-ide/global-lmic-reports/master/AFG/projections.csv | 2021-08-17 | deaths | 13.27 | 13.85 | 14.38 | 14.46 | 15.09 | 15.91 | Surged Pessimistic | Afghanistan | AFG | 2022-01-02 | v8 | TRUE
https://raw.githubusercontent.com/mrc-ide/global-lmic-reports/master/AFG/projections.csv | 2021-08-17 | hospital_demand | 498.41 | 521.1 | 543.68 | 548.24 | 575.06 | 610.63 | Surged Pessimistic | Afghanistan | AFG | 2022-01-02 | v8 | TRUE
https://raw.githubusercontent.com/mrc-ide/global-lmic-reports/master/AFG/projections.csv | 2021-08-17 | ICU_demand | 249.35 | 260.17 | 269.67 | 271.04 | 282.57 | 298.12 | Surged Pessimistic | Afghanistan | AFG | 2022-01-02 | v8 | TRUE
https://raw.githubusercontent.com/mrc-ide/global-lmic-reports/master/AFG/projections.csv | 2021-08-17 | hospital_incidence | 34.97 | 37.07 | 39.27 | 39.67 | 42.1 | 45.49 | Surged Pessimistic | Afghanistan | AFG | 2022-01-02 | v8 | TRUE
https://raw.githubusercontent.com/mrc-ide/global-lmic-reports/master/AFG/projections.csv | 2021-08-17 | ICU_incidence | 10.54 | 11.18 | 11.84 | 11.96 | 12.69 | 13.72 | Surged Pessimistic | Afghanistan | AFG | 2022-01-02 | v8 | TRUE
https://raw.githubusercontent.com/mrc-ide/global-lmic-reports/master/AFG/projections.csv | 2021-08-17 | prevalence | 29037.18 | 30698.23 | 32041.89 | 32577.03 | 34436.81 | 37100.06 | Surged Pessimistic | Afghanistan | AFG | 2022-01-02 | v8 | TRUE
https://raw.githubusercontent.com/mrc-ide/global-lmic-reports/master/AFG/projections.csv | 2021-08-17 | cumulative_infections | 3355947.25 | 3436608.9 | 3507552.78 | 3510446.64 | 3566108.73 | 3713865.7 | Surged Pessimistic | Afghanistan | AFG | 2022-01-02 | v8 | TRUE
https://raw.githubusercontent.com/mrc-ide/global-lmic-reports/master/AFG/projections.csv | 2021-08-17 | cumulative_deaths | 5592.55 | 5705.14 | 5814.37 | 5826.53 | 5908.69 | 6191.89 | Surged Pessimistic | Afghanistan | AFG | 2022-01-02 | v8 | TRUE
https://raw.githubusercontent.com/mrc-ide/global-lmic-reports/master/AFG/projections.csv | 2021-08-17 | Rt | 0.67 | 0.69 | 0.7 | 0.7 | 0.72 | 0.73 | Surged Pessimistic | Afghanistan | AFG | 2022-01-02 | v8 | TRUE
https://raw.githubusercontent.com/mrc-ide/global-lmic-reports/master/AFG/projections.csv | 2021-08-17 | Reff | 0.59 | 0.61 | 0.61 | 0.61 | 0.63 | 0.64 | Surged Pessimistic | Afghanistan | AFG | 2022-01-02 | v8 | TRUE
https://raw.githubusercontent.com/mrc-ide/global-lmic-reports/master/AFG/projections.csv | 2021-08-17 | infections | 3048.29 | 3208.94 | 3353.77 | 3392.12 | 3575.03 | 3752.93 | Surged Relax Interventions 50% | Afghanistan | AFG | 2022-01-02 | v8 | TRUE
https://raw.githubusercontent.com/mrc-ide/global-lmic-reports/master/AFG/projections.csv | 2021-08-17 | deaths | 13.27 | 13.85 | 14.38 | 14.46 | 15.09 | 15.91 | Surged Relax Interventions 50% | Afghanistan | AFG | 2022-01-02 | v8 | TRUE
https://raw.githubusercontent.com/mrc-ide/global-lmic-reports/master/AFG/projections.csv | 2021-08-17 | hospital_demand | 498.41 | 521.1 | 543.68 | 548.24 | 575.06 | 610.63 | Surged Relax Interventions 50% | Afghanistan | AFG | 2022-01-02 | v8 | TRUE
https://raw.githubusercontent.com/mrc-ide/global-lmic-reports/master/AFG/projections.csv | 2021-08-17 | ICU_demand | 249.35 | 260.17 | 269.67 | 271.04 | 282.57 | 298.12 | Surged Relax Interventions 50% | Afghanistan | AFG | 2022-01-02 | v8 | TRUE
https://raw.githubusercontent.com/mrc-ide/global-lmic-reports/master/AFG/projections.csv | 2021-08-17 | hospital_incidence | 34.97 | 37.07 | 39.27 | 39.67 | 42.1 | 45.49 | Surged Relax Interventions 50% | Afghanistan | AFG | 2022-01-02 | v8 | TRUE
https://raw.githubusercontent.com/mrc-ide/global-lmic-reports/master/AFG/projections.csv | 2021-08-17 | ICU_incidence | 10.54 | 11.18 | 11.84 | 11.96 | 12.69 | 13.72 | Surged Relax Interventions 50% | Afghanistan | AFG | 2022-01-02 | v8 | TRUE
https://raw.githubusercontent.com/mrc-ide/global-lmic-reports/master/AFG/projections.csv | 2021-08-17 | prevalence | 29037.18 | 30698.23 | 32041.89 | 32577.03 | 34436.81 | 37100.06 | Surged Relax Interventions 50% | Afghanistan | AFG | 2022-01-02 | v8 | TRUE
https://raw.githubusercontent.com/mrc-ide/global-lmic-reports/master/AFG/projections.csv | 2021-08-17 | cumulative_infections | 3355947.25 | 3436608.9 | 3507552.78 | 3510446.64 | 3566108.73 | 3713865.7 | Surged Relax Interventions 50% | Afghanistan | AFG | 2022-01-02 | v8 | TRUE
https://raw.githubusercontent.com/mrc-ide/global-lmic-reports/master/AFG/projections.csv | 2021-08-17 | cumulative_deaths | 5592.55 | 5705.14 | 5814.37 | 5826.53 | 5908.69 | 6191.89 | Surged Relax Interventions 50% | Afghanistan | AFG | 2022-01-02 | v8 | TRUE
https://raw.githubusercontent.com/mrc-ide/global-lmic-reports/master/AFG/projections.csv | 2021-08-17 | Rt | 0.67 | 0.69 | 0.7 | 0.7 | 0.72 | 0.73 | Surged Relax Interventions 50% | Afghanistan | AFG | 2022-01-02 | v8 | TRUE
https://raw.githubusercontent.com/mrc-ide/global-lmic-reports/master/AFG/projections.csv | 2021-08-17 | Reff | 0.59 | 0.61 | 0.61 | 0.61 | 0.63 | 0.64 | Surged Relax Interventions 50% | Afghanistan | AFG | 2022-01-02 | v8 | TRUE
https://raw.githubusercontent.com/mrc-ide/global-lmic-reports/master/AFG/projections.csv | 2021-08-18 | infections | 2833.56 | 2980.71 | 3170.09 | 3205.34 | 3371.3 | 3683.44 | Additional 50% Reduction | Afghanistan | AFG | 2022-01-02 | v8 | TRUE
https://raw.githubusercontent.com/mrc-ide/global-lmic-reports/master/AFG/projections.csv | 2021-08-18 | deaths | 11.11 | 11.67 | 12.3 | 12.26 | 12.65 | 13.93 | Additional 50% Reduction | Afghanistan | AFG | 2022-01-02 | v8 | TRUE
https://raw.githubusercontent.com/mrc-ide/global-lmic-reports/master/AFG/projections.csv | 2021-08-18 | hospital_demand | 448.73 | 476.79 | 507.77 | 506.73 | 526.19 | 597.68 | Additional 50% Reduction | Afghanistan | AFG | 2022-01-02 | v8 | TRUE
https://raw.githubusercontent.com/mrc-ide/global-lmic-reports/master/AFG/projections.csv | 2021-08-18 | ICU_demand | 197.02 | 206.15 | 216.32 | 216.21 | 223.19 | 244.87 | Additional 50% Reduction | Afghanistan | AFG | 2022-01-02 | v8 | TRUE
https://raw.githubusercontent.com/mrc-ide/global-lmic-reports/master/AFG/projections.csv | 2021-08-18 | hospital_incidence | 32.17 | 34.75 | 37.22 | 37.35 | 39.39 | 45.56 | Additional 50% Reduction | Afghanistan | AFG | 2022-01-02 | v8 | TRUE
https://raw.githubusercontent.com/mrc-ide/global-lmic-reports/master/AFG/projections.csv | 2021-08-18 | ICU_incidence | 9.7 | 10.47 | 11.22 | 11.26 | 11.87 | 13.73 | Additional 50% Reduction | Afghanistan | AFG | 2022-01-02 | v8 | TRUE
https://raw.githubusercontent.com/mrc-ide/global-lmic-reports/master/AFG/projections.csv | 2021-08-18 | prevalence | 26147.44 | 28290.4 | 29963.32 | 30146.79 | 31838.44 | 36034.17 | Additional 50% Reduction | Afghanistan | AFG | 2022-01-02 | v8 | TRUE
https://raw.githubusercontent.com/mrc-ide/global-lmic-reports/master/AFG/projections.csv | 2021-08-18 | cumulative_infections | 3307416.3 | 3442495.51 | 3533208.68 | 3533741 | 3618767.8 | 3836838.05 | Additional 50% Reduction | Afghanistan | AFG | 2022-01-02 | v8 | TRUE
https://raw.githubusercontent.com/mrc-ide/global-lmic-reports/master/AFG/projections.csv | 2021-08-18 | cumulative_deaths | 6606.74 | 6970.01 | 7178.19 | 7169.07 | 7377.57 | 7871.3 | Additional 50% Reduction | Afghanistan | AFG | 2022-01-02 | v8 | TRUE
https://raw.githubusercontent.com/mrc-ide/global-lmic-reports/master/AFG/projections.csv | 2021-08-18 | Rt | 0.68 | 0.7 | 0.71 | 0.71 | 0.72 | 0.74 | Additional 50% Reduction | Afghanistan | AFG | 2022-01-02 | v8 | TRUE
https://raw.githubusercontent.com/mrc-ide/global-lmic-reports/master/AFG/projections.csv | 2021-08-18 | Reff | 0.59 | 0.61 | 0.62 | 0.62 | 0.63 | 0.64 | Additional 50% Reduction | Afghanistan | AFG | 2022-01-02 | v8 | TRUE
https://raw.githubusercontent.com/mrc-ide/global-lmic-reports/master/AFG/projections.csv | 2021-08-18 | infections | 2833.56 | 2980.71 | 3170.09 | 3205.34 | 3371.3 | 3683.44 | Maintain Status Quo | Afghanistan | AFG | 2022-01-02 | v8 | TRUE
https://raw.githubusercontent.com/mrc-ide/global-lmic-reports/master/AFG/projections.csv | 2021-08-18 | deaths | 11.11 | 11.67 | 12.3 | 12.26 | 12.65 | 13.93 | Maintain Status Quo | Afghanistan | AFG | 2022-01-02 | v8 | TRUE
https://raw.githubusercontent.com/mrc-ide/global-lmic-reports/master/AFG/projections.csv | 2021-08-18 | hospital_demand | 448.73 | 476.79 | 507.77 | 506.73 | 526.19 | 597.68 | Maintain Status Quo | Afghanistan | AFG | 2022-01-02 | v8 | TRUE
https://raw.githubusercontent.com/mrc-ide/global-lmic-reports/master/AFG/projections.csv | 2021-08-18 | ICU_demand | 197.02 | 206.15 | 216.32 | 216.21 | 223.19 | 244.87 | Maintain Status Quo | Afghanistan | AFG | 2022-01-02 | v8 | TRUE
https://raw.githubusercontent.com/mrc-ide/global-lmic-reports/master/AFG/projections.csv | 2021-08-18 | hospital_incidence | 32.17 | 34.75 | 37.22 | 37.35 | 39.39 | 45.56 | Maintain Status Quo | Afghanistan | AFG | 2022-01-02 | v8 | TRUE
https://raw.githubusercontent.com/mrc-ide/global-lmic-reports/master/AFG/projections.csv | 2021-08-18 | ICU_incidence | 9.7 | 10.47 | 11.22 | 11.26 | 11.87 | 13.73 | Maintain Status Quo | Afghanistan | AFG | 2022-01-02 | v8 | TRUE
https://raw.githubusercontent.com/mrc-ide/global-lmic-reports/master/AFG/projections.csv | 2021-08-18 | prevalence | 26147.44 | 28290.4 | 29963.32 | 30146.79 | 31838.44 | 36034.17 | Maintain Status Quo | Afghanistan | AFG | 2022-01-02 | v8 | TRUE
https://raw.githubusercontent.com/mrc-ide/global-lmic-reports/master/AFG/projections.csv | 2021-08-18 | cumulative_infections | 3307416.3 | 3442495.51 | 3533208.68 | 3533741 | 3618767.8 | 3836838.05 | Maintain Status Quo | Afghanistan | AFG | 2022-01-02 | v8 | TRUE
https://raw.githubusercontent.com/mrc-ide/global-lmic-reports/master/AFG/projections.csv | 2021-08-18 | cumulative_deaths | 6606.74 | 6970.01 | 7178.19 | 7169.07 | 7377.57 | 7871.3 | Maintain Status Quo | Afghanistan | AFG | 2022-01-02 | v8 | TRUE
https://raw.githubusercontent.com/mrc-ide/global-lmic-reports/master/AFG/projections.csv | 2021-08-18 | Rt | 0.68 | 0.7 | 0.71 | 0.71 | 0.72 | 0.74 | Maintain Status Quo | Afghanistan | AFG | 2022-01-02 | v8 | TRUE
https://raw.githubusercontent.com/mrc-ide/global-lmic-reports/master/AFG/projections.csv | 2021-08-18 | Reff | 0.59 | 0.61 | 0.62 | 0.62 | 0.63 | 0.64 | Maintain Status Quo | Afghanistan | AFG | 2022-01-02 | v8 | TRUE
https://raw.githubusercontent.com/mrc-ide/global-lmic-reports/master/AFG/projections.csv | 2021-08-18 | infections | 2833.56 | 2980.71 | 3170.09 | 3205.34 | 3371.3 | 3683.44 | Optimistic | Afghanistan | AFG | 2022-01-02 | v8 | TRUE
https://raw.githubusercontent.com/mrc-ide/global-lmic-reports/master/AFG/projections.csv | 2021-08-18 | deaths | 11.11 | 11.67 | 12.3 | 12.26 | 12.65 | 13.93 | Optimistic | Afghanistan | AFG | 2022-01-02 | v8 | TRUE
https://raw.githubusercontent.com/mrc-ide/global-lmic-reports/master/AFG/projections.csv | 2021-08-18 | hospital_demand | 448.73 | 476.79 | 507.77 | 506.73 | 526.19 | 597.68 | Optimistic | Afghanistan | AFG | 2022-01-02 | v8 | TRUE
https://raw.githubusercontent.com/mrc-ide/global-lmic-reports/master/AFG/projections.csv | 2021-08-18 | ICU_demand | 197.02 | 206.15 | 216.32 | 216.21 | 223.19 | 244.87 | Optimistic | Afghanistan | AFG | 2022-01-02 | v8 | TRUE
https://raw.githubusercontent.com/mrc-ide/global-lmic-reports/master/AFG/projections.csv | 2021-08-18 | hospital_incidence | 32.17 | 34.75 | 37.22 | 37.35 | 39.39 | 45.56 | Optimistic | Afghanistan | AFG | 2022-01-02 | v8 | TRUE
https://raw.githubusercontent.com/mrc-ide/global-lmic-reports/master/AFG/projections.csv | 2021-08-18 | ICU_incidence | 9.7 | 10.47 | 11.22 | 11.26 | 11.87 | 13.73 | Optimistic | Afghanistan | AFG | 2022-01-02 | v8 | TRUE
https://raw.githubusercontent.com/mrc-ide/global-lmic-reports/master/AFG/projections.csv | 2021-08-18 | prevalence | 26147.44 | 28290.4 | 29963.32 | 30146.79 | 31838.44 | 36034.17 | Optimistic | Afghanistan | AFG | 2022-01-02 | v8 | TRUE
https://raw.githubusercontent.com/mrc-ide/global-lmic-reports/master/AFG/projections.csv | 2021-08-18 | cumulative_infections | 3307416.3 | 3442495.51 | 3533208.68 | 3533741 | 3618767.8 | 3836838.05 | Optimistic | Afghanistan | AFG | 2022-01-02 | v8 | TRUE
https://raw.githubusercontent.com/mrc-ide/global-lmic-reports/master/AFG/projections.csv | 2021-08-18 | cumulative_deaths | 6606.74 | 6970.01 | 7178.19 | 7169.07 | 7377.57 | 7871.3 | Optimistic | Afghanistan | AFG | 2022-01-02 | v8 | TRUE
https://raw.githubusercontent.com/mrc-ide/global-lmic-reports/master/AFG/projections.csv | 2021-08-18 | Rt | 0.68 | 0.7 | 0.71 | 0.71 | 0.72 | 0.74 | Optimistic | Afghanistan | AFG | 2022-01-02 | v8 | TRUE
https://raw.githubusercontent.com/mrc-ide/global-lmic-reports/master/AFG/projections.csv | 2021-08-18 | Reff | 0.59 | 0.61 | 0.62 | 0.62 | 0.63 | 0.64 | Optimistic | Afghanistan | AFG | 2022-01-02 | v8 | TRUE
https://raw.githubusercontent.com/mrc-ide/global-lmic-reports/master/AFG/projections.csv | 2021-08-18 | infections | 2833.56 | 2980.71 | 3170.09 | 3205.34 | 3371.3 | 3683.44 | Pessimistic | Afghanistan | AFG | 2022-01-02 | v8 | TRUE
https://raw.githubusercontent.com/mrc-ide/global-lmic-reports/master/AFG/projections.csv | 2021-08-18 | deaths | 11.11 | 11.67 | 12.3 | 12.26 | 12.65 | 13.93 | Pessimistic | Afghanistan | AFG | 2022-01-02 | v8 | TRUE
https://raw.githubusercontent.com/mrc-ide/global-lmic-reports/master/AFG/projections.csv | 2021-08-18 | hospital_demand | 448.73 | 476.79 | 507.77 | 506.73 | 526.19 | 597.68 | Pessimistic | Afghanistan | AFG | 2022-01-02 | v8 | TRUE
https://raw.githubusercontent.com/mrc-ide/global-lmic-reports/master/AFG/projections.csv | 2021-08-18 | ICU_demand | 197.02 | 206.15 | 216.32 | 216.21 | 223.19 | 244.87 | Pessimistic | Afghanistan | AFG | 2022-01-02 | v8 | TRUE
https://raw.githubusercontent.com/mrc-ide/global-lmic-reports/master/AFG/projections.csv | 2021-08-18 | hospital_incidence | 32.17 | 34.75 | 37.22 | 37.35 | 39.39 | 45.56 | Pessimistic | Afghanistan | AFG | 2022-01-02 | v8 | TRUE
https://raw.githubusercontent.com/mrc-ide/global-lmic-reports/master/AFG/projections.csv | 2021-08-18 | ICU_incidence | 9.7 | 10.47 | 11.22 | 11.26 | 11.87 | 13.73 | Pessimistic | Afghanistan | AFG | 2022-01-02 | v8 | TRUE
https://raw.githubusercontent.com/mrc-ide/global-lmic-reports/master/AFG/projections.csv | 2021-08-18 | prevalence | 26147.44 | 28290.4 | 29963.32 | 30146.79 | 31838.44 | 36034.17 | Pessimistic | Afghanistan | AFG | 2022-01-02 | v8 | TRUE
https://raw.githubusercontent.com/mrc-ide/global-lmic-reports/master/AFG/projections.csv | 2021-08-18 | cumulative_infections | 3307416.3 | 3442495.51 | 3533208.68 | 3533741 | 3618767.8 | 3836838.05 | Pessimistic | Afghanistan | AFG | 2022-01-02 | v8 | TRUE
https://raw.githubusercontent.com/mrc-ide/global-lmic-reports/master/AFG/projections.csv | 2021-08-18 | cumulative_deaths | 6606.74 | 6970.01 | 7178.19 | 7169.07 | 7377.57 | 7871.3 | Pessimistic | Afghanistan | AFG | 2022-01-02 | v8 | TRUE
https://raw.githubusercontent.com/mrc-ide/global-lmic-reports/master/AFG/projections.csv | 2021-08-18 | Rt | 0.68 | 0.7 | 0.71 | 0.71 | 0.72 | 0.74 | Pessimistic | Afghanistan | AFG | 2022-01-02 | v8 | TRUE
https://raw.githubusercontent.com/mrc-ide/global-lmic-reports/master/AFG/projections.csv | 2021-08-18 | Reff | 0.59 | 0.61 | 0.62 | 0.62 | 0.63 | 0.64 | Pessimistic | Afghanistan | AFG | 2022-01-02 | v8 | TRUE
https://raw.githubusercontent.com/mrc-ide/global-lmic-reports/master/AFG/projections.csv | 2021-08-18 | infections | 2833.56 | 2980.71 | 3170.09 | 3205.34 | 3371.3 | 3683.44 | Relax Interventions 50% | Afghanistan | AFG | 2022-01-02 | v8 | TRUE
https://raw.githubusercontent.com/mrc-ide/global-lmic-reports/master/AFG/projections.csv | 2021-08-18 | deaths | 11.11 | 11.67 | 12.3 | 12.26 | 12.65 | 13.93 | Relax Interventions 50% | Afghanistan | AFG | 2022-01-02 | v8 | TRUE
https://raw.githubusercontent.com/mrc-ide/global-lmic-reports/master/AFG/projections.csv | 2021-08-18 | hospital_demand | 448.73 | 476.79 | 507.77 | 506.73 | 526.19 | 597.68 | Relax Interventions 50% | Afghanistan | AFG | 2022-01-02 | v8 | TRUE
https://raw.githubusercontent.com/mrc-ide/global-lmic-reports/master/AFG/projections.csv | 2021-08-18 | ICU_demand | 197.02 | 206.15 | 216.32 | 216.21 | 223.19 | 244.87 | Relax Interventions 50% | Afghanistan | AFG | 2022-01-02 | v8 | TRUE
https://raw.githubusercontent.com/mrc-ide/global-lmic-reports/master/AFG/projections.csv | 2021-08-18 | hospital_incidence | 32.17 | 34.75 | 37.22 | 37.35 | 39.39 | 45.56 | Relax Interventions 50% | Afghanistan | AFG | 2022-01-02 | v8 | TRUE
https://raw.githubusercontent.com/mrc-ide/global-lmic-reports/master/AFG/projections.csv | 2021-08-18 | ICU_incidence | 9.7 | 10.47 | 11.22 | 11.26 | 11.87 | 13.73 | Relax Interventions 50% | Afghanistan | AFG | 2022-01-02 | v8 | TRUE
https://raw.githubusercontent.com/mrc-ide/global-lmic-reports/master/AFG/projections.csv | 2021-08-18 | prevalence | 26147.44 | 28290.4 | 29963.32 | 30146.79 | 31838.44 | 36034.17 | Relax Interventions 50% | Afghanistan | AFG | 2022-01-02 | v8 | TRUE
https://raw.githubusercontent.com/mrc-ide/global-lmic-reports/master/AFG/projections.csv | 2021-08-18 | cumulative_infections | 3307416.3 | 3442495.51 | 3533208.68 | 3533741 | 3618767.8 | 3836838.05 | Relax Interventions 50% | Afghanistan | AFG | 2022-01-02 | v8 | TRUE
https://raw.githubusercontent.com/mrc-ide/global-lmic-reports/master/AFG/projections.csv | 2021-08-18 | cumulative_deaths | 6606.74 | 6970.01 | 7178.19 | 7169.07 | 7377.57 | 7871.3 | Relax Interventions 50% | Afghanistan | AFG | 2022-01-02 | v8 | TRUE
https://raw.githubusercontent.com/mrc-ide/global-lmic-reports/master/AFG/projections.csv | 2021-08-18 | Rt | 0.68 | 0.7 | 0.71 | 0.71 | 0.72 | 0.74 | Relax Interventions 50% | Afghanistan | AFG | 2022-01-02 | v8 | TRUE
https://raw.githubusercontent.com/mrc-ide/global-lmic-reports/master/AFG/projections.csv | 2021-08-18 | Reff | 0.59 | 0.61 | 0.62 | 0.62 | 0.63 | 0.64 | Relax Interventions 50% | Afghanistan | AFG | 2022-01-02 | v8 | TRUE
https://raw.githubusercontent.com/mrc-ide/global-lmic-reports/master/AFG/projections.csv | 2021-08-18 | infections | 2899.08 | 3064.83 | 3203.09 | 3242.81 | 3391.88 | 3583.36 | Surged Additional 50% Reduction | Afghanistan | AFG | 2022-01-02 | v8 | TRUE
https://raw.githubusercontent.com/mrc-ide/global-lmic-reports/master/AFG/projections.csv | 2021-08-18 | deaths | 12.68 | 13.22 | 13.73 | 13.82 | 14.43 | 15.24 | Surged Additional 50% Reduction | Afghanistan | AFG | 2022-01-02 | v8 | TRUE
https://raw.githubusercontent.com/mrc-ide/global-lmic-reports/master/AFG/projections.csv | 2021-08-18 | hospital_demand | 474.46 | 498.36 | 520.06 | 524.3 | 549.86 | 585.66 | Surged Additional 50% Reduction | Afghanistan | AFG | 2022-01-02 | v8 | TRUE
https://raw.githubusercontent.com/mrc-ide/global-lmic-reports/master/AFG/projections.csv | 2021-08-18 | ICU_demand | 238.43 | 248.62 | 257.6 | 259.16 | 270.49 | 285.69 | Surged Additional 50% Reduction | Afghanistan | AFG | 2022-01-02 | v8 | TRUE
https://raw.githubusercontent.com/mrc-ide/global-lmic-reports/master/AFG/projections.csv | 2021-08-18 | hospital_incidence | 33.29 | 35.26 | 37.32 | 37.68 | 39.99 | 43.21 | Surged Additional 50% Reduction | Afghanistan | AFG | 2022-01-02 | v8 | TRUE
https://raw.githubusercontent.com/mrc-ide/global-lmic-reports/master/AFG/projections.csv | 2021-08-18 | ICU_incidence | 10.04 | 10.63 | 11.25 | 11.36 | 12.06 | 13.02 | Surged Additional 50% Reduction | Afghanistan | AFG | 2022-01-02 | v8 | TRUE
https://raw.githubusercontent.com/mrc-ide/global-lmic-reports/master/AFG/projections.csv | 2021-08-18 | prevalence | 27237.22 | 28776.97 | 29949.82 | 30491.24 | 32209.38 | 34572.53 | Surged Additional 50% Reduction | Afghanistan | AFG | 2022-01-02 | v8 | TRUE
https://raw.githubusercontent.com/mrc-ide/global-lmic-reports/master/AFG/projections.csv | 2021-08-18 | cumulative_infections | 3358966.28 | 3440067.22 | 3510782.89 | 3513689.45 | 3569315.43 | 3716898.86 | Surged Additional 50% Reduction | Afghanistan | AFG | 2022-01-02 | v8 | TRUE
https://raw.githubusercontent.com/mrc-ide/global-lmic-reports/master/AFG/projections.csv | 2021-08-18 | cumulative_deaths | 5607.05 | 5719.39 | 5828.33 | 5840.35 | 5922.67 | 6205.07 | Surged Additional 50% Reduction | Afghanistan | AFG | 2022-01-02 | v8 | TRUE
https://raw.githubusercontent.com/mrc-ide/global-lmic-reports/master/AFG/projections.csv | 2021-08-18 | Rt | 0.68 | 0.7 | 0.71 | 0.71 | 0.72 | 0.74 | Surged Additional 50% Reduction | Afghanistan | AFG | 2022-01-02 | v8 | TRUE
https://raw.githubusercontent.com/mrc-ide/global-lmic-reports/master/AFG/projections.csv | 2021-08-18 | Reff | 0.6 | 0.61 | 0.62 | 0.62 | 0.63 | 0.64 | Surged Additional 50% Reduction | Afghanistan | AFG | 2022-01-02 | v8 | TRUE
https://raw.githubusercontent.com/mrc-ide/global-lmic-reports/master/AFG/projections.csv | 2021-08-18 | infections | 2899.08 | 3064.83 | 3203.09 | 3242.81 | 3391.88 | 3583.36 | Surged Maintain Status Quo | Afghanistan | AFG | 2022-01-02 | v8 | TRUE
https://raw.githubusercontent.com/mrc-ide/global-lmic-reports/master/AFG/projections.csv | 2021-08-18 | deaths | 12.68 | 13.22 | 13.73 | 13.82 | 14.43 | 15.24 | Surged Maintain Status Quo | Afghanistan | AFG | 2022-01-02 | v8 | TRUE
https://raw.githubusercontent.com/mrc-ide/global-lmic-reports/master/AFG/projections.csv | 2021-08-18 | hospital_demand | 474.46 | 498.36 | 520.06 | 524.3 | 549.86 | 585.66 | Surged Maintain Status Quo | Afghanistan | AFG | 2022-01-02 | v8 | TRUE
https://raw.githubusercontent.com/mrc-ide/global-lmic-reports/master/AFG/projections.csv | 2021-08-18 | ICU_demand | 238.43 | 248.62 | 257.6 | 259.16 | 270.49 | 285.69 | Surged Maintain Status Quo | Afghanistan | AFG | 2022-01-02 | v8 | TRUE
https://raw.githubusercontent.com/mrc-ide/global-lmic-reports/master/AFG/projections.csv | 2021-08-18 | hospital_incidence | 33.29 | 35.26 | 37.32 | 37.68 | 39.99 | 43.21 | Surged Maintain Status Quo | Afghanistan | AFG | 2022-01-02 | v8 | TRUE
https://raw.githubusercontent.com/mrc-ide/global-lmic-reports/master/AFG/projections.csv | 2021-08-18 | ICU_incidence | 10.04 | 10.63 | 11.25 | 11.36 | 12.06 | 13.02 | Surged Maintain Status Quo | Afghanistan | AFG | 2022-01-02 | v8 | TRUE
https://raw.githubusercontent.com/mrc-ide/global-lmic-reports/master/AFG/projections.csv | 2021-08-18 | prevalence | 27237.22 | 28776.97 | 29949.82 | 30491.24 | 32209.38 | 34572.53 | Surged Maintain Status Quo | Afghanistan | AFG | 2022-01-02 | v8 | TRUE
https://raw.githubusercontent.com/mrc-ide/global-lmic-reports/master/AFG/projections.csv | 2021-08-18 | cumulative_infections | 3358966.28 | 3440067.22 | 3510782.89 | 3513689.45 | 3569315.43 | 3716898.86 | Surged Maintain Status Quo | Afghanistan | AFG | 2022-01-02 | v8 | TRUE
https://raw.githubusercontent.com/mrc-ide/global-lmic-reports/master/AFG/projections.csv | 2021-08-18 | cumulative_deaths | 5607.05 | 5719.39 | 5828.33 | 5840.35 | 5922.67 | 6205.07 | Surged Maintain Status Quo | Afghanistan | AFG | 2022-01-02 | v8 | TRUE
https://raw.githubusercontent.com/mrc-ide/global-lmic-reports/master/AFG/projections.csv | 2021-08-18 | Rt | 0.68 | 0.7 | 0.71 | 0.71 | 0.72 | 0.74 | Surged Maintain Status Quo | Afghanistan | AFG | 2022-01-02 | v8 | TRUE
https://raw.githubusercontent.com/mrc-ide/global-lmic-reports/master/AFG/projections.csv | 2021-08-18 | Reff | 0.6 | 0.61 | 0.62 | 0.62 | 0.63 | 0.64 | Surged Maintain Status Quo | Afghanistan | AFG | 2022-01-02 | v8 | TRUE
https://raw.githubusercontent.com/mrc-ide/global-lmic-reports/master/AFG/projections.csv | 2021-08-18 | infections | 2899.08 | 3064.83 | 3203.09 | 3242.81 | 3391.88 | 3583.36 | Surged Optimistic | Afghanistan | AFG | 2022-01-02 | v8 | TRUE
https://raw.githubusercontent.com/mrc-ide/global-lmic-reports/master/AFG/projections.csv | 2021-08-18 | deaths | 12.68 | 13.22 | 13.73 | 13.82 | 14.43 | 15.24 | Surged Optimistic | Afghanistan | AFG | 2022-01-02 | v8 | TRUE
https://raw.githubusercontent.com/mrc-ide/global-lmic-reports/master/AFG/projections.csv | 2021-08-18 | hospital_demand | 474.46 | 498.36 | 520.06 | 524.3 | 549.86 | 585.66 | Surged Optimistic | Afghanistan | AFG | 2022-01-02 | v8 | TRUE
https://raw.githubusercontent.com/mrc-ide/global-lmic-reports/master/AFG/projections.csv | 2021-08-18 | ICU_demand | 238.43 | 248.62 | 257.6 | 259.16 | 270.49 | 285.69 | Surged Optimistic | Afghanistan | AFG | 2022-01-02 | v8 | TRUE
https://raw.githubusercontent.com/mrc-ide/global-lmic-reports/master/AFG/projections.csv | 2021-08-18 | hospital_incidence | 33.29 | 35.26 | 37.32 | 37.68 | 39.99 | 43.21 | Surged Optimistic | Afghanistan | AFG | 2022-01-02 | v8 | TRUE
https://raw.githubusercontent.com/mrc-ide/global-lmic-reports/master/AFG/projections.csv | 2021-08-18 | ICU_incidence | 10.04 | 10.63 | 11.25 | 11.36 | 12.06 | 13.02 | Surged Optimistic | Afghanistan | AFG | 2022-01-02 | v8 | TRUE
https://raw.githubusercontent.com/mrc-ide/global-lmic-reports/master/AFG/projections.csv | 2021-08-18 | prevalence | 27237.22 | 28776.97 | 29949.82 | 30491.24 | 32209.38 | 34572.53 | Surged Optimistic | Afghanistan | AFG | 2022-01-02 | v8 | TRUE
https://raw.githubusercontent.com/mrc-ide/global-lmic-reports/master/AFG/projections.csv | 2021-08-18 | cumulative_infections | 3358966.28 | 3440067.22 | 3510782.89 | 3513689.45 | 3569315.43 | 3716898.86 | Surged Optimistic | Afghanistan | AFG | 2022-01-02 | v8 | TRUE
https://raw.githubusercontent.com/mrc-ide/global-lmic-reports/master/AFG/projections.csv | 2021-08-18 | cumulative_deaths | 5607.05 | 5719.39 | 5828.33 | 5840.35 | 5922.67 | 6205.07 | Surged Optimistic | Afghanistan | AFG | 2022-01-02 | v8 | TRUE
https://raw.githubusercontent.com/mrc-ide/global-lmic-reports/master/AFG/projections.csv | 2021-08-18 | Rt | 0.68 | 0.7 | 0.71 | 0.71 | 0.72 | 0.74 | Surged Optimistic | Afghanistan | AFG | 2022-01-02 | v8 | TRUE
https://raw.githubusercontent.com/mrc-ide/global-lmic-reports/master/AFG/projections.csv | 2021-08-18 | Reff | 0.6 | 0.61 | 0.62 | 0.62 | 0.63 | 0.64 | Surged Optimistic | Afghanistan | AFG | 2022-01-02 | v8 | TRUE
https://raw.githubusercontent.com/mrc-ide/global-lmic-reports/master/AFG/projections.csv | 2021-08-18 | infections | 2899.08 | 3064.83 | 3203.09 | 3242.81 | 3391.88 | 3583.36 | Surged Pessimistic | Afghanistan | AFG | 2022-01-02 | v8 | TRUE
https://raw.githubusercontent.com/mrc-ide/global-lmic-reports/master/AFG/projections.csv | 2021-08-18 | deaths | 12.68 | 13.22 | 13.73 | 13.82 | 14.43 | 15.24 | Surged Pessimistic | Afghanistan | AFG | 2022-01-02 | v8 | TRUE
https://raw.githubusercontent.com/mrc-ide/global-lmic-reports/master/AFG/projections.csv | 2021-08-18 | hospital_demand | 474.46 | 498.36 | 520.06 | 524.3 | 549.86 | 585.66 | Surged Pessimistic | Afghanistan | AFG | 2022-01-02 | v8 | TRUE
https://raw.githubusercontent.com/mrc-ide/global-lmic-reports/master/AFG/projections.csv | 2021-08-18 | ICU_demand | 238.43 | 248.62 | 257.6 | 259.16 | 270.49 | 285.69 | Surged Pessimistic | Afghanistan | AFG | 2022-01-02 | v8 | TRUE
https://raw.githubusercontent.com/mrc-ide/global-lmic-reports/master/AFG/projections.csv | 2021-08-18 | hospital_incidence | 33.29 | 35.26 | 37.32 | 37.68 | 39.99 | 43.21 | Surged Pessimistic | Afghanistan | AFG | 2022-01-02 | v8 | TRUE
https://raw.githubusercontent.com/mrc-ide/global-lmic-reports/master/AFG/projections.csv | 2021-08-18 | ICU_incidence | 10.04 | 10.63 | 11.25 | 11.36 | 12.06 | 13.02 | Surged Pessimistic | Afghanistan | AFG | 2022-01-02 | v8 | TRUE
https://raw.githubusercontent.com/mrc-ide/global-lmic-reports/master/AFG/projections.csv | 2021-08-18 | prevalence | 27237.22 | 28776.97 | 29949.82 | 30491.24 | 32209.38 | 34572.53 | Surged Pessimistic | Afghanistan | AFG | 2022-01-02 | v8 | TRUE
https://raw.githubusercontent.com/mrc-ide/global-lmic-reports/master/AFG/projections.csv | 2021-08-18 | cumulative_infections | 3358966.28 | 3440067.22 | 3510782.89 | 3513689.45 | 3569315.43 | 3716898.86 | Surged Pessimistic | Afghanistan | AFG | 2022-01-02 | v8 | TRUE
https://raw.githubusercontent.com/mrc-ide/global-lmic-reports/master/AFG/projections.csv | 2021-08-18 | cumulative_deaths | 5607.05 | 5719.39 | 5828.33 | 5840.35 | 5922.67 | 6205.07 | Surged Pessimistic | Afghanistan | AFG | 2022-01-02 | v8 | TRUE
https://raw.githubusercontent.com/mrc-ide/global-lmic-reports/master/AFG/projections.csv | 2021-08-18 | Rt | 0.68 | 0.7 | 0.71 | 0.71 | 0.72 | 0.74 | Surged Pessimistic | Afghanistan | AFG | 2022-01-02 | v8 | TRUE
https://raw.githubusercontent.com/mrc-ide/global-lmic-reports/master/AFG/projections.csv | 2021-08-18 | Reff | 0.6 | 0.61 | 0.62 | 0.62 | 0.63 | 0.64 | Surged Pessimistic | Afghanistan | AFG | 2022-01-02 | v8 | TRUE
https://raw.githubusercontent.com/mrc-ide/global-lmic-reports/master/AFG/projections.csv | 2021-08-18 | infections | 2899.08 | 3064.83 | 3203.09 | 3242.81 | 3391.88 | 3583.36 | Surged Relax Interventions 50% | Afghanistan | AFG | 2022-01-02 | v8 | TRUE
https://raw.githubusercontent.com/mrc-ide/global-lmic-reports/master/AFG/projections.csv | 2021-08-18 | deaths | 12.68 | 13.22 | 13.73 | 13.82 | 14.43 | 15.24 | Surged Relax Interventions 50% | Afghanistan | AFG | 2022-01-02 | v8 | TRUE
https://raw.githubusercontent.com/mrc-ide/global-lmic-reports/master/AFG/projections.csv | 2021-08-18 | hospital_demand | 474.46 | 498.36 | 520.06 | 524.3 | 549.86 | 585.66 | Surged Relax Interventions 50% | Afghanistan | AFG | 2022-01-02 | v8 | TRUE
https://raw.githubusercontent.com/mrc-ide/global-lmic-reports/master/AFG/projections.csv | 2021-08-18 | ICU_demand | 238.43 | 248.62 | 257.6 | 259.16 | 270.49 | 285.69 | Surged Relax Interventions 50% | Afghanistan | AFG | 2022-01-02 | v8 | TRUE
https://raw.githubusercontent.com/mrc-ide/global-lmic-reports/master/AFG/projections.csv | 2021-08-18 | hospital_incidence | 33.29 | 35.26 | 37.32 | 37.68 | 39.99 | 43.21 | Surged Relax Interventions 50% | Afghanistan | AFG | 2022-01-02 | v8 | TRUE
https://raw.githubusercontent.com/mrc-ide/global-lmic-reports/master/AFG/projections.csv | 2021-08-18 | ICU_incidence | 10.04 | 10.63 | 11.25 | 11.36 | 12.06 | 13.02 | Surged Relax Interventions 50% | Afghanistan | AFG | 2022-01-02 | v8 | TRUE
https://raw.githubusercontent.com/mrc-ide/global-lmic-reports/master/AFG/projections.csv | 2021-08-18 | prevalence | 27237.22 | 28776.97 | 29949.82 | 30491.24 | 32209.38 | 34572.53 | Surged Relax Interventions 50% | Afghanistan | AFG | 2022-01-02 | v8 | TRUE
https://raw.githubusercontent.com/mrc-ide/global-lmic-reports/master/AFG/projections.csv | 2021-08-18 | cumulative_infections | 3358966.28 | 3440067.22 | 3510782.89 | 3513689.45 | 3569315.43 | 3716898.86 | Surged Relax Interventions 50% | Afghanistan | AFG | 2022-01-02 | v8 | TRUE
https://raw.githubusercontent.com/mrc-ide/global-lmic-reports/master/AFG/projections.csv | 2021-08-18 | cumulative_deaths | 5607.05 | 5719.39 | 5828.33 | 5840.35 | 5922.67 | 6205.07 | Surged Relax Interventions 50% | Afghanistan | AFG | 2022-01-02 | v8 | TRUE
https://raw.githubusercontent.com/mrc-ide/global-lmic-reports/master/AFG/projections.csv | 2021-08-18 | Rt | 0.68 | 0.7 | 0.71 | 0.71 | 0.72 | 0.74 | Surged Relax Interventions 50% | Afghanistan | AFG | 2022-01-02 | v8 | TRUE
https://raw.githubusercontent.com/mrc-ide/global-lmic-reports/master/AFG/projections.csv | 2021-08-18 | Reff | 0.6 | 0.61 | 0.62 | 0.62 | 0.63 | 0.64 | Surged Relax Interventions 50% | Afghanistan | AFG | 2022-01-02 | v8 | TRUE
https://raw.githubusercontent.com/mrc-ide/global-lmic-reports/master/AFG/projections.csv | 2021-08-19 | infections | 2681.49 | 2836.16 | 3008.28 | 3038.42 | 3217.45 | 3486.87 | Additional 50% Reduction | Afghanistan | AFG | 2022-01-02 | v8 | TRUE
https://raw.githubusercontent.com/mrc-ide/global-lmic-reports/master/AFG/projections.csv | 2021-08-19 | deaths | 10.7 | 11.25 | 11.87 | 11.84 | 12.23 | 13.53 | Additional 50% Reduction | Afghanistan | AFG | 2022-01-02 | v8 | TRUE
https://raw.githubusercontent.com/mrc-ide/global-lmic-reports/master/AFG/projections.csv | 2021-08-19 | hospital_demand | 429.01 | 456.35 | 485.13 | 484.94 | 504.07 | 573.67 | Additional 50% Reduction | Afghanistan | AFG | 2022-01-02 | v8 | TRUE
https://raw.githubusercontent.com/mrc-ide/global-lmic-reports/master/AFG/projections.csv | 2021-08-19 | ICU_demand | 190.23 | 199.28 | 209.48 | 209.38 | 216.44 | 238.43 | Additional 50% Reduction | Afghanistan | AFG | 2022-01-02 | v8 | TRUE
https://raw.githubusercontent.com/mrc-ide/global-lmic-reports/master/AFG/projections.csv | 2021-08-19 | hospital_incidence | 30.45 | 32.94 | 35.25 | 35.35 | 37.29 | 43.08 | Additional 50% Reduction | Afghanistan | AFG | 2022-01-02 | v8 | TRUE
https://raw.githubusercontent.com/mrc-ide/global-lmic-reports/master/AFG/projections.csv | 2021-08-19 | ICU_incidence | 9.18 | 9.92 | 10.62 | 10.65 | 11.24 | 12.98 | Additional 50% Reduction | Afghanistan | AFG | 2022-01-02 | v8 | TRUE
https://raw.githubusercontent.com/mrc-ide/global-lmic-reports/master/AFG/projections.csv | 2021-08-19 | prevalence | 24571.46 | 26468.47 | 28041.66 | 28229.49 | 29823.82 | 33501.43 | Additional 50% Reduction | Afghanistan | AFG | 2022-01-02 | v8 | TRUE
https://raw.githubusercontent.com/mrc-ide/global-lmic-reports/master/AFG/projections.csv | 2021-08-19 | cumulative_infections | 3310587.51 | 3445422.32 | 3536065.34 | 3536779.42 | 3621674.39 | 3840058.79 | Additional 50% Reduction | Afghanistan | AFG | 2022-01-02 | v8 | TRUE
https://raw.githubusercontent.com/mrc-ide/global-lmic-reports/master/AFG/projections.csv | 2021-08-19 | cumulative_deaths | 6618.11 | 6981.96 | 7190.4 | 7180.91 | 7389.86 | 7883.55 | Additional 50% Reduction | Afghanistan | AFG | 2022-01-02 | v8 | TRUE
https://raw.githubusercontent.com/mrc-ide/global-lmic-reports/master/AFG/projections.csv | 2021-08-19 | Rt | 0.64 | 0.66 | 0.68 | 0.68 | 0.69 | 0.71 | Additional 50% Reduction | Afghanistan | AFG | 2022-01-02 | v8 | TRUE
https://raw.githubusercontent.com/mrc-ide/global-lmic-reports/master/AFG/projections.csv | 2021-08-19 | Reff | 0.55 | 0.58 | 0.59 | 0.59 | 0.6 | 0.62 | Additional 50% Reduction | Afghanistan | AFG | 2022-01-02 | v8 | TRUE
https://raw.githubusercontent.com/mrc-ide/global-lmic-reports/master/AFG/projections.csv | 2021-08-19 | infections | 2681.49 | 2836.16 | 3008.28 | 3038.42 | 3217.45 | 3486.87 | Maintain Status Quo | Afghanistan | AFG | 2022-01-02 | v8 | TRUE
https://raw.githubusercontent.com/mrc-ide/global-lmic-reports/master/AFG/projections.csv | 2021-08-19 | deaths | 10.7 | 11.25 | 11.87 | 11.84 | 12.23 | 13.53 | Maintain Status Quo | Afghanistan | AFG | 2022-01-02 | v8 | TRUE
https://raw.githubusercontent.com/mrc-ide/global-lmic-reports/master/AFG/projections.csv | 2021-08-19 | hospital_demand | 429.01 | 456.35 | 485.13 | 484.94 | 504.07 | 573.67 | Maintain Status Quo | Afghanistan | AFG | 2022-01-02 | v8 | TRUE
https://raw.githubusercontent.com/mrc-ide/global-lmic-reports/master/AFG/projections.csv | 2021-08-19 | ICU_demand | 190.23 | 199.28 | 209.48 | 209.38 | 216.44 | 238.43 | Maintain Status Quo | Afghanistan | AFG | 2022-01-02 | v8 | TRUE
https://raw.githubusercontent.com/mrc-ide/global-lmic-reports/master/AFG/projections.csv | 2021-08-19 | hospital_incidence | 30.45 | 32.94 | 35.25 | 35.35 | 37.29 | 43.08 | Maintain Status Quo | Afghanistan | AFG | 2022-01-02 | v8 | TRUE
https://raw.githubusercontent.com/mrc-ide/global-lmic-reports/master/AFG/projections.csv | 2021-08-19 | ICU_incidence | 9.18 | 9.92 | 10.62 | 10.65 | 11.24 | 12.98 | Maintain Status Quo | Afghanistan | AFG | 2022-01-02 | v8 | TRUE
https://raw.githubusercontent.com/mrc-ide/global-lmic-reports/master/AFG/projections.csv | 2021-08-19 | prevalence | 24571.46 | 26468.47 | 28041.66 | 28229.49 | 29823.82 | 33501.43 | Maintain Status Quo | Afghanistan | AFG | 2022-01-02 | v8 | TRUE
https://raw.githubusercontent.com/mrc-ide/global-lmic-reports/master/AFG/projections.csv | 2021-08-19 | cumulative_infections | 3310587.51 | 3445422.32 | 3536065.34 | 3536779.42 | 3621674.39 | 3840058.79 | Maintain Status Quo | Afghanistan | AFG | 2022-01-02 | v8 | TRUE
https://raw.githubusercontent.com/mrc-ide/global-lmic-reports/master/AFG/projections.csv | 2021-08-19 | cumulative_deaths | 6618.11 | 6981.96 | 7190.4 | 7180.91 | 7389.86 | 7883.55 | Maintain Status Quo | Afghanistan | AFG | 2022-01-02 | v8 | TRUE
https://raw.githubusercontent.com/mrc-ide/global-lmic-reports/master/AFG/projections.csv | 2021-08-19 | Rt | 0.64 | 0.66 | 0.68 | 0.68 | 0.69 | 0.71 | Maintain Status Quo | Afghanistan | AFG | 2022-01-02 | v8 | TRUE
https://raw.githubusercontent.com/mrc-ide/global-lmic-reports/master/AFG/projections.csv | 2021-08-19 | Reff | 0.55 | 0.58 | 0.59 | 0.59 | 0.6 | 0.62 | Maintain Status Quo | Afghanistan | AFG | 2022-01-02 | v8 | TRUE
https://raw.githubusercontent.com/mrc-ide/global-lmic-reports/master/AFG/projections.csv | 2021-08-19 | infections | 2681.49 | 2836.16 | 3008.28 | 3038.42 | 3217.45 | 3486.87 | Optimistic | Afghanistan | AFG | 2022-01-02 | v8 | TRUE
https://raw.githubusercontent.com/mrc-ide/global-lmic-reports/master/AFG/projections.csv | 2021-08-19 | deaths | 10.7 | 11.25 | 11.87 | 11.84 | 12.23 | 13.53 | Optimistic | Afghanistan | AFG | 2022-01-02 | v8 | TRUE
https://raw.githubusercontent.com/mrc-ide/global-lmic-reports/master/AFG/projections.csv | 2021-08-19 | hospital_demand | 429.01 | 456.35 | 485.13 | 484.94 | 504.07 | 573.67 | Optimistic | Afghanistan | AFG | 2022-01-02 | v8 | TRUE
https://raw.githubusercontent.com/mrc-ide/global-lmic-reports/master/AFG/projections.csv | 2021-08-19 | ICU_demand | 190.23 | 199.28 | 209.48 | 209.38 | 216.44 | 238.43 | Optimistic | Afghanistan | AFG | 2022-01-02 | v8 | TRUE
https://raw.githubusercontent.com/mrc-ide/global-lmic-reports/master/AFG/projections.csv | 2021-08-19 | hospital_incidence | 30.45 | 32.94 | 35.25 | 35.35 | 37.29 | 43.08 | Optimistic | Afghanistan | AFG | 2022-01-02 | v8 | TRUE
https://raw.githubusercontent.com/mrc-ide/global-lmic-reports/master/AFG/projections.csv | 2021-08-19 | ICU_incidence | 9.18 | 9.92 | 10.62 | 10.65 | 11.24 | 12.98 | Optimistic | Afghanistan | AFG | 2022-01-02 | v8 | TRUE
https://raw.githubusercontent.com/mrc-ide/global-lmic-reports/master/AFG/projections.csv | 2021-08-19 | prevalence | 24571.46 | 26468.47 | 28041.66 | 28229.49 | 29823.82 | 33501.43 | Optimistic | Afghanistan | AFG | 2022-01-02 | v8 | TRUE
https://raw.githubusercontent.com/mrc-ide/global-lmic-reports/master/AFG/projections.csv | 2021-08-19 | cumulative_infections | 3310587.51 | 3445422.32 | 3536065.34 | 3536779.42 | 3621674.39 | 3840058.79 | Optimistic | Afghanistan | AFG | 2022-01-02 | v8 | TRUE
https://raw.githubusercontent.com/mrc-ide/global-lmic-reports/master/AFG/projections.csv | 2021-08-19 | cumulative_deaths | 6618.11 | 6981.96 | 7190.4 | 7180.91 | 7389.86 | 7883.55 | Optimistic | Afghanistan | AFG | 2022-01-02 | v8 | TRUE
https://raw.githubusercontent.com/mrc-ide/global-lmic-reports/master/AFG/projections.csv | 2021-08-19 | Rt | 0.64 | 0.66 | 0.68 | 0.68 | 0.69 | 0.71 | Optimistic | Afghanistan | AFG | 2022-01-02 | v8 | TRUE
https://raw.githubusercontent.com/mrc-ide/global-lmic-reports/master/AFG/projections.csv | 2021-08-19 | Reff | 0.55 | 0.58 | 0.59 | 0.59 | 0.6 | 0.62 | Optimistic | Afghanistan | AFG | 2022-01-02 | v8 | TRUE
https://raw.githubusercontent.com/mrc-ide/global-lmic-reports/master/AFG/projections.csv | 2021-08-19 | infections | 2681.49 | 2836.16 | 3008.28 | 3038.42 | 3217.45 | 3486.87 | Pessimistic | Afghanistan | AFG | 2022-01-02 | v8 | TRUE
https://raw.githubusercontent.com/mrc-ide/global-lmic-reports/master/AFG/projections.csv | 2021-08-19 | deaths | 10.7 | 11.25 | 11.87 | 11.84 | 12.23 | 13.53 | Pessimistic | Afghanistan | AFG | 2022-01-02 | v8 | TRUE
https://raw.githubusercontent.com/mrc-ide/global-lmic-reports/master/AFG/projections.csv | 2021-08-19 | hospital_demand | 429.01 | 456.35 | 485.13 | 484.94 | 504.07 | 573.67 | Pessimistic | Afghanistan | AFG | 2022-01-02 | v8 | TRUE
https://raw.githubusercontent.com/mrc-ide/global-lmic-reports/master/AFG/projections.csv | 2021-08-19 | ICU_demand | 190.23 | 199.28 | 209.48 | 209.38 | 216.44 | 238.43 | Pessimistic | Afghanistan | AFG | 2022-01-02 | v8 | TRUE
https://raw.githubusercontent.com/mrc-ide/global-lmic-reports/master/AFG/projections.csv | 2021-08-19 | hospital_incidence | 30.45 | 32.94 | 35.25 | 35.35 | 37.29 | 43.08 | Pessimistic | Afghanistan | AFG | 2022-01-02 | v8 | TRUE
https://raw.githubusercontent.com/mrc-ide/global-lmic-reports/master/AFG/projections.csv | 2021-08-19 | ICU_incidence | 9.18 | 9.92 | 10.62 | 10.65 | 11.24 | 12.98 | Pessimistic | Afghanistan | AFG | 2022-01-02 | v8 | TRUE
https://raw.githubusercontent.com/mrc-ide/global-lmic-reports/master/AFG/projections.csv | 2021-08-19 | prevalence | 24571.46 | 26468.47 | 28041.66 | 28229.49 | 29823.82 | 33501.43 | Pessimistic | Afghanistan | AFG | 2022-01-02 | v8 | TRUE
https://raw.githubusercontent.com/mrc-ide/global-lmic-reports/master/AFG/projections.csv | 2021-08-19 | cumulative_infections | 3310587.51 | 3445422.32 | 3536065.34 | 3536779.42 | 3621674.39 | 3840058.79 | Pessimistic | Afghanistan | AFG | 2022-01-02 | v8 | TRUE
https://raw.githubusercontent.com/mrc-ide/global-lmic-reports/master/AFG/projections.csv | 2021-08-19 | cumulative_deaths | 6618.11 | 6981.96 | 7190.4 | 7180.91 | 7389.86 | 7883.55 | Pessimistic | Afghanistan | AFG | 2022-01-02 | v8 | TRUE
https://raw.githubusercontent.com/mrc-ide/global-lmic-reports/master/AFG/projections.csv | 2021-08-19 | Rt | 0.64 | 0.66 | 0.68 | 0.68 | 0.69 | 0.71 | Pessimistic | Afghanistan | AFG | 2022-01-02 | v8 | TRUE
https://raw.githubusercontent.com/mrc-ide/global-lmic-reports/master/AFG/projections.csv | 2021-08-19 | Reff | 0.55 | 0.58 | 0.59 | 0.59 | 0.6 | 0.62 | Pessimistic | Afghanistan | AFG | 2022-01-02 | v8 | TRUE
https://raw.githubusercontent.com/mrc-ide/global-lmic-reports/master/AFG/projections.csv | 2021-08-19 | infections | 2681.49 | 2836.16 | 3008.28 | 3038.42 | 3217.45 | 3486.87 | Relax Interventions 50% | Afghanistan | AFG | 2022-01-02 | v8 | TRUE
https://raw.githubusercontent.com/mrc-ide/global-lmic-reports/master/AFG/projections.csv | 2021-08-19 | deaths | 10.7 | 11.25 | 11.87 | 11.84 | 12.23 | 13.53 | Relax Interventions 50% | Afghanistan | AFG | 2022-01-02 | v8 | TRUE
https://raw.githubusercontent.com/mrc-ide/global-lmic-reports/master/AFG/projections.csv | 2021-08-19 | hospital_demand | 429.01 | 456.35 | 485.13 | 484.94 | 504.07 | 573.67 | Relax Interventions 50% | Afghanistan | AFG | 2022-01-02 | v8 | TRUE
https://raw.githubusercontent.com/mrc-ide/global-lmic-reports/master/AFG/projections.csv | 2021-08-19 | ICU_demand | 190.23 | 199.28 | 209.48 | 209.38 | 216.44 | 238.43 | Relax Interventions 50% | Afghanistan | AFG | 2022-01-02 | v8 | TRUE
https://raw.githubusercontent.com/mrc-ide/global-lmic-reports/master/AFG/projections.csv | 2021-08-19 | hospital_incidence | 30.45 | 32.94 | 35.25 | 35.35 | 37.29 | 43.08 | Relax Interventions 50% | Afghanistan | AFG | 2022-01-02 | v8 | TRUE
https://raw.githubusercontent.com/mrc-ide/global-lmic-reports/master/AFG/projections.csv | 2021-08-19 | ICU_incidence | 9.18 | 9.92 | 10.62 | 10.65 | 11.24 | 12.98 | Relax Interventions 50% | Afghanistan | AFG | 2022-01-02 | v8 | TRUE
https://raw.githubusercontent.com/mrc-ide/global-lmic-reports/master/AFG/projections.csv | 2021-08-19 | prevalence | 24571.46 | 26468.47 | 28041.66 | 28229.49 | 29823.82 | 33501.43 | Relax Interventions 50% | Afghanistan | AFG | 2022-01-02 | v8 | TRUE
https://raw.githubusercontent.com/mrc-ide/global-lmic-reports/master/AFG/projections.csv | 2021-08-19 | cumulative_infections | 3310587.51 | 3445422.32 | 3536065.34 | 3536779.42 | 3621674.39 | 3840058.79 | Relax Interventions 50% | Afghanistan | AFG | 2022-01-02 | v8 | TRUE
https://raw.githubusercontent.com/mrc-ide/global-lmic-reports/master/AFG/projections.csv | 2021-08-19 | cumulative_deaths | 6618.11 | 6981.96 | 7190.4 | 7180.91 | 7389.86 | 7883.55 | Relax Interventions 50% | Afghanistan | AFG | 2022-01-02 | v8 | TRUE
https://raw.githubusercontent.com/mrc-ide/global-lmic-reports/master/AFG/projections.csv | 2021-08-19 | Rt | 0.64 | 0.66 | 0.68 | 0.68 | 0.69 | 0.71 | Relax Interventions 50% | Afghanistan | AFG | 2022-01-02 | v8 | TRUE
https://raw.githubusercontent.com/mrc-ide/global-lmic-reports/master/AFG/projections.csv | 2021-08-19 | Reff | 0.55 | 0.58 | 0.59 | 0.59 | 0.6 | 0.62 | Relax Interventions 50% | Afghanistan | AFG | 2022-01-02 | v8 | TRUE
https://raw.githubusercontent.com/mrc-ide/global-lmic-reports/master/AFG/projections.csv | 2021-08-19 | infections | 2744.8 | 2905.66 | 3032.3 | 3073.25 | 3196.65 | 3395.53 | Surged Additional 50% Reduction | Afghanistan | AFG | 2022-01-02 | v8 | TRUE
https://raw.githubusercontent.com/mrc-ide/global-lmic-reports/master/AFG/projections.csv | 2021-08-19 | deaths | 12.12 | 12.61 | 13.11 | 13.2 | 13.81 | 14.6 | Surged Additional 50% Reduction | Afghanistan | AFG | 2022-01-02 | v8 | TRUE
https://raw.githubusercontent.com/mrc-ide/global-lmic-reports/master/AFG/projections.csv | 2021-08-19 | hospital_demand | 451.52 | 477.06 | 497.16 | 501.09 | 525.68 | 561.2 | Surged Additional 50% Reduction | Afghanistan | AFG | 2022-01-02 | v8 | TRUE
https://raw.githubusercontent.com/mrc-ide/global-lmic-reports/master/AFG/projections.csv | 2021-08-19 | ICU_demand | 227.86 | 237.27 | 246.16 | 247.71 | 258.82 | 273.62 | Surged Additional 50% Reduction | Afghanistan | AFG | 2022-01-02 | v8 | TRUE
https://raw.githubusercontent.com/mrc-ide/global-lmic-reports/master/AFG/projections.csv | 2021-08-19 | hospital_incidence | 31.59 | 33.48 | 35.34 | 35.67 | 37.8 | 40.86 | Surged Additional 50% Reduction | Afghanistan | AFG | 2022-01-02 | v8 | TRUE
https://raw.githubusercontent.com/mrc-ide/global-lmic-reports/master/AFG/projections.csv | 2021-08-19 | ICU_incidence | 9.52 | 10.09 | 10.65 | 10.75 | 11.39 | 12.31 | Surged Additional 50% Reduction | Afghanistan | AFG | 2022-01-02 | v8 | TRUE
https://raw.githubusercontent.com/mrc-ide/global-lmic-reports/master/AFG/projections.csv | 2021-08-19 | prevalence | 25536.92 | 26988.14 | 28079.82 | 28557.96 | 30093.26 | 32247.45 | Surged Additional 50% Reduction | Afghanistan | AFG | 2022-01-02 | v8 | TRUE
https://raw.githubusercontent.com/mrc-ide/global-lmic-reports/master/AFG/projections.csv | 2021-08-19 | cumulative_infections | 3361834.8 | 3443346.2 | 3513840.36 | 3516762.7 | 3572361.76 | 3719788.55 | Surged Additional 50% Reduction | Afghanistan | AFG | 2022-01-02 | v8 | TRUE
https://raw.githubusercontent.com/mrc-ide/global-lmic-reports/master/AFG/projections.csv | 2021-08-19 | cumulative_deaths | 5620.91 | 5732.93 | 5841.68 | 5853.55 | 5936.29 | 6217.62 | Surged Additional 50% Reduction | Afghanistan | AFG | 2022-01-02 | v8 | TRUE
https://raw.githubusercontent.com/mrc-ide/global-lmic-reports/master/AFG/projections.csv | 2021-08-19 | Rt | 0.64 | 0.66 | 0.68 | 0.68 | 0.69 | 0.72 | Surged Additional 50% Reduction | Afghanistan | AFG | 2022-01-02 | v8 | TRUE
https://raw.githubusercontent.com/mrc-ide/global-lmic-reports/master/AFG/projections.csv | 2021-08-19 | Reff | 0.56 | 0.58 | 0.59 | 0.59 | 0.6 | 0.63 | Surged Additional 50% Reduction | Afghanistan | AFG | 2022-01-02 | v8 | TRUE
https://raw.githubusercontent.com/mrc-ide/global-lmic-reports/master/AFG/projections.csv | 2021-08-19 | infections | 2744.8 | 2905.66 | 3032.3 | 3073.25 | 3196.65 | 3395.53 | Surged Maintain Status Quo | Afghanistan | AFG | 2022-01-02 | v8 | TRUE
https://raw.githubusercontent.com/mrc-ide/global-lmic-reports/master/AFG/projections.csv | 2021-08-19 | deaths | 12.12 | 12.61 | 13.11 | 13.2 | 13.81 | 14.6 | Surged Maintain Status Quo | Afghanistan | AFG | 2022-01-02 | v8 | TRUE
https://raw.githubusercontent.com/mrc-ide/global-lmic-reports/master/AFG/projections.csv | 2021-08-19 | hospital_demand | 451.52 | 477.06 | 497.16 | 501.09 | 525.68 | 561.2 | Surged Maintain Status Quo | Afghanistan | AFG | 2022-01-02 | v8 | TRUE
https://raw.githubusercontent.com/mrc-ide/global-lmic-reports/master/AFG/projections.csv | 2021-08-19 | ICU_demand | 227.86 | 237.27 | 246.16 | 247.71 | 258.82 | 273.62 | Surged Maintain Status Quo | Afghanistan | AFG | 2022-01-02 | v8 | TRUE
https://raw.githubusercontent.com/mrc-ide/global-lmic-reports/master/AFG/projections.csv | 2021-08-19 | hospital_incidence | 31.59 | 33.48 | 35.34 | 35.67 | 37.8 | 40.86 | Surged Maintain Status Quo | Afghanistan | AFG | 2022-01-02 | v8 | TRUE
https://raw.githubusercontent.com/mrc-ide/global-lmic-reports/master/AFG/projections.csv | 2021-08-19 | ICU_incidence | 9.52 | 10.09 | 10.65 | 10.75 | 11.39 | 12.31 | Surged Maintain Status Quo | Afghanistan | AFG | 2022-01-02 | v8 | TRUE
https://raw.githubusercontent.com/mrc-ide/global-lmic-reports/master/AFG/projections.csv | 2021-08-19 | prevalence | 25536.92 | 26988.14 | 28079.82 | 28557.96 | 30093.26 | 32247.45 | Surged Maintain Status Quo | Afghanistan | AFG | 2022-01-02 | v8 | TRUE
https://raw.githubusercontent.com/mrc-ide/global-lmic-reports/master/AFG/projections.csv | 2021-08-19 | cumulative_infections | 3361834.8 | 3443346.2 | 3513840.36 | 3516762.7 | 3572361.76 | 3719788.55 | Surged Maintain Status Quo | Afghanistan | AFG | 2022-01-02 | v8 | TRUE
https://raw.githubusercontent.com/mrc-ide/global-lmic-reports/master/AFG/projections.csv | 2021-08-19 | cumulative_deaths | 5620.91 | 5732.93 | 5841.68 | 5853.55 | 5936.29 | 6217.62 | Surged Maintain Status Quo | Afghanistan | AFG | 2022-01-02 | v8 | TRUE
https://raw.githubusercontent.com/mrc-ide/global-lmic-reports/master/AFG/projections.csv | 2021-08-19 | Rt | 0.64 | 0.66 | 0.68 | 0.68 | 0.69 | 0.72 | Surged Maintain Status Quo | Afghanistan | AFG | 2022-01-02 | v8 | TRUE
https://raw.githubusercontent.com/mrc-ide/global-lmic-reports/master/AFG/projections.csv | 2021-08-19 | Reff | 0.56 | 0.58 | 0.59 | 0.59 | 0.6 | 0.63 | Surged Maintain Status Quo | Afghanistan | AFG | 2022-01-02 | v8 | TRUE
https://raw.githubusercontent.com/mrc-ide/global-lmic-reports/master/AFG/projections.csv | 2021-08-19 | infections | 2744.8 | 2905.66 | 3032.3 | 3073.25 | 3196.65 | 3395.53 | Surged Optimistic | Afghanistan | AFG | 2022-01-02 | v8 | TRUE
https://raw.githubusercontent.com/mrc-ide/global-lmic-reports/master/AFG/projections.csv | 2021-08-19 | deaths | 12.12 | 12.61 | 13.11 | 13.2 | 13.81 | 14.6 | Surged Optimistic | Afghanistan | AFG | 2022-01-02 | v8 | TRUE
https://raw.githubusercontent.com/mrc-ide/global-lmic-reports/master/AFG/projections.csv | 2021-08-19 | hospital_demand | 451.52 | 477.06 | 497.16 | 501.09 | 525.68 | 561.2 | Surged Optimistic | Afghanistan | AFG | 2022-01-02 | v8 | TRUE
https://raw.githubusercontent.com/mrc-ide/global-lmic-reports/master/AFG/projections.csv | 2021-08-19 | ICU_demand | 227.86 | 237.27 | 246.16 | 247.71 | 258.82 | 273.62 | Surged Optimistic | Afghanistan | AFG | 2022-01-02 | v8 | TRUE
https://raw.githubusercontent.com/mrc-ide/global-lmic-reports/master/AFG/projections.csv | 2021-08-19 | hospital_incidence | 31.59 | 33.48 | 35.34 | 35.67 | 37.8 | 40.86 | Surged Optimistic | Afghanistan | AFG | 2022-01-02 | v8 | TRUE
https://raw.githubusercontent.com/mrc-ide/global-lmic-reports/master/AFG/projections.csv | 2021-08-19 | ICU_incidence | 9.52 | 10.09 | 10.65 | 10.75 | 11.39 | 12.31 | Surged Optimistic | Afghanistan | AFG | 2022-01-02 | v8 | TRUE
https://raw.githubusercontent.com/mrc-ide/global-lmic-reports/master/AFG/projections.csv | 2021-08-19 | prevalence | 25536.92 | 26988.14 | 28079.82 | 28557.96 | 30093.26 | 32247.45 | Surged Optimistic | Afghanistan | AFG | 2022-01-02 | v8 | TRUE
https://raw.githubusercontent.com/mrc-ide/global-lmic-reports/master/AFG/projections.csv | 2021-08-19 | cumulative_infections | 3361834.8 | 3443346.2 | 3513840.36 | 3516762.7 | 3572361.76 | 3719788.55 | Surged Optimistic | Afghanistan | AFG | 2022-01-02 | v8 | TRUE
https://raw.githubusercontent.com/mrc-ide/global-lmic-reports/master/AFG/projections.csv | 2021-08-19 | cumulative_deaths | 5620.91 | 5732.93 | 5841.68 | 5853.55 | 5936.29 | 6217.62 | Surged Optimistic | Afghanistan | AFG | 2022-01-02 | v8 | TRUE
https://raw.githubusercontent.com/mrc-ide/global-lmic-reports/master/AFG/projections.csv | 2021-08-19 | Rt | 0.64 | 0.66 | 0.68 | 0.68 | 0.69 | 0.72 | Surged Optimistic | Afghanistan | AFG | 2022-01-02 | v8 | TRUE
https://raw.githubusercontent.com/mrc-ide/global-lmic-reports/master/AFG/projections.csv | 2021-08-19 | Reff | 0.56 | 0.58 | 0.59 | 0.59 | 0.6 | 0.63 | Surged Optimistic | Afghanistan | AFG | 2022-01-02 | v8 | TRUE
https://raw.githubusercontent.com/mrc-ide/global-lmic-reports/master/AFG/projections.csv | 2021-08-19 | infections | 2744.8 | 2905.66 | 3032.3 | 3073.25 | 3196.65 | 3395.53 | Surged Pessimistic | Afghanistan | AFG | 2022-01-02 | v8 | TRUE
https://raw.githubusercontent.com/mrc-ide/global-lmic-reports/master/AFG/projections.csv | 2021-08-19 | deaths | 12.12 | 12.61 | 13.11 | 13.2 | 13.81 | 14.6 | Surged Pessimistic | Afghanistan | AFG | 2022-01-02 | v8 | TRUE
https://raw.githubusercontent.com/mrc-ide/global-lmic-reports/master/AFG/projections.csv | 2021-08-19 | hospital_demand | 451.52 | 477.06 | 497.16 | 501.09 | 525.68 | 561.2 | Surged Pessimistic | Afghanistan | AFG | 2022-01-02 | v8 | TRUE
https://raw.githubusercontent.com/mrc-ide/global-lmic-reports/master/AFG/projections.csv | 2021-08-19 | ICU_demand | 227.86 | 237.27 | 246.16 | 247.71 | 258.82 | 273.62 | Surged Pessimistic | Afghanistan | AFG | 2022-01-02 | v8 | TRUE
https://raw.githubusercontent.com/mrc-ide/global-lmic-reports/master/AFG/projections.csv | 2021-08-19 | hospital_incidence | 31.59 | 33.48 | 35.34 | 35.67 | 37.8 | 40.86 | Surged Pessimistic | Afghanistan | AFG | 2022-01-02 | v8 | TRUE
https://raw.githubusercontent.com/mrc-ide/global-lmic-reports/master/AFG/projections.csv | 2021-08-19 | ICU_incidence | 9.52 | 10.09 | 10.65 | 10.75 | 11.39 | 12.31 | Surged Pessimistic | Afghanistan | AFG | 2022-01-02 | v8 | TRUE
https://raw.githubusercontent.com/mrc-ide/global-lmic-reports/master/AFG/projections.csv | 2021-08-19 | prevalence | 25536.92 | 26988.14 | 28079.82 | 28557.96 | 30093.26 | 32247.45 | Surged Pessimistic | Afghanistan | AFG | 2022-01-02 | v8 | TRUE
https://raw.githubusercontent.com/mrc-ide/global-lmic-reports/master/AFG/projections.csv | 2021-08-19 | cumulative_infections | 3361834.8 | 3443346.2 | 3513840.36 | 3516762.7 | 3572361.76 | 3719788.55 | Surged Pessimistic | Afghanistan | AFG | 2022-01-02 | v8 | TRUE
https://raw.githubusercontent.com/mrc-ide/global-lmic-reports/master/AFG/projections.csv | 2021-08-19 | cumulative_deaths | 5620.91 | 5732.93 | 5841.68 | 5853.55 | 5936.29 | 6217.62 | Surged Pessimistic | Afghanistan | AFG | 2022-01-02 | v8 | TRUE
https://raw.githubusercontent.com/mrc-ide/global-lmic-reports/master/AFG/projections.csv | 2021-08-19 | Rt | 0.64 | 0.66 | 0.68 | 0.68 | 0.69 | 0.72 | Surged Pessimistic | Afghanistan | AFG | 2022-01-02 | v8 | TRUE
https://raw.githubusercontent.com/mrc-ide/global-lmic-reports/master/AFG/projections.csv | 2021-08-19 | Reff | 0.56 | 0.58 | 0.59 | 0.59 | 0.6 | 0.63 | Surged Pessimistic | Afghanistan | AFG | 2022-01-02 | v8 | TRUE
https://raw.githubusercontent.com/mrc-ide/global-lmic-reports/master/AFG/projections.csv | 2021-08-19 | infections | 2744.8 | 2905.66 | 3032.3 | 3073.25 | 3196.65 | 3395.53 | Surged Relax Interventions 50% | Afghanistan | AFG | 2022-01-02 | v8 | TRUE
https://raw.githubusercontent.com/mrc-ide/global-lmic-reports/master/AFG/projections.csv | 2021-08-19 | deaths | 12.12 | 12.61 | 13.11 | 13.2 | 13.81 | 14.6 | Surged Relax Interventions 50% | Afghanistan | AFG | 2022-01-02 | v8 | TRUE
https://raw.githubusercontent.com/mrc-ide/global-lmic-reports/master/AFG/projections.csv | 2021-08-19 | hospital_demand | 451.52 | 477.06 | 497.16 | 501.09 | 525.68 | 561.2 | Surged Relax Interventions 50% | Afghanistan | AFG | 2022-01-02 | v8 | TRUE
https://raw.githubusercontent.com/mrc-ide/global-lmic-reports/master/AFG/projections.csv | 2021-08-19 | ICU_demand | 227.86 | 237.27 | 246.16 | 247.71 | 258.82 | 273.62 | Surged Relax Interventions 50% | Afghanistan | AFG | 2022-01-02 | v8 | TRUE
https://raw.githubusercontent.com/mrc-ide/global-lmic-reports/master/AFG/projections.csv | 2021-08-19 | hospital_incidence | 31.59 | 33.48 | 35.34 | 35.67 | 37.8 | 40.86 | Surged Relax Interventions 50% | Afghanistan | AFG | 2022-01-02 | v8 | TRUE
https://raw.githubusercontent.com/mrc-ide/global-lmic-reports/master/AFG/projections.csv | 2021-08-19 | ICU_incidence | 9.52 | 10.09 | 10.65 | 10.75 | 11.39 | 12.31 | Surged Relax Interventions 50% | Afghanistan | AFG | 2022-01-02 | v8 | TRUE
https://raw.githubusercontent.com/mrc-ide/global-lmic-reports/master/AFG/projections.csv | 2021-08-19 | prevalence | 25536.92 | 26988.14 | 28079.82 | 28557.96 | 30093.26 | 32247.45 | Surged Relax Interventions 50% | Afghanistan | AFG | 2022-01-02 | v8 | TRUE
https://raw.githubusercontent.com/mrc-ide/global-lmic-reports/master/AFG/projections.csv | 2021-08-19 | cumulative_infections | 3361834.8 | 3443346.2 | 3513840.36 | 3516762.7 | 3572361.76 | 3719788.55 | Surged Relax Interventions 50% | Afghanistan | AFG | 2022-01-02 | v8 | TRUE
https://raw.githubusercontent.com/mrc-ide/global-lmic-reports/master/AFG/projections.csv | 2021-08-19 | cumulative_deaths | 5620.91 | 5732.93 | 5841.68 | 5853.55 | 5936.29 | 6217.62 | Surged Relax Interventions 50% | Afghanistan | AFG | 2022-01-02 | v8 | TRUE
https://raw.githubusercontent.com/mrc-ide/global-lmic-reports/master/AFG/projections.csv | 2021-08-19 | Rt | 0.64 | 0.66 | 0.68 | 0.68 | 0.69 | 0.72 | Surged Relax Interventions 50% | Afghanistan | AFG | 2022-01-02 | v8 | TRUE
https://raw.githubusercontent.com/mrc-ide/global-lmic-reports/master/AFG/projections.csv | 2021-08-19 | Reff | 0.56 | 0.58 | 0.59 | 0.59 | 0.6 | 0.63 | Surged Relax Interventions 50% | Afghanistan | AFG | 2022-01-02 | v8 | TRUE
https://raw.githubusercontent.com/mrc-ide/global-lmic-reports/master/AFG/projections.csv | 2021-08-20 | infections | 2381.24 | 2543.87 | 2670.44 | 2713.37 | 2858.73 | 3102.75 | Additional 50% Reduction | Afghanistan | AFG | 2022-01-02 | v8 | TRUE
https://raw.githubusercontent.com/mrc-ide/global-lmic-reports/master/AFG/projections.csv | 2021-08-20 | deaths | 10.29 | 10.84 | 11.44 | 11.42 | 11.82 | 13.13 | Additional 50% Reduction | Afghanistan | AFG | 2022-01-02 | v8 | TRUE
https://raw.githubusercontent.com/mrc-ide/global-lmic-reports/master/AFG/projections.csv | 2021-08-20 | hospital_demand | 409.96 | 435.89 | 463.25 | 463.65 | 482.58 | 549.87 | Additional 50% Reduction | Afghanistan | AFG | 2022-01-02 | v8 | TRUE
https://raw.githubusercontent.com/mrc-ide/global-lmic-reports/master/AFG/projections.csv | 2021-08-20 | ICU_demand | 183.46 | 192.37 | 202.55 | 202.44 | 209.56 | 231.71 | Additional 50% Reduction | Afghanistan | AFG | 2022-01-02 | v8 | TRUE
https://raw.githubusercontent.com/mrc-ide/global-lmic-reports/master/AFG/projections.csv | 2021-08-20 | hospital_incidence | 28.76 | 31.14 | 33.24 | 33.36 | 35.19 | 40.57 | Additional 50% Reduction | Afghanistan | AFG | 2022-01-02 | v8 | TRUE
https://raw.githubusercontent.com/mrc-ide/global-lmic-reports/master/AFG/projections.csv | 2021-08-20 | ICU_incidence | 8.67 | 9.38 | 10.01 | 10.05 | 10.6 | 12.22 | Additional 50% Reduction | Afghanistan | AFG | 2022-01-02 | v8 | TRUE
https://raw.githubusercontent.com/mrc-ide/global-lmic-reports/master/AFG/projections.csv | 2021-08-20 | prevalence | 23008.85 | 24585.86 | 26160.11 | 26297.79 | 27740.42 | 30939.33 | Additional 50% Reduction | Afghanistan | AFG | 2022-01-02 | v8 | TRUE
https://raw.githubusercontent.com/mrc-ide/global-lmic-reports/master/AFG/projections.csv | 2021-08-20 | cumulative_infections | 3313381.95 | 3448016.37 | 3538677.8 | 3539492.79 | 3624279.75 | 3842876.2 | Additional 50% Reduction | Afghanistan | AFG | 2022-01-02 | v8 | TRUE
https://raw.githubusercontent.com/mrc-ide/global-lmic-reports/master/AFG/projections.csv | 2021-08-20 | cumulative_deaths | 6629.08 | 6993.51 | 7202.19 | 7192.33 | 7401.73 | 7895.37 | Additional 50% Reduction | Afghanistan | AFG | 2022-01-02 | v8 | TRUE
https://raw.githubusercontent.com/mrc-ide/global-lmic-reports/master/AFG/projections.csv | 2021-08-20 | Rt | 0.69 | 0.72 | 0.73 | 0.73 | 0.74 | 0.77 | Additional 50% Reduction | Afghanistan | AFG | 2022-01-02 | v8 | TRUE
https://raw.githubusercontent.com/mrc-ide/global-lmic-reports/master/AFG/projections.csv | 2021-08-20 | Reff | 0.61 | 0.63 | 0.64 | 0.64 | 0.65 | 0.67 | Additional 50% Reduction | Afghanistan | AFG | 2022-01-02 | v8 | TRUE
https://raw.githubusercontent.com/mrc-ide/global-lmic-reports/master/AFG/projections.csv | 2021-08-20 | infections | 2381.24 | 2543.87 | 2670.44 | 2713.37 | 2858.73 | 3102.75 | Maintain Status Quo | Afghanistan | AFG | 2022-01-02 | v8 | TRUE
https://raw.githubusercontent.com/mrc-ide/global-lmic-reports/master/AFG/projections.csv | 2021-08-20 | deaths | 10.29 | 10.84 | 11.44 | 11.42 | 11.82 | 13.13 | Maintain Status Quo | Afghanistan | AFG | 2022-01-02 | v8 | TRUE
https://raw.githubusercontent.com/mrc-ide/global-lmic-reports/master/AFG/projections.csv | 2021-08-20 | hospital_demand | 409.96 | 435.89 | 463.25 | 463.65 | 482.58 | 549.87 | Maintain Status Quo | Afghanistan | AFG | 2022-01-02 | v8 | TRUE
https://raw.githubusercontent.com/mrc-ide/global-lmic-reports/master/AFG/projections.csv | 2021-08-20 | ICU_demand | 183.46 | 192.37 | 202.55 | 202.44 | 209.56 | 231.71 | Maintain Status Quo | Afghanistan | AFG | 2022-01-02 | v8 | TRUE
https://raw.githubusercontent.com/mrc-ide/global-lmic-reports/master/AFG/projections.csv | 2021-08-20 | hospital_incidence | 28.76 | 31.14 | 33.24 | 33.36 | 35.19 | 40.57 | Maintain Status Quo | Afghanistan | AFG | 2022-01-02 | v8 | TRUE
https://raw.githubusercontent.com/mrc-ide/global-lmic-reports/master/AFG/projections.csv | 2021-08-20 | ICU_incidence | 8.67 | 9.38 | 10.01 | 10.05 | 10.6 | 12.22 | Maintain Status Quo | Afghanistan | AFG | 2022-01-02 | v8 | TRUE
https://raw.githubusercontent.com/mrc-ide/global-lmic-reports/master/AFG/projections.csv | 2021-08-20 | prevalence | 23008.85 | 24585.86 | 26160.11 | 26297.79 | 27740.42 | 30939.33 | Maintain Status Quo | Afghanistan | AFG | 2022-01-02 | v8 | TRUE
https://raw.githubusercontent.com/mrc-ide/global-lmic-reports/master/AFG/projections.csv | 2021-08-20 | cumulative_infections | 3313381.95 | 3448016.37 | 3538677.8 | 3539492.79 | 3624279.75 | 3842876.2 | Maintain Status Quo | Afghanistan | AFG | 2022-01-02 | v8 | TRUE
https://raw.githubusercontent.com/mrc-ide/global-lmic-reports/master/AFG/projections.csv | 2021-08-20 | cumulative_deaths | 6629.08 | 6993.51 | 7202.19 | 7192.33 | 7401.73 | 7895.37 | Maintain Status Quo | Afghanistan | AFG | 2022-01-02 | v8 | TRUE
https://raw.githubusercontent.com/mrc-ide/global-lmic-reports/master/AFG/projections.csv | 2021-08-20 | Rt | 0.69 | 0.72 | 0.73 | 0.73 | 0.74 | 0.77 | Maintain Status Quo | Afghanistan | AFG | 2022-01-02 | v8 | TRUE
https://raw.githubusercontent.com/mrc-ide/global-lmic-reports/master/AFG/projections.csv | 2021-08-20 | Reff | 0.61 | 0.63 | 0.64 | 0.64 | 0.65 | 0.67 | Maintain Status Quo | Afghanistan | AFG | 2022-01-02 | v8 | TRUE
https://raw.githubusercontent.com/mrc-ide/global-lmic-reports/master/AFG/projections.csv | 2021-08-20 | infections | 2381.24 | 2543.87 | 2670.44 | 2713.37 | 2858.73 | 3102.75 | Optimistic | Afghanistan | AFG | 2022-01-02 | v8 | TRUE
https://raw.githubusercontent.com/mrc-ide/global-lmic-reports/master/AFG/projections.csv | 2021-08-20 | deaths | 10.29 | 10.84 | 11.44 | 11.42 | 11.82 | 13.13 | Optimistic | Afghanistan | AFG | 2022-01-02 | v8 | TRUE
https://raw.githubusercontent.com/mrc-ide/global-lmic-reports/master/AFG/projections.csv | 2021-08-20 | hospital_demand | 409.96 | 435.89 | 463.25 | 463.65 | 482.58 | 549.87 | Optimistic | Afghanistan | AFG | 2022-01-02 | v8 | TRUE
https://raw.githubusercontent.com/mrc-ide/global-lmic-reports/master/AFG/projections.csv | 2021-08-20 | ICU_demand | 183.46 | 192.37 | 202.55 | 202.44 | 209.56 | 231.71 | Optimistic | Afghanistan | AFG | 2022-01-02 | v8 | TRUE
https://raw.githubusercontent.com/mrc-ide/global-lmic-reports/master/AFG/projections.csv | 2021-08-20 | hospital_incidence | 28.76 | 31.14 | 33.24 | 33.36 | 35.19 | 40.57 | Optimistic | Afghanistan | AFG | 2022-01-02 | v8 | TRUE
https://raw.githubusercontent.com/mrc-ide/global-lmic-reports/master/AFG/projections.csv | 2021-08-20 | ICU_incidence | 8.67 | 9.38 | 10.01 | 10.05 | 10.6 | 12.22 | Optimistic | Afghanistan | AFG | 2022-01-02 | v8 | TRUE
https://raw.githubusercontent.com/mrc-ide/global-lmic-reports/master/AFG/projections.csv | 2021-08-20 | prevalence | 23008.85 | 24585.86 | 26160.11 | 26297.79 | 27740.42 | 30939.33 | Optimistic | Afghanistan | AFG | 2022-01-02 | v8 | TRUE
https://raw.githubusercontent.com/mrc-ide/global-lmic-reports/master/AFG/projections.csv | 2021-08-20 | cumulative_infections | 3313381.95 | 3448016.37 | 3538677.8 | 3539492.79 | 3624279.75 | 3842876.2 | Optimistic | Afghanistan | AFG | 2022-01-02 | v8 | TRUE
https://raw.githubusercontent.com/mrc-ide/global-lmic-reports/master/AFG/projections.csv | 2021-08-20 | cumulative_deaths | 6629.08 | 6993.51 | 7202.19 | 7192.33 | 7401.73 | 7895.37 | Optimistic | Afghanistan | AFG | 2022-01-02 | v8 | TRUE
https://raw.githubusercontent.com/mrc-ide/global-lmic-reports/master/AFG/projections.csv | 2021-08-20 | Rt | 0.69 | 0.72 | 0.73 | 0.73 | 0.74 | 0.77 | Optimistic | Afghanistan | AFG | 2022-01-02 | v8 | TRUE
https://raw.githubusercontent.com/mrc-ide/global-lmic-reports/master/AFG/projections.csv | 2021-08-20 | Reff | 0.61 | 0.63 | 0.64 | 0.64 | 0.65 | 0.67 | Optimistic | Afghanistan | AFG | 2022-01-02 | v8 | TRUE
https://raw.githubusercontent.com/mrc-ide/global-lmic-reports/master/AFG/projections.csv | 2021-08-20 | infections | 2381.24 | 2543.87 | 2670.44 | 2713.37 | 2858.73 | 3102.75 | Pessimistic | Afghanistan | AFG | 2022-01-02 | v8 | TRUE
https://raw.githubusercontent.com/mrc-ide/global-lmic-reports/master/AFG/projections.csv | 2021-08-20 | deaths | 10.29 | 10.84 | 11.44 | 11.42 | 11.82 | 13.13 | Pessimistic | Afghanistan | AFG | 2022-01-02 | v8 | TRUE
https://raw.githubusercontent.com/mrc-ide/global-lmic-reports/master/AFG/projections.csv | 2021-08-20 | hospital_demand | 409.96 | 435.89 | 463.25 | 463.65 | 482.58 | 549.87 | Pessimistic | Afghanistan | AFG | 2022-01-02 | v8 | TRUE
https://raw.githubusercontent.com/mrc-ide/global-lmic-reports/master/AFG/projections.csv | 2021-08-20 | ICU_demand | 183.46 | 192.37 | 202.55 | 202.44 | 209.56 | 231.71 | Pessimistic | Afghanistan | AFG | 2022-01-02 | v8 | TRUE
https://raw.githubusercontent.com/mrc-ide/global-lmic-reports/master/AFG/projections.csv | 2021-08-20 | hospital_incidence | 28.76 | 31.14 | 33.24 | 33.36 | 35.19 | 40.57 | Pessimistic | Afghanistan | AFG | 2022-01-02 | v8 | TRUE
https://raw.githubusercontent.com/mrc-ide/global-lmic-reports/master/AFG/projections.csv | 2021-08-20 | ICU_incidence | 8.67 | 9.38 | 10.01 | 10.05 | 10.6 | 12.22 | Pessimistic | Afghanistan | AFG | 2022-01-02 | v8 | TRUE
https://raw.githubusercontent.com/mrc-ide/global-lmic-reports/master/AFG/projections.csv | 2021-08-20 | prevalence | 23008.85 | 24585.86 | 26160.11 | 26297.79 | 27740.42 | 30939.33 | Pessimistic | Afghanistan | AFG | 2022-01-02 | v8 | TRUE
https://raw.githubusercontent.com/mrc-ide/global-lmic-reports/master/AFG/projections.csv | 2021-08-20 | cumulative_infections | 3313381.95 | 3448016.37 | 3538677.8 | 3539492.79 | 3624279.75 | 3842876.2 | Pessimistic | Afghanistan | AFG | 2022-01-02 | v8 | TRUE
https://raw.githubusercontent.com/mrc-ide/global-lmic-reports/master/AFG/projections.csv | 2021-08-20 | cumulative_deaths | 6629.08 | 6993.51 | 7202.19 | 7192.33 | 7401.73 | 7895.37 | Pessimistic | Afghanistan | AFG | 2022-01-02 | v8 | TRUE
https://raw.githubusercontent.com/mrc-ide/global-lmic-reports/master/AFG/projections.csv | 2021-08-20 | Rt | 0.69 | 0.72 | 0.73 | 0.73 | 0.74 | 0.77 | Pessimistic | Afghanistan | AFG | 2022-01-02 | v8 | TRUE
https://raw.githubusercontent.com/mrc-ide/global-lmic-reports/master/AFG/projections.csv | 2021-08-20 | Reff | 0.61 | 0.63 | 0.64 | 0.64 | 0.65 | 0.67 | Pessimistic | Afghanistan | AFG | 2022-01-02 | v8 | TRUE
https://raw.githubusercontent.com/mrc-ide/global-lmic-reports/master/AFG/projections.csv | 2021-08-20 | infections | 2381.24 | 2543.87 | 2670.44 | 2713.37 | 2858.73 | 3102.75 | Relax Interventions 50% | Afghanistan | AFG | 2022-01-02 | v8 | TRUE
https://raw.githubusercontent.com/mrc-ide/global-lmic-reports/master/AFG/projections.csv | 2021-08-20 | deaths | 10.29 | 10.84 | 11.44 | 11.42 | 11.82 | 13.13 | Relax Interventions 50% | Afghanistan | AFG | 2022-01-02 | v8 | TRUE
https://raw.githubusercontent.com/mrc-ide/global-lmic-reports/master/AFG/projections.csv | 2021-08-20 | hospital_demand | 409.96 | 435.89 | 463.25 | 463.65 | 482.58 | 549.87 | Relax Interventions 50% | Afghanistan | AFG | 2022-01-02 | v8 | TRUE
https://raw.githubusercontent.com/mrc-ide/global-lmic-reports/master/AFG/projections.csv | 2021-08-20 | ICU_demand | 183.46 | 192.37 | 202.55 | 202.44 | 209.56 | 231.71 | Relax Interventions 50% | Afghanistan | AFG | 2022-01-02 | v8 | TRUE
https://raw.githubusercontent.com/mrc-ide/global-lmic-reports/master/AFG/projections.csv | 2021-08-20 | hospital_incidence | 28.76 | 31.14 | 33.24 | 33.36 | 35.19 | 40.57 | Relax Interventions 50% | Afghanistan | AFG | 2022-01-02 | v8 | TRUE
https://raw.githubusercontent.com/mrc-ide/global-lmic-reports/master/AFG/projections.csv | 2021-08-20 | ICU_incidence | 8.67 | 9.38 | 10.01 | 10.05 | 10.6 | 12.22 | Relax Interventions 50% | Afghanistan | AFG | 2022-01-02 | v8 | TRUE
https://raw.githubusercontent.com/mrc-ide/global-lmic-reports/master/AFG/projections.csv | 2021-08-20 | prevalence | 23008.85 | 24585.86 | 26160.11 | 26297.79 | 27740.42 | 30939.33 | Relax Interventions 50% | Afghanistan | AFG | 2022-01-02 | v8 | TRUE
https://raw.githubusercontent.com/mrc-ide/global-lmic-reports/master/AFG/projections.csv | 2021-08-20 | cumulative_infections | 3313381.95 | 3448016.37 | 3538677.8 | 3539492.79 | 3624279.75 | 3842876.2 | Relax Interventions 50% | Afghanistan | AFG | 2022-01-02 | v8 | TRUE
https://raw.githubusercontent.com/mrc-ide/global-lmic-reports/master/AFG/projections.csv | 2021-08-20 | cumulative_deaths | 6629.08 | 6993.51 | 7202.19 | 7192.33 | 7401.73 | 7895.37 | Relax Interventions 50% | Afghanistan | AFG | 2022-01-02 | v8 | TRUE
https://raw.githubusercontent.com/mrc-ide/global-lmic-reports/master/AFG/projections.csv | 2021-08-20 | Rt | 0.69 | 0.72 | 0.73 | 0.73 | 0.74 | 0.77 | Relax Interventions 50% | Afghanistan | AFG | 2022-01-02 | v8 | TRUE
https://raw.githubusercontent.com/mrc-ide/global-lmic-reports/master/AFG/projections.csv | 2021-08-20 | Reff | 0.61 | 0.63 | 0.64 | 0.64 | 0.65 | 0.67 | Relax Interventions 50% | Afghanistan | AFG | 2022-01-02 | v8 | TRUE
https://raw.githubusercontent.com/mrc-ide/global-lmic-reports/master/AFG/projections.csv | 2021-08-20 | infections | 2481.69 | 2598.55 | 2728.63 | 2754.13 | 2906.92 | 3033.16 | Surged Additional 50% Reduction | Afghanistan | AFG | 2022-01-02 | v8 | TRUE
https://raw.githubusercontent.com/mrc-ide/global-lmic-reports/master/AFG/projections.csv | 2021-08-20 | deaths | 11.55 | 12.03 | 12.52 | 12.61 | 13.21 | 13.98 | Surged Additional 50% Reduction | Afghanistan | AFG | 2022-01-02 | v8 | TRUE
https://raw.githubusercontent.com/mrc-ide/global-lmic-reports/master/AFG/projections.csv | 2021-08-20 | hospital_demand | 429.48 | 455.24 | 474.85 | 478.5 | 502.05 | 537.1 | Surged Additional 50% Reduction | Afghanistan | AFG | 2022-01-02 | v8 | TRUE
https://raw.githubusercontent.com/mrc-ide/global-lmic-reports/master/AFG/projections.csv | 2021-08-20 | ICU_demand | 217.11 | 226.19 | 235.13 | 236.64 | 247.5 | 261.88 | Surged Additional 50% Reduction | Afghanistan | AFG | 2022-01-02 | v8 | TRUE
https://raw.githubusercontent.com/mrc-ide/global-lmic-reports/master/AFG/projections.csv | 2021-08-20 | hospital_incidence | 29.89 | 31.64 | 33.27 | 33.67 | 35.6 | 38.49 | Surged Additional 50% Reduction | Afghanistan | AFG | 2022-01-02 | v8 | TRUE
https://raw.githubusercontent.com/mrc-ide/global-lmic-reports/master/AFG/projections.csv | 2021-08-20 | ICU_incidence | 9.01 | 9.53 | 10.02 | 10.14 | 10.73 | 11.59 | Surged Additional 50% Reduction | Afghanistan | AFG | 2022-01-02 | v8 | TRUE
https://raw.githubusercontent.com/mrc-ide/global-lmic-reports/master/AFG/projections.csv | 2021-08-20 | prevalence | 23814.76 | 25156.75 | 26210.37 | 26618.33 | 27983.21 | 29902.01 | Surged Additional 50% Reduction | Afghanistan | AFG | 2022-01-02 | v8 | TRUE
https://raw.githubusercontent.com/mrc-ide/global-lmic-reports/master/AFG/projections.csv | 2021-08-20 | cumulative_infections | 3364423.8 | 3446333.08 | 3516540.22 | 3519516.83 | 3575041.96 | 3722329.79 | Surged Additional 50% Reduction | Afghanistan | AFG | 2022-01-02 | v8 | TRUE
https://raw.githubusercontent.com/mrc-ide/global-lmic-reports/master/AFG/projections.csv | 2021-08-20 | cumulative_deaths | 5634.17 | 5745.86 | 5854.42 | 5866.16 | 5949.35 | 6229.59 | Surged Additional 50% Reduction | Afghanistan | AFG | 2022-01-02 | v8 | TRUE
https://raw.githubusercontent.com/mrc-ide/global-lmic-reports/master/AFG/projections.csv | 2021-08-20 | Rt | 0.71 | 0.72 | 0.73 | 0.73 | 0.75 | 0.76 | Surged Additional 50% Reduction | Afghanistan | AFG | 2022-01-02 | v8 | TRUE
https://raw.githubusercontent.com/mrc-ide/global-lmic-reports/master/AFG/projections.csv | 2021-08-20 | Reff | 0.62 | 0.63 | 0.64 | 0.64 | 0.65 | 0.67 | Surged Additional 50% Reduction | Afghanistan | AFG | 2022-01-02 | v8 | TRUE
https://raw.githubusercontent.com/mrc-ide/global-lmic-reports/master/AFG/projections.csv | 2021-08-20 | infections | 2481.69 | 2598.55 | 2728.63 | 2754.13 | 2906.92 | 3033.16 | Surged Maintain Status Quo | Afghanistan | AFG | 2022-01-02 | v8 | TRUE
https://raw.githubusercontent.com/mrc-ide/global-lmic-reports/master/AFG/projections.csv | 2021-08-20 | deaths | 11.55 | 12.03 | 12.52 | 12.61 | 13.21 | 13.98 | Surged Maintain Status Quo | Afghanistan | AFG | 2022-01-02 | v8 | TRUE
https://raw.githubusercontent.com/mrc-ide/global-lmic-reports/master/AFG/projections.csv | 2021-08-20 | hospital_demand | 429.48 | 455.24 | 474.85 | 478.5 | 502.05 | 537.1 | Surged Maintain Status Quo | Afghanistan | AFG | 2022-01-02 | v8 | TRUE
https://raw.githubusercontent.com/mrc-ide/global-lmic-reports/master/AFG/projections.csv | 2021-08-20 | ICU_demand | 217.11 | 226.19 | 235.13 | 236.64 | 247.5 | 261.88 | Surged Maintain Status Quo | Afghanistan | AFG | 2022-01-02 | v8 | TRUE
https://raw.githubusercontent.com/mrc-ide/global-lmic-reports/master/AFG/projections.csv | 2021-08-20 | hospital_incidence | 29.89 | 31.64 | 33.27 | 33.67 | 35.6 | 38.49 | Surged Maintain Status Quo | Afghanistan | AFG | 2022-01-02 | v8 | TRUE
https://raw.githubusercontent.com/mrc-ide/global-lmic-reports/master/AFG/projections.csv | 2021-08-20 | ICU_incidence | 9.01 | 9.53 | 10.02 | 10.14 | 10.73 | 11.59 | Surged Maintain Status Quo | Afghanistan | AFG | 2022-01-02 | v8 | TRUE
https://raw.githubusercontent.com/mrc-ide/global-lmic-reports/master/AFG/projections.csv | 2021-08-20 | prevalence | 23814.76 | 25156.75 | 26210.37 | 26618.33 | 27983.21 | 29902.01 | Surged Maintain Status Quo | Afghanistan | AFG | 2022-01-02 | v8 | TRUE
https://raw.githubusercontent.com/mrc-ide/global-lmic-reports/master/AFG/projections.csv | 2021-08-20 | cumulative_infections | 3364423.8 | 3446333.08 | 3516540.22 | 3519516.83 | 3575041.96 | 3722329.79 | Surged Maintain Status Quo | Afghanistan | AFG | 2022-01-02 | v8 | TRUE
https://raw.githubusercontent.com/mrc-ide/global-lmic-reports/master/AFG/projections.csv | 2021-08-20 | cumulative_deaths | 5634.17 | 5745.86 | 5854.42 | 5866.16 | 5949.35 | 6229.59 | Surged Maintain Status Quo | Afghanistan | AFG | 2022-01-02 | v8 | TRUE
https://raw.githubusercontent.com/mrc-ide/global-lmic-reports/master/AFG/projections.csv | 2021-08-20 | Rt | 0.71 | 0.72 | 0.73 | 0.73 | 0.75 | 0.76 | Surged Maintain Status Quo | Afghanistan | AFG | 2022-01-02 | v8 | TRUE
https://raw.githubusercontent.com/mrc-ide/global-lmic-reports/master/AFG/projections.csv | 2021-08-20 | Reff | 0.62 | 0.63 | 0.64 | 0.64 | 0.65 | 0.67 | Surged Maintain Status Quo | Afghanistan | AFG | 2022-01-02 | v8 | TRUE
https://raw.githubusercontent.com/mrc-ide/global-lmic-reports/master/AFG/projections.csv | 2021-08-20 | infections | 2481.69 | 2598.55 | 2728.63 | 2754.13 | 2906.92 | 3033.16 | Surged Optimistic | Afghanistan | AFG | 2022-01-02 | v8 | TRUE
https://raw.githubusercontent.com/mrc-ide/global-lmic-reports/master/AFG/projections.csv | 2021-08-20 | deaths | 11.55 | 12.03 | 12.52 | 12.61 | 13.21 | 13.98 | Surged Optimistic | Afghanistan | AFG | 2022-01-02 | v8 | TRUE
https://raw.githubusercontent.com/mrc-ide/global-lmic-reports/master/AFG/projections.csv | 2021-08-20 | hospital_demand | 429.48 | 455.24 | 474.85 | 478.5 | 502.05 | 537.1 | Surged Optimistic | Afghanistan | AFG | 2022-01-02 | v8 | TRUE
https://raw.githubusercontent.com/mrc-ide/global-lmic-reports/master/AFG/projections.csv | 2021-08-20 | ICU_demand | 217.11 | 226.19 | 235.13 | 236.64 | 247.5 | 261.88 | Surged Optimistic | Afghanistan | AFG | 2022-01-02 | v8 | TRUE
https://raw.githubusercontent.com/mrc-ide/global-lmic-reports/master/AFG/projections.csv | 2021-08-20 | hospital_incidence | 29.89 | 31.64 | 33.27 | 33.67 | 35.6 | 38.49 | Surged Optimistic | Afghanistan | AFG | 2022-01-02 | v8 | TRUE
https://raw.githubusercontent.com/mrc-ide/global-lmic-reports/master/AFG/projections.csv | 2021-08-20 | ICU_incidence | 9.01 | 9.53 | 10.02 | 10.14 | 10.73 | 11.59 | Surged Optimistic | Afghanistan | AFG | 2022-01-02 | v8 | TRUE
https://raw.githubusercontent.com/mrc-ide/global-lmic-reports/master/AFG/projections.csv | 2021-08-20 | prevalence | 23814.76 | 25156.75 | 26210.37 | 26618.33 | 27983.21 | 29902.01 | Surged Optimistic | Afghanistan | AFG | 2022-01-02 | v8 | TRUE
https://raw.githubusercontent.com/mrc-ide/global-lmic-reports/master/AFG/projections.csv | 2021-08-20 | cumulative_infections | 3364423.8 | 3446333.08 | 3516540.22 | 3519516.83 | 3575041.96 | 3722329.79 | Surged Optimistic | Afghanistan | AFG | 2022-01-02 | v8 | TRUE
https://raw.githubusercontent.com/mrc-ide/global-lmic-reports/master/AFG/projections.csv | 2021-08-20 | cumulative_deaths | 5634.17 | 5745.86 | 5854.42 | 5866.16 | 5949.35 | 6229.59 | Surged Optimistic | Afghanistan | AFG | 2022-01-02 | v8 | TRUE
https://raw.githubusercontent.com/mrc-ide/global-lmic-reports/master/AFG/projections.csv | 2021-08-20 | Rt | 0.71 | 0.72 | 0.73 | 0.73 | 0.75 | 0.76 | Surged Optimistic | Afghanistan | AFG | 2022-01-02 | v8 | TRUE
https://raw.githubusercontent.com/mrc-ide/global-lmic-reports/master/AFG/projections.csv | 2021-08-20 | Reff | 0.62 | 0.63 | 0.64 | 0.64 | 0.65 | 0.67 | Surged Optimistic | Afghanistan | AFG | 2022-01-02 | v8 | TRUE
https://raw.githubusercontent.com/mrc-ide/global-lmic-reports/master/AFG/projections.csv | 2021-08-20 | infections | 2481.69 | 2598.55 | 2728.63 | 2754.13 | 2906.92 | 3033.16 | Surged Pessimistic | Afghanistan | AFG | 2022-01-02 | v8 | TRUE
https://raw.githubusercontent.com/mrc-ide/global-lmic-reports/master/AFG/projections.csv | 2021-08-20 | deaths | 11.55 | 12.03 | 12.52 | 12.61 | 13.21 | 13.98 | Surged Pessimistic | Afghanistan | AFG | 2022-01-02 | v8 | TRUE
https://raw.githubusercontent.com/mrc-ide/global-lmic-reports/master/AFG/projections.csv | 2021-08-20 | hospital_demand | 429.48 | 455.24 | 474.85 | 478.5 | 502.05 | 537.1 | Surged Pessimistic | Afghanistan | AFG | 2022-01-02 | v8 | TRUE
https://raw.githubusercontent.com/mrc-ide/global-lmic-reports/master/AFG/projections.csv | 2021-08-20 | ICU_demand | 217.11 | 226.19 | 235.13 | 236.64 | 247.5 | 261.88 | Surged Pessimistic | Afghanistan | AFG | 2022-01-02 | v8 | TRUE
https://raw.githubusercontent.com/mrc-ide/global-lmic-reports/master/AFG/projections.csv | 2021-08-20 | hospital_incidence | 29.89 | 31.64 | 33.27 | 33.67 | 35.6 | 38.49 | Surged Pessimistic | Afghanistan | AFG | 2022-01-02 | v8 | TRUE
https://raw.githubusercontent.com/mrc-ide/global-lmic-reports/master/AFG/projections.csv | 2021-08-20 | ICU_incidence | 9.01 | 9.53 | 10.02 | 10.14 | 10.73 | 11.59 | Surged Pessimistic | Afghanistan | AFG | 2022-01-02 | v8 | TRUE
https://raw.githubusercontent.com/mrc-ide/global-lmic-reports/master/AFG/projections.csv | 2021-08-20 | prevalence | 23814.76 | 25156.75 | 26210.37 | 26618.33 | 27983.21 | 29902.01 | Surged Pessimistic | Afghanistan | AFG | 2022-01-02 | v8 | TRUE
https://raw.githubusercontent.com/mrc-ide/global-lmic-reports/master/AFG/projections.csv | 2021-08-20 | cumulative_infections | 3364423.8 | 3446333.08 | 3516540.22 | 3519516.83 | 3575041.96 | 3722329.79 | Surged Pessimistic | Afghanistan | AFG | 2022-01-02 | v8 | TRUE
https://raw.githubusercontent.com/mrc-ide/global-lmic-reports/master/AFG/projections.csv | 2021-08-20 | cumulative_deaths | 5634.17 | 5745.86 | 5854.42 | 5866.16 | 5949.35 | 6229.59 | Surged Pessimistic | Afghanistan | AFG | 2022-01-02 | v8 | TRUE
https://raw.githubusercontent.com/mrc-ide/global-lmic-reports/master/AFG/projections.csv | 2021-08-20 | Rt | 0.71 | 0.72 | 0.73 | 0.73 | 0.75 | 0.76 | Surged Pessimistic | Afghanistan | AFG | 2022-01-02 | v8 | TRUE
https://raw.githubusercontent.com/mrc-ide/global-lmic-reports/master/AFG/projections.csv | 2021-08-20 | Reff | 0.62 | 0.63 | 0.64 | 0.64 | 0.65 | 0.67 | Surged Pessimistic | Afghanistan | AFG | 2022-01-02 | v8 | TRUE
https://raw.githubusercontent.com/mrc-ide/global-lmic-reports/master/AFG/projections.csv | 2021-08-20 | infections | 2481.69 | 2598.55 | 2728.63 | 2754.13 | 2906.92 | 3033.16 | Surged Relax Interventions 50% | Afghanistan | AFG | 2022-01-02 | v8 | TRUE
https://raw.githubusercontent.com/mrc-ide/global-lmic-reports/master/AFG/projections.csv | 2021-08-20 | deaths | 11.55 | 12.03 | 12.52 | 12.61 | 13.21 | 13.98 | Surged Relax Interventions 50% | Afghanistan | AFG | 2022-01-02 | v8 | TRUE
https://raw.githubusercontent.com/mrc-ide/global-lmic-reports/master/AFG/projections.csv | 2021-08-20 | hospital_demand | 429.48 | 455.24 | 474.85 | 478.5 | 502.05 | 537.1 | Surged Relax Interventions 50% | Afghanistan | AFG | 2022-01-02 | v8 | TRUE
https://raw.githubusercontent.com/mrc-ide/global-lmic-reports/master/AFG/projections.csv | 2021-08-20 | ICU_demand | 217.11 | 226.19 | 235.13 | 236.64 | 247.5 | 261.88 | Surged Relax Interventions 50% | Afghanistan | AFG | 2022-01-02 | v8 | TRUE
https://raw.githubusercontent.com/mrc-ide/global-lmic-reports/master/AFG/projections.csv | 2021-08-20 | hospital_incidence | 29.89 | 31.64 | 33.27 | 33.67 | 35.6 | 38.49 | Surged Relax Interventions 50% | Afghanistan | AFG | 2022-01-02 | v8 | TRUE
https://raw.githubusercontent.com/mrc-ide/global-lmic-reports/master/AFG/projections.csv | 2021-08-20 | ICU_incidence | 9.01 | 9.53 | 10.02 | 10.14 | 10.73 | 11.59 | Surged Relax Interventions 50% | Afghanistan | AFG | 2022-01-02 | v8 | TRUE
https://raw.githubusercontent.com/mrc-ide/global-lmic-reports/master/AFG/projections.csv | 2021-08-20 | prevalence | 23814.76 | 25156.75 | 26210.37 | 26618.33 | 27983.21 | 29902.01 | Surged Relax Interventions 50% | Afghanistan | AFG | 2022-01-02 | v8 | TRUE
https://raw.githubusercontent.com/mrc-ide/global-lmic-reports/master/AFG/projections.csv | 2021-08-20 | cumulative_infections | 3364423.8 | 3446333.08 | 3516540.22 | 3519516.83 | 3575041.96 | 3722329.79 | Surged Relax Interventions 50% | Afghanistan | AFG | 2022-01-02 | v8 | TRUE
https://raw.githubusercontent.com/mrc-ide/global-lmic-reports/master/AFG/projections.csv | 2021-08-20 | cumulative_deaths | 5634.17 | 5745.86 | 5854.42 | 5866.16 | 5949.35 | 6229.59 | Surged Relax Interventions 50% | Afghanistan | AFG | 2022-01-02 | v8 | TRUE
https://raw.githubusercontent.com/mrc-ide/global-lmic-reports/master/AFG/projections.csv | 2021-08-20 | Rt | 0.71 | 0.72 | 0.73 | 0.73 | 0.75 | 0.76 | Surged Relax Interventions 50% | Afghanistan | AFG | 2022-01-02 | v8 | TRUE
https://raw.githubusercontent.com/mrc-ide/global-lmic-reports/master/AFG/projections.csv | 2021-08-20 | Reff | 0.62 | 0.63 | 0.64 | 0.64 | 0.65 | 0.67 | Surged Relax Interventions 50% | Afghanistan | AFG | 2022-01-02 | v8 | TRUE
https://raw.githubusercontent.com/mrc-ide/global-lmic-reports/master/AFG/projections.csv | 2021-08-21 | infections | 2415.01 | 2590.32 | 2714.22 | 2748.96 | 2915.55 | 3145.21 | Additional 50% Reduction | Afghanistan | AFG | 2022-01-02 | v8 | TRUE
https://raw.githubusercontent.com/mrc-ide/global-lmic-reports/master/AFG/projections.csv | 2021-08-21 | deaths | 9.89 | 10.43 | 11.01 | 11.01 | 11.41 | 12.72 | Additional 50% Reduction | Afghanistan | AFG | 2022-01-02 | v8 | TRUE
https://raw.githubusercontent.com/mrc-ide/global-lmic-reports/master/AFG/projections.csv | 2021-08-21 | hospital_demand | 390.67 | 415.96 | 442.26 | 442.81 | 461.6 | 526.43 | Additional 50% Reduction | Afghanistan | AFG | 2022-01-02 | v8 | TRUE
https://raw.githubusercontent.com/mrc-ide/global-lmic-reports/master/AFG/projections.csv | 2021-08-21 | ICU_demand | 176.56 | 185.42 | 195.52 | 195.39 | 202.56 | 224.67 | Additional 50% Reduction | Afghanistan | AFG | 2022-01-02 | v8 | TRUE
https://raw.githubusercontent.com/mrc-ide/global-lmic-reports/master/AFG/projections.csv | 2021-08-21 | hospital_incidence | 27.12 | 29.36 | 31.25 | 31.4 | 33.11 | 38.01 | Additional 50% Reduction | Afghanistan | AFG | 2022-01-02 | v8 | TRUE
https://raw.githubusercontent.com/mrc-ide/global-lmic-reports/master/AFG/projections.csv | 2021-08-21 | ICU_incidence | 8.17 | 8.84 | 9.41 | 9.46 | 9.97 | 11.45 | Additional 50% Reduction | Afghanistan | AFG | 2022-01-02 | v8 | TRUE
https://raw.githubusercontent.com/mrc-ide/global-lmic-reports/master/AFG/projections.csv | 2021-08-21 | prevalence | 21665.48 | 23053.58 | 24565.74 | 24700.42 | 26053.95 | 28894.95 | Additional 50% Reduction | Afghanistan | AFG | 2022-01-02 | v8 | TRUE
https://raw.githubusercontent.com/mrc-ide/global-lmic-reports/master/AFG/projections.csv | 2021-08-21 | cumulative_infections | 3316256.27 | 3450657.93 | 3541229.25 | 3542241.75 | 3626926.3 | 3845838.62 | Additional 50% Reduction | Afghanistan | AFG | 2022-01-02 | v8 | TRUE
https://raw.githubusercontent.com/mrc-ide/global-lmic-reports/master/AFG/projections.csv | 2021-08-21 | cumulative_deaths | 6639.66 | 7004.65 | 7213.55 | 7203.34 | 7413.17 | 7906.78 | Additional 50% Reduction | Afghanistan | AFG | 2022-01-02 | v8 | TRUE
https://raw.githubusercontent.com/mrc-ide/global-lmic-reports/master/AFG/projections.csv | 2021-08-21 | Rt | 0.68 | 0.7 | 0.71 | 0.71 | 0.72 | 0.74 | Additional 50% Reduction | Afghanistan | AFG | 2022-01-02 | v8 | TRUE
https://raw.githubusercontent.com/mrc-ide/global-lmic-reports/master/AFG/projections.csv | 2021-08-21 | Reff | 0.59 | 0.62 | 0.62 | 0.62 | 0.63 | 0.64 | Additional 50% Reduction | Afghanistan | AFG | 2022-01-02 | v8 | TRUE
https://raw.githubusercontent.com/mrc-ide/global-lmic-reports/master/AFG/projections.csv | 2021-08-21 | infections | 2415.01 | 2590.32 | 2714.22 | 2748.96 | 2915.55 | 3145.21 | Maintain Status Quo | Afghanistan | AFG | 2022-01-02 | v8 | TRUE
https://raw.githubusercontent.com/mrc-ide/global-lmic-reports/master/AFG/projections.csv | 2021-08-21 | deaths | 9.89 | 10.43 | 11.01 | 11.01 | 11.41 | 12.72 | Maintain Status Quo | Afghanistan | AFG | 2022-01-02 | v8 | TRUE
https://raw.githubusercontent.com/mrc-ide/global-lmic-reports/master/AFG/projections.csv | 2021-08-21 | hospital_demand | 390.67 | 415.96 | 442.26 | 442.81 | 461.6 | 526.43 | Maintain Status Quo | Afghanistan | AFG | 2022-01-02 | v8 | TRUE
https://raw.githubusercontent.com/mrc-ide/global-lmic-reports/master/AFG/projections.csv | 2021-08-21 | ICU_demand | 176.56 | 185.42 | 195.52 | 195.39 | 202.56 | 224.67 | Maintain Status Quo | Afghanistan | AFG | 2022-01-02 | v8 | TRUE
https://raw.githubusercontent.com/mrc-ide/global-lmic-reports/master/AFG/projections.csv | 2021-08-21 | hospital_incidence | 27.12 | 29.36 | 31.25 | 31.4 | 33.11 | 38.01 | Maintain Status Quo | Afghanistan | AFG | 2022-01-02 | v8 | TRUE
https://raw.githubusercontent.com/mrc-ide/global-lmic-reports/master/AFG/projections.csv | 2021-08-21 | ICU_incidence | 8.17 | 8.84 | 9.41 | 9.46 | 9.97 | 11.45 | Maintain Status Quo | Afghanistan | AFG | 2022-01-02 | v8 | TRUE
https://raw.githubusercontent.com/mrc-ide/global-lmic-reports/master/AFG/projections.csv | 2021-08-21 | prevalence | 21665.48 | 23053.58 | 24565.74 | 24700.42 | 26053.95 | 28894.95 | Maintain Status Quo | Afghanistan | AFG | 2022-01-02 | v8 | TRUE
https://raw.githubusercontent.com/mrc-ide/global-lmic-reports/master/AFG/projections.csv | 2021-08-21 | cumulative_infections | 3316256.27 | 3450657.93 | 3541229.25 | 3542241.75 | 3626926.3 | 3845838.62 | Maintain Status Quo | Afghanistan | AFG | 2022-01-02 | v8 | TRUE
https://raw.githubusercontent.com/mrc-ide/global-lmic-reports/master/AFG/projections.csv | 2021-08-21 | cumulative_deaths | 6639.66 | 7004.65 | 7213.55 | 7203.34 | 7413.17 | 7906.78 | Maintain Status Quo | Afghanistan | AFG | 2022-01-02 | v8 | TRUE
https://raw.githubusercontent.com/mrc-ide/global-lmic-reports/master/AFG/projections.csv | 2021-08-21 | Rt | 0.68 | 0.7 | 0.71 | 0.71 | 0.72 | 0.74 | Maintain Status Quo | Afghanistan | AFG | 2022-01-02 | v8 | TRUE
https://raw.githubusercontent.com/mrc-ide/global-lmic-reports/master/AFG/projections.csv | 2021-08-21 | Reff | 0.59 | 0.62 | 0.62 | 0.62 | 0.63 | 0.64 | Maintain Status Quo | Afghanistan | AFG | 2022-01-02 | v8 | TRUE
https://raw.githubusercontent.com/mrc-ide/global-lmic-reports/master/AFG/projections.csv | 2021-08-21 | infections | 2415.01 | 2590.32 | 2714.22 | 2748.96 | 2915.55 | 3145.21 | Optimistic | Afghanistan | AFG | 2022-01-02 | v8 | TRUE
https://raw.githubusercontent.com/mrc-ide/global-lmic-reports/master/AFG/projections.csv | 2021-08-21 | deaths | 9.89 | 10.43 | 11.01 | 11.01 | 11.41 | 12.72 | Optimistic | Afghanistan | AFG | 2022-01-02 | v8 | TRUE
https://raw.githubusercontent.com/mrc-ide/global-lmic-reports/master/AFG/projections.csv | 2021-08-21 | hospital_demand | 390.67 | 415.96 | 442.26 | 442.81 | 461.6 | 526.43 | Optimistic | Afghanistan | AFG | 2022-01-02 | v8 | TRUE
https://raw.githubusercontent.com/mrc-ide/global-lmic-reports/master/AFG/projections.csv | 2021-08-21 | ICU_demand | 176.56 | 185.42 | 195.52 | 195.39 | 202.56 | 224.67 | Optimistic | Afghanistan | AFG | 2022-01-02 | v8 | TRUE
https://raw.githubusercontent.com/mrc-ide/global-lmic-reports/master/AFG/projections.csv | 2021-08-21 | hospital_incidence | 27.12 | 29.36 | 31.25 | 31.4 | 33.11 | 38.01 | Optimistic | Afghanistan | AFG | 2022-01-02 | v8 | TRUE
https://raw.githubusercontent.com/mrc-ide/global-lmic-reports/master/AFG/projections.csv | 2021-08-21 | ICU_incidence | 8.17 | 8.84 | 9.41 | 9.46 | 9.97 | 11.45 | Optimistic | Afghanistan | AFG | 2022-01-02 | v8 | TRUE
https://raw.githubusercontent.com/mrc-ide/global-lmic-reports/master/AFG/projections.csv | 2021-08-21 | prevalence | 21665.48 | 23053.58 | 24565.74 | 24700.42 | 26053.95 | 28894.95 | Optimistic | Afghanistan | AFG | 2022-01-02 | v8 | TRUE
https://raw.githubusercontent.com/mrc-ide/global-lmic-reports/master/AFG/projections.csv | 2021-08-21 | cumulative_infections | 3316256.27 | 3450657.93 | 3541229.25 | 3542241.75 | 3626926.3 | 3845838.62 | Optimistic | Afghanistan | AFG | 2022-01-02 | v8 | TRUE
https://raw.githubusercontent.com/mrc-ide/global-lmic-reports/master/AFG/projections.csv | 2021-08-21 | cumulative_deaths | 6639.66 | 7004.65 | 7213.55 | 7203.34 | 7413.17 | 7906.78 | Optimistic | Afghanistan | AFG | 2022-01-02 | v8 | TRUE
https://raw.githubusercontent.com/mrc-ide/global-lmic-reports/master/AFG/projections.csv | 2021-08-21 | Rt | 0.68 | 0.7 | 0.71 | 0.71 | 0.72 | 0.74 | Optimistic | Afghanistan | AFG | 2022-01-02 | v8 | TRUE
https://raw.githubusercontent.com/mrc-ide/global-lmic-reports/master/AFG/projections.csv | 2021-08-21 | Reff | 0.59 | 0.62 | 0.62 | 0.62 | 0.63 | 0.64 | Optimistic | Afghanistan | AFG | 2022-01-02 | v8 | TRUE
https://raw.githubusercontent.com/mrc-ide/global-lmic-reports/master/AFG/projections.csv | 2021-08-21 | infections | 2415.01 | 2590.32 | 2714.22 | 2748.96 | 2915.55 | 3145.21 | Pessimistic | Afghanistan | AFG | 2022-01-02 | v8 | TRUE
https://raw.githubusercontent.com/mrc-ide/global-lmic-reports/master/AFG/projections.csv | 2021-08-21 | deaths | 9.89 | 10.43 | 11.01 | 11.01 | 11.41 | 12.72 | Pessimistic | Afghanistan | AFG | 2022-01-02 | v8 | TRUE
https://raw.githubusercontent.com/mrc-ide/global-lmic-reports/master/AFG/projections.csv | 2021-08-21 | hospital_demand | 390.67 | 415.96 | 442.26 | 442.81 | 461.6 | 526.43 | Pessimistic | Afghanistan | AFG | 2022-01-02 | v8 | TRUE
https://raw.githubusercontent.com/mrc-ide/global-lmic-reports/master/AFG/projections.csv | 2021-08-21 | ICU_demand | 176.56 | 185.42 | 195.52 | 195.39 | 202.56 | 224.67 | Pessimistic | Afghanistan | AFG | 2022-01-02 | v8 | TRUE
https://raw.githubusercontent.com/mrc-ide/global-lmic-reports/master/AFG/projections.csv | 2021-08-21 | hospital_incidence | 27.12 | 29.36 | 31.25 | 31.4 | 33.11 | 38.01 | Pessimistic | Afghanistan | AFG | 2022-01-02 | v8 | TRUE
https://raw.githubusercontent.com/mrc-ide/global-lmic-reports/master/AFG/projections.csv | 2021-08-21 | ICU_incidence | 8.17 | 8.84 | 9.41 | 9.46 | 9.97 | 11.45 | Pessimistic | Afghanistan | AFG | 2022-01-02 | v8 | TRUE
https://raw.githubusercontent.com/mrc-ide/global-lmic-reports/master/AFG/projections.csv | 2021-08-21 | prevalence | 21665.48 | 23053.58 | 24565.74 | 24700.42 | 26053.95 | 28894.95 | Pessimistic | Afghanistan | AFG | 2022-01-02 | v8 | TRUE
https://raw.githubusercontent.com/mrc-ide/global-lmic-reports/master/AFG/projections.csv | 2021-08-21 | cumulative_infections | 3316256.27 | 3450657.93 | 3541229.25 | 3542241.75 | 3626926.3 | 3845838.62 | Pessimistic | Afghanistan | AFG | 2022-01-02 | v8 | TRUE
https://raw.githubusercontent.com/mrc-ide/global-lmic-reports/master/AFG/projections.csv | 2021-08-21 | cumulative_deaths | 6639.66 | 7004.65 | 7213.55 | 7203.34 | 7413.17 | 7906.78 | Pessimistic | Afghanistan | AFG | 2022-01-02 | v8 | TRUE
https://raw.githubusercontent.com/mrc-ide/global-lmic-reports/master/AFG/projections.csv | 2021-08-21 | Rt | 0.68 | 0.7 | 0.71 | 0.71 | 0.72 | 0.74 | Pessimistic | Afghanistan | AFG | 2022-01-02 | v8 | TRUE
https://raw.githubusercontent.com/mrc-ide/global-lmic-reports/master/AFG/projections.csv | 2021-08-21 | Reff | 0.59 | 0.62 | 0.62 | 0.62 | 0.63 | 0.64 | Pessimistic | Afghanistan | AFG | 2022-01-02 | v8 | TRUE
https://raw.githubusercontent.com/mrc-ide/global-lmic-reports/master/AFG/projections.csv | 2021-08-21 | infections | 2415.01 | 2590.32 | 2714.22 | 2748.96 | 2915.55 | 3145.21 | Relax Interventions 50% | Afghanistan | AFG | 2022-01-02 | v8 | TRUE
https://raw.githubusercontent.com/mrc-ide/global-lmic-reports/master/AFG/projections.csv | 2021-08-21 | deaths | 9.89 | 10.43 | 11.01 | 11.01 | 11.41 | 12.72 | Relax Interventions 50% | Afghanistan | AFG | 2022-01-02 | v8 | TRUE
https://raw.githubusercontent.com/mrc-ide/global-lmic-reports/master/AFG/projections.csv | 2021-08-21 | hospital_demand | 390.67 | 415.96 | 442.26 | 442.81 | 461.6 | 526.43 | Relax Interventions 50% | Afghanistan | AFG | 2022-01-02 | v8 | TRUE
https://raw.githubusercontent.com/mrc-ide/global-lmic-reports/master/AFG/projections.csv | 2021-08-21 | ICU_demand | 176.56 | 185.42 | 195.52 | 195.39 | 202.56 | 224.67 | Relax Interventions 50% | Afghanistan | AFG | 2022-01-02 | v8 | TRUE
https://raw.githubusercontent.com/mrc-ide/global-lmic-reports/master/AFG/projections.csv | 2021-08-21 | hospital_incidence | 27.12 | 29.36 | 31.25 | 31.4 | 33.11 | 38.01 | Relax Interventions 50% | Afghanistan | AFG | 2022-01-02 | v8 | TRUE
https://raw.githubusercontent.com/mrc-ide/global-lmic-reports/master/AFG/projections.csv | 2021-08-21 | ICU_incidence | 8.17 | 8.84 | 9.41 | 9.46 | 9.97 | 11.45 | Relax Interventions 50% | Afghanistan | AFG | 2022-01-02 | v8 | TRUE
https://raw.githubusercontent.com/mrc-ide/global-lmic-reports/master/AFG/projections.csv | 2021-08-21 | prevalence | 21665.48 | 23053.58 | 24565.74 | 24700.42 | 26053.95 | 28894.95 | Relax Interventions 50% | Afghanistan | AFG | 2022-01-02 | v8 | TRUE
https://raw.githubusercontent.com/mrc-ide/global-lmic-reports/master/AFG/projections.csv | 2021-08-21 | cumulative_infections | 3316256.27 | 3450657.93 | 3541229.25 | 3542241.75 | 3626926.3 | 3845838.62 | Relax Interventions 50% | Afghanistan | AFG | 2022-01-02 | v8 | TRUE
https://raw.githubusercontent.com/mrc-ide/global-lmic-reports/master/AFG/projections.csv | 2021-08-21 | cumulative_deaths | 6639.66 | 7004.65 | 7213.55 | 7203.34 | 7413.17 | 7906.78 | Relax Interventions 50% | Afghanistan | AFG | 2022-01-02 | v8 | TRUE
https://raw.githubusercontent.com/mrc-ide/global-lmic-reports/master/AFG/projections.csv | 2021-08-21 | Rt | 0.68 | 0.7 | 0.71 | 0.71 | 0.72 | 0.74 | Relax Interventions 50% | Afghanistan | AFG | 2022-01-02 | v8 | TRUE
https://raw.githubusercontent.com/mrc-ide/global-lmic-reports/master/AFG/projections.csv | 2021-08-21 | Reff | 0.59 | 0.62 | 0.62 | 0.62 | 0.63 | 0.64 | Relax Interventions 50% | Afghanistan | AFG | 2022-01-02 | v8 | TRUE
https://raw.githubusercontent.com/mrc-ide/global-lmic-reports/master/AFG/projections.csv | 2021-08-21 | infections | 2464.7 | 2632.76 | 2776.09 | 2778.72 | 2890.1 | 3073.69 | Surged Additional 50% Reduction | Afghanistan | AFG | 2022-01-02 | v8 | TRUE
https://raw.githubusercontent.com/mrc-ide/global-lmic-reports/master/AFG/projections.csv | 2021-08-21 | deaths | 10.98 | 11.47 | 11.96 | 12.05 | 12.63 | 13.39 | Surged Additional 50% Reduction | Afghanistan | AFG | 2022-01-02 | v8 | TRUE
https://raw.githubusercontent.com/mrc-ide/global-lmic-reports/master/AFG/projections.csv | 2021-08-21 | hospital_demand | 408.29 | 433.51 | 453.04 | 456.46 | 478.9 | 513.3 | Surged Additional 50% Reduction | Afghanistan | AFG | 2022-01-02 | v8 | TRUE
https://raw.githubusercontent.com/mrc-ide/global-lmic-reports/master/AFG/projections.csv | 2021-08-21 | ICU_demand | 206.63 | 215.99 | 224.41 | 225.91 | 236.5 | 250.42 | Surged Additional 50% Reduction | Afghanistan | AFG | 2022-01-02 | v8 | TRUE
https://raw.githubusercontent.com/mrc-ide/global-lmic-reports/master/AFG/projections.csv | 2021-08-21 | hospital_incidence | 28.22 | 29.81 | 31.24 | 31.69 | 33.48 | 36.14 | Surged Additional 50% Reduction | Afghanistan | AFG | 2022-01-02 | v8 | TRUE
https://raw.githubusercontent.com/mrc-ide/global-lmic-reports/master/AFG/projections.csv | 2021-08-21 | ICU_incidence | 8.5 | 8.98 | 9.41 | 9.54 | 10.08 | 10.88 | Surged Additional 50% Reduction | Afghanistan | AFG | 2022-01-02 | v8 | TRUE
https://raw.githubusercontent.com/mrc-ide/global-lmic-reports/master/AFG/projections.csv | 2021-08-21 | prevalence | 22344.55 | 23684.23 | 24643.5 | 25003.85 | 26229.48 | 27985.14 | Surged Additional 50% Reduction | Afghanistan | AFG | 2022-01-02 | v8 | TRUE
https://raw.githubusercontent.com/mrc-ide/global-lmic-reports/master/AFG/projections.csv | 2021-08-21 | cumulative_infections | 3367029.53 | 3449195.7 | 3519299.11 | 3522295.55 | 3577807.07 | 3724985.73 | Surged Additional 50% Reduction | Afghanistan | AFG | 2022-01-02 | v8 | TRUE
https://raw.githubusercontent.com/mrc-ide/global-lmic-reports/master/AFG/projections.csv | 2021-08-21 | cumulative_deaths | 5646.84 | 5758.23 | 5866.6 | 5878.2 | 5961.87 | 6240.99 | Surged Additional 50% Reduction | Afghanistan | AFG | 2022-01-02 | v8 | TRUE
https://raw.githubusercontent.com/mrc-ide/global-lmic-reports/master/AFG/projections.csv | 2021-08-21 | Rt | 0.69 | 0.7 | 0.71 | 0.71 | 0.73 | 0.74 | Surged Additional 50% Reduction | Afghanistan | AFG | 2022-01-02 | v8 | TRUE
https://raw.githubusercontent.com/mrc-ide/global-lmic-reports/master/AFG/projections.csv | 2021-08-21 | Reff | 0.6 | 0.61 | 0.62 | 0.62 | 0.63 | 0.65 | Surged Additional 50% Reduction | Afghanistan | AFG | 2022-01-02 | v8 | TRUE
https://raw.githubusercontent.com/mrc-ide/global-lmic-reports/master/AFG/projections.csv | 2021-08-21 | infections | 2464.7 | 2632.76 | 2776.09 | 2778.72 | 2890.1 | 3073.69 | Surged Maintain Status Quo | Afghanistan | AFG | 2022-01-02 | v8 | TRUE
https://raw.githubusercontent.com/mrc-ide/global-lmic-reports/master/AFG/projections.csv | 2021-08-21 | deaths | 10.98 | 11.47 | 11.96 | 12.05 | 12.63 | 13.39 | Surged Maintain Status Quo | Afghanistan | AFG | 2022-01-02 | v8 | TRUE
https://raw.githubusercontent.com/mrc-ide/global-lmic-reports/master/AFG/projections.csv | 2021-08-21 | hospital_demand | 408.29 | 433.51 | 453.04 | 456.46 | 478.9 | 513.3 | Surged Maintain Status Quo | Afghanistan | AFG | 2022-01-02 | v8 | TRUE
https://raw.githubusercontent.com/mrc-ide/global-lmic-reports/master/AFG/projections.csv | 2021-08-21 | ICU_demand | 206.63 | 215.99 | 224.41 | 225.91 | 236.5 | 250.42 | Surged Maintain Status Quo | Afghanistan | AFG | 2022-01-02 | v8 | TRUE
https://raw.githubusercontent.com/mrc-ide/global-lmic-reports/master/AFG/projections.csv | 2021-08-21 | hospital_incidence | 28.22 | 29.81 | 31.24 | 31.69 | 33.48 | 36.14 | Surged Maintain Status Quo | Afghanistan | AFG | 2022-01-02 | v8 | TRUE
https://raw.githubusercontent.com/mrc-ide/global-lmic-reports/master/AFG/projections.csv | 2021-08-21 | ICU_incidence | 8.5 | 8.98 | 9.41 | 9.54 | 10.08 | 10.88 | Surged Maintain Status Quo | Afghanistan | AFG | 2022-01-02 | v8 | TRUE
https://raw.githubusercontent.com/mrc-ide/global-lmic-reports/master/AFG/projections.csv | 2021-08-21 | prevalence | 22344.55 | 23684.23 | 24643.5 | 25003.85 | 26229.48 | 27985.14 | Surged Maintain Status Quo | Afghanistan | AFG | 2022-01-02 | v8 | TRUE
https://raw.githubusercontent.com/mrc-ide/global-lmic-reports/master/AFG/projections.csv | 2021-08-21 | cumulative_infections | 3367029.53 | 3449195.7 | 3519299.11 | 3522295.55 | 3577807.07 | 3724985.73 | Surged Maintain Status Quo | Afghanistan | AFG | 2022-01-02 | v8 | TRUE
https://raw.githubusercontent.com/mrc-ide/global-lmic-reports/master/AFG/projections.csv | 2021-08-21 | cumulative_deaths | 5646.84 | 5758.23 | 5866.6 | 5878.2 | 5961.87 | 6240.99 | Surged Maintain Status Quo | Afghanistan | AFG | 2022-01-02 | v8 | TRUE
https://raw.githubusercontent.com/mrc-ide/global-lmic-reports/master/AFG/projections.csv | 2021-08-21 | Rt | 0.69 | 0.7 | 0.71 | 0.71 | 0.73 | 0.74 | Surged Maintain Status Quo | Afghanistan | AFG | 2022-01-02 | v8 | TRUE
https://raw.githubusercontent.com/mrc-ide/global-lmic-reports/master/AFG/projections.csv | 2021-08-21 | Reff | 0.6 | 0.61 | 0.62 | 0.62 | 0.63 | 0.65 | Surged Maintain Status Quo | Afghanistan | AFG | 2022-01-02 | v8 | TRUE
https://raw.githubusercontent.com/mrc-ide/global-lmic-reports/master/AFG/projections.csv | 2021-08-21 | infections | 2464.7 | 2632.76 | 2776.09 | 2778.72 | 2890.1 | 3073.69 | Surged Optimistic | Afghanistan | AFG | 2022-01-02 | v8 | TRUE
https://raw.githubusercontent.com/mrc-ide/global-lmic-reports/master/AFG/projections.csv | 2021-08-21 | deaths | 10.98 | 11.47 | 11.96 | 12.05 | 12.63 | 13.39 | Surged Optimistic | Afghanistan | AFG | 2022-01-02 | v8 | TRUE
https://raw.githubusercontent.com/mrc-ide/global-lmic-reports/master/AFG/projections.csv | 2021-08-21 | hospital_demand | 408.29 | 433.51 | 453.04 | 456.46 | 478.9 | 513.3 | Surged Optimistic | Afghanistan | AFG | 2022-01-02 | v8 | TRUE
https://raw.githubusercontent.com/mrc-ide/global-lmic-reports/master/AFG/projections.csv | 2021-08-21 | ICU_demand | 206.63 | 215.99 | 224.41 | 225.91 | 236.5 | 250.42 | Surged Optimistic | Afghanistan | AFG | 2022-01-02 | v8 | TRUE
https://raw.githubusercontent.com/mrc-ide/global-lmic-reports/master/AFG/projections.csv | 2021-08-21 | hospital_incidence | 28.22 | 29.81 | 31.24 | 31.69 | 33.48 | 36.14 | Surged Optimistic | Afghanistan | AFG | 2022-01-02 | v8 | TRUE
https://raw.githubusercontent.com/mrc-ide/global-lmic-reports/master/AFG/projections.csv | 2021-08-21 | ICU_incidence | 8.5 | 8.98 | 9.41 | 9.54 | 10.08 | 10.88 | Surged Optimistic | Afghanistan | AFG | 2022-01-02 | v8 | TRUE
https://raw.githubusercontent.com/mrc-ide/global-lmic-reports/master/AFG/projections.csv | 2021-08-21 | prevalence | 22344.55 | 23684.23 | 24643.5 | 25003.85 | 26229.48 | 27985.14 | Surged Optimistic | Afghanistan | AFG | 2022-01-02 | v8 | TRUE
https://raw.githubusercontent.com/mrc-ide/global-lmic-reports/master/AFG/projections.csv | 2021-08-21 | cumulative_infections | 3367029.53 | 3449195.7 | 3519299.11 | 3522295.55 | 3577807.07 | 3724985.73 | Surged Optimistic | Afghanistan | AFG | 2022-01-02 | v8 | TRUE
https://raw.githubusercontent.com/mrc-ide/global-lmic-reports/master/AFG/projections.csv | 2021-08-21 | cumulative_deaths | 5646.84 | 5758.23 | 5866.6 | 5878.2 | 5961.87 | 6240.99 | Surged Optimistic | Afghanistan | AFG | 2022-01-02 | v8 | TRUE
https://raw.githubusercontent.com/mrc-ide/global-lmic-reports/master/AFG/projections.csv | 2021-08-21 | Rt | 0.69 | 0.7 | 0.71 | 0.71 | 0.73 | 0.74 | Surged Optimistic | Afghanistan | AFG | 2022-01-02 | v8 | TRUE
https://raw.githubusercontent.com/mrc-ide/global-lmic-reports/master/AFG/projections.csv | 2021-08-21 | Reff | 0.6 | 0.61 | 0.62 | 0.62 | 0.63 | 0.65 | Surged Optimistic | Afghanistan | AFG | 2022-01-02 | v8 | TRUE
https://raw.githubusercontent.com/mrc-ide/global-lmic-reports/master/AFG/projections.csv | 2021-08-21 | infections | 2464.7 | 2632.76 | 2776.09 | 2778.72 | 2890.1 | 3073.69 | Surged Pessimistic | Afghanistan | AFG | 2022-01-02 | v8 | TRUE
https://raw.githubusercontent.com/mrc-ide/global-lmic-reports/master/AFG/projections.csv | 2021-08-21 | deaths | 10.98 | 11.47 | 11.96 | 12.05 | 12.63 | 13.39 | Surged Pessimistic | Afghanistan | AFG | 2022-01-02 | v8 | TRUE
https://raw.githubusercontent.com/mrc-ide/global-lmic-reports/master/AFG/projections.csv | 2021-08-21 | hospital_demand | 408.29 | 433.51 | 453.04 | 456.46 | 478.9 | 513.3 | Surged Pessimistic | Afghanistan | AFG | 2022-01-02 | v8 | TRUE
https://raw.githubusercontent.com/mrc-ide/global-lmic-reports/master/AFG/projections.csv | 2021-08-21 | ICU_demand | 206.63 | 215.99 | 224.41 | 225.91 | 236.5 | 250.42 | Surged Pessimistic | Afghanistan | AFG | 2022-01-02 | v8 | TRUE
https://raw.githubusercontent.com/mrc-ide/global-lmic-reports/master/AFG/projections.csv | 2021-08-21 | hospital_incidence | 28.22 | 29.81 | 31.24 | 31.69 | 33.48 | 36.14 | Surged Pessimistic | Afghanistan | AFG | 2022-01-02 | v8 | TRUE
https://raw.githubusercontent.com/mrc-ide/global-lmic-reports/master/AFG/projections.csv | 2021-08-21 | ICU_incidence | 8.5 | 8.98 | 9.41 | 9.54 | 10.08 | 10.88 | Surged Pessimistic | Afghanistan | AFG | 2022-01-02 | v8 | TRUE
https://raw.githubusercontent.com/mrc-ide/global-lmic-reports/master/AFG/projections.csv | 2021-08-21 | prevalence | 22344.55 | 23684.23 | 24643.5 | 25003.85 | 26229.48 | 27985.14 | Surged Pessimistic | Afghanistan | AFG | 2022-01-02 | v8 | TRUE
https://raw.githubusercontent.com/mrc-ide/global-lmic-reports/master/AFG/projections.csv | 2021-08-21 | cumulative_infections | 3367029.53 | 3449195.7 | 3519299.11 | 3522295.55 | 3577807.07 | 3724985.73 | Surged Pessimistic | Afghanistan | AFG | 2022-01-02 | v8 | TRUE
https://raw.githubusercontent.com/mrc-ide/global-lmic-reports/master/AFG/projections.csv | 2021-08-21 | cumulative_deaths | 5646.84 | 5758.23 | 5866.6 | 5878.2 | 5961.87 | 6240.99 | Surged Pessimistic | Afghanistan | AFG | 2022-01-02 | v8 | TRUE
https://raw.githubusercontent.com/mrc-ide/global-lmic-reports/master/AFG/projections.csv | 2021-08-21 | Rt | 0.69 | 0.7 | 0.71 | 0.71 | 0.73 | 0.74 | Surged Pessimistic | Afghanistan | AFG | 2022-01-02 | v8 | TRUE
https://raw.githubusercontent.com/mrc-ide/global-lmic-reports/master/AFG/projections.csv | 2021-08-21 | Reff | 0.6 | 0.61 | 0.62 | 0.62 | 0.63 | 0.65 | Surged Pessimistic | Afghanistan | AFG | 2022-01-02 | v8 | TRUE
https://raw.githubusercontent.com/mrc-ide/global-lmic-reports/master/AFG/projections.csv | 2021-08-21 | infections | 2464.7 | 2632.76 | 2776.09 | 2778.72 | 2890.1 | 3073.69 | Surged Relax Interventions 50% | Afghanistan | AFG | 2022-01-02 | v8 | TRUE
https://raw.githubusercontent.com/mrc-ide/global-lmic-reports/master/AFG/projections.csv | 2021-08-21 | deaths | 10.98 | 11.47 | 11.96 | 12.05 | 12.63 | 13.39 | Surged Relax Interventions 50% | Afghanistan | AFG | 2022-01-02 | v8 | TRUE
https://raw.githubusercontent.com/mrc-ide/global-lmic-reports/master/AFG/projections.csv | 2021-08-21 | hospital_demand | 408.29 | 433.51 | 453.04 | 456.46 | 478.9 | 513.3 | Surged Relax Interventions 50% | Afghanistan | AFG | 2022-01-02 | v8 | TRUE
https://raw.githubusercontent.com/mrc-ide/global-lmic-reports/master/AFG/projections.csv | 2021-08-21 | ICU_demand | 206.63 | 215.99 | 224.41 | 225.91 | 236.5 | 250.42 | Surged Relax Interventions 50% | Afghanistan | AFG | 2022-01-02 | v8 | TRUE
https://raw.githubusercontent.com/mrc-ide/global-lmic-reports/master/AFG/projections.csv | 2021-08-21 | hospital_incidence | 28.22 | 29.81 | 31.24 | 31.69 | 33.48 | 36.14 | Surged Relax Interventions 50% | Afghanistan | AFG | 2022-01-02 | v8 | TRUE
https://raw.githubusercontent.com/mrc-ide/global-lmic-reports/master/AFG/projections.csv | 2021-08-21 | ICU_incidence | 8.5 | 8.98 | 9.41 | 9.54 | 10.08 | 10.88 | Surged Relax Interventions 50% | Afghanistan | AFG | 2022-01-02 | v8 | TRUE
https://raw.githubusercontent.com/mrc-ide/global-lmic-reports/master/AFG/projections.csv | 2021-08-21 | prevalence | 22344.55 | 23684.23 | 24643.5 | 25003.85 | 26229.48 | 27985.14 | Surged Relax Interventions 50% | Afghanistan | AFG | 2022-01-02 | v8 | TRUE
https://raw.githubusercontent.com/mrc-ide/global-lmic-reports/master/AFG/projections.csv | 2021-08-21 | cumulative_infections | 3367029.53 | 3449195.7 | 3519299.11 | 3522295.55 | 3577807.07 | 3724985.73 | Surged Relax Interventions 50% | Afghanistan | AFG | 2022-01-02 | v8 | TRUE
https://raw.githubusercontent.com/mrc-ide/global-lmic-reports/master/AFG/projections.csv | 2021-08-21 | cumulative_deaths | 5646.84 | 5758.23 | 5866.6 | 5878.2 | 5961.87 | 6240.99 | Surged Relax Interventions 50% | Afghanistan | AFG | 2022-01-02 | v8 | TRUE
https://raw.githubusercontent.com/mrc-ide/global-lmic-reports/master/AFG/projections.csv | 2021-08-21 | Rt | 0.69 | 0.7 | 0.71 | 0.71 | 0.73 | 0.74 | Surged Relax Interventions 50% | Afghanistan | AFG | 2022-01-02 | v8 | TRUE
https://raw.githubusercontent.com/mrc-ide/global-lmic-reports/master/AFG/projections.csv | 2021-08-21 | Reff | 0.6 | 0.61 | 0.62 | 0.62 | 0.63 | 0.65 | Surged Relax Interventions 50% | Afghanistan | AFG | 2022-01-02 | v8 | TRUE
https://raw.githubusercontent.com/mrc-ide/global-lmic-reports/master/AFG/projections.csv | 2021-08-22 | infections | 2207.65 | 2368.7 | 2477.71 | 2503.22 | 2649.92 | 2851.76 | Additional 50% Reduction | Afghanistan | AFG | 2022-01-02 | v8 | TRUE
https://raw.githubusercontent.com/mrc-ide/global-lmic-reports/master/AFG/projections.csv | 2021-08-22 | deaths | 9.5 | 10.02 | 10.59 | 10.6 | 10.99 | 12.3 | Additional 50% Reduction | Afghanistan | AFG | 2022-01-02 | v8 | TRUE
https://raw.githubusercontent.com/mrc-ide/global-lmic-reports/master/AFG/projections.csv | 2021-08-22 | hospital_demand | 371.99 | 396.55 | 422.08 | 422.38 | 440.94 | 503.15 | Additional 50% Reduction | Afghanistan | AFG | 2022-01-02 | v8 | TRUE
https://raw.githubusercontent.com/mrc-ide/global-lmic-reports/master/AFG/projections.csv | 2021-08-22 | ICU_demand | 169.62 | 178.46 | 188.49 | 188.28 | 195.46 | 217.35 | Additional 50% Reduction | Afghanistan | AFG | 2022-01-02 | v8 | TRUE
https://raw.githubusercontent.com/mrc-ide/global-lmic-reports/master/AFG/projections.csv | 2021-08-22 | hospital_incidence | 25.54 | 27.62 | 29.33 | 29.49 | 31.13 | 35.49 | Additional 50% Reduction | Afghanistan | AFG | 2022-01-02 | v8 | TRUE
https://raw.githubusercontent.com/mrc-ide/global-lmic-reports/master/AFG/projections.csv | 2021-08-22 | ICU_incidence | 7.69 | 8.32 | 8.83 | 8.88 | 9.37 | 10.69 | Additional 50% Reduction | Afghanistan | AFG | 2022-01-02 | v8 | TRUE
https://raw.githubusercontent.com/mrc-ide/global-lmic-reports/master/AFG/projections.csv | 2021-08-22 | prevalence | 20364.39 | 21547.69 | 22981.86 | 23138.99 | 24416.47 | 26909.83 | Additional 50% Reduction | Afghanistan | AFG | 2022-01-02 | v8 | TRUE
https://raw.githubusercontent.com/mrc-ide/global-lmic-reports/master/AFG/projections.csv | 2021-08-22 | cumulative_infections | 3318851.46 | 3453053.39 | 3543592.54 | 3544744.98 | 3629344.26 | 3848506.17 | Additional 50% Reduction | Afghanistan | AFG | 2022-01-02 | v8 | TRUE
https://raw.githubusercontent.com/mrc-ide/global-lmic-reports/master/AFG/projections.csv | 2021-08-22 | cumulative_deaths | 6649.84 | 7015.39 | 7224.48 | 7213.94 | 7424.19 | 7917.76 | Additional 50% Reduction | Afghanistan | AFG | 2022-01-02 | v8 | TRUE
https://raw.githubusercontent.com/mrc-ide/global-lmic-reports/master/AFG/projections.csv | 2021-08-22 | Rt | 0.7 | 0.72 | 0.73 | 0.74 | 0.74 | 0.78 | Additional 50% Reduction | Afghanistan | AFG | 2022-01-02 | v8 | TRUE
https://raw.githubusercontent.com/mrc-ide/global-lmic-reports/master/AFG/projections.csv | 2021-08-22 | Reff | 0.61 | 0.63 | 0.64 | 0.64 | 0.65 | 0.67 | Additional 50% Reduction | Afghanistan | AFG | 2022-01-02 | v8 | TRUE
https://raw.githubusercontent.com/mrc-ide/global-lmic-reports/master/AFG/projections.csv | 2021-08-22 | infections | 2207.65 | 2368.7 | 2477.71 | 2503.22 | 2649.92 | 2851.76 | Maintain Status Quo | Afghanistan | AFG | 2022-01-02 | v8 | TRUE
https://raw.githubusercontent.com/mrc-ide/global-lmic-reports/master/AFG/projections.csv | 2021-08-22 | deaths | 9.5 | 10.02 | 10.59 | 10.6 | 10.99 | 12.3 | Maintain Status Quo | Afghanistan | AFG | 2022-01-02 | v8 | TRUE
https://raw.githubusercontent.com/mrc-ide/global-lmic-reports/master/AFG/projections.csv | 2021-08-22 | hospital_demand | 371.99 | 396.55 | 422.08 | 422.38 | 440.94 | 503.15 | Maintain Status Quo | Afghanistan | AFG | 2022-01-02 | v8 | TRUE
https://raw.githubusercontent.com/mrc-ide/global-lmic-reports/master/AFG/projections.csv | 2021-08-22 | ICU_demand | 169.62 | 178.46 | 188.49 | 188.28 | 195.46 | 217.35 | Maintain Status Quo | Afghanistan | AFG | 2022-01-02 | v8 | TRUE
https://raw.githubusercontent.com/mrc-ide/global-lmic-reports/master/AFG/projections.csv | 2021-08-22 | hospital_incidence | 25.54 | 27.62 | 29.33 | 29.49 | 31.13 | 35.49 | Maintain Status Quo | Afghanistan | AFG | 2022-01-02 | v8 | TRUE
https://raw.githubusercontent.com/mrc-ide/global-lmic-reports/master/AFG/projections.csv | 2021-08-22 | ICU_incidence | 7.69 | 8.32 | 8.83 | 8.88 | 9.37 | 10.69 | Maintain Status Quo | Afghanistan | AFG | 2022-01-02 | v8 | TRUE
https://raw.githubusercontent.com/mrc-ide/global-lmic-reports/master/AFG/projections.csv | 2021-08-22 | prevalence | 20364.39 | 21547.69 | 22981.86 | 23138.99 | 24416.47 | 26909.83 | Maintain Status Quo | Afghanistan | AFG | 2022-01-02 | v8 | TRUE
https://raw.githubusercontent.com/mrc-ide/global-lmic-reports/master/AFG/projections.csv | 2021-08-22 | cumulative_infections | 3318851.46 | 3453053.39 | 3543592.54 | 3544744.98 | 3629344.26 | 3848506.17 | Maintain Status Quo | Afghanistan | AFG | 2022-01-02 | v8 | TRUE
https://raw.githubusercontent.com/mrc-ide/global-lmic-reports/master/AFG/projections.csv | 2021-08-22 | cumulative_deaths | 6649.84 | 7015.39 | 7224.48 | 7213.94 | 7424.19 | 7917.76 | Maintain Status Quo | Afghanistan | AFG | 2022-01-02 | v8 | TRUE
https://raw.githubusercontent.com/mrc-ide/global-lmic-reports/master/AFG/projections.csv | 2021-08-22 | Rt | 0.7 | 0.72 | 0.73 | 0.74 | 0.74 | 0.78 | Maintain Status Quo | Afghanistan | AFG | 2022-01-02 | v8 | TRUE
https://raw.githubusercontent.com/mrc-ide/global-lmic-reports/master/AFG/projections.csv | 2021-08-22 | Reff | 0.61 | 0.63 | 0.64 | 0.64 | 0.65 | 0.67 | Maintain Status Quo | Afghanistan | AFG | 2022-01-02 | v8 | TRUE
https://raw.githubusercontent.com/mrc-ide/global-lmic-reports/master/AFG/projections.csv | 2021-08-22 | infections | 2207.65 | 2368.7 | 2477.71 | 2503.22 | 2649.92 | 2851.76 | Optimistic | Afghanistan | AFG | 2022-01-02 | v8 | TRUE
https://raw.githubusercontent.com/mrc-ide/global-lmic-reports/master/AFG/projections.csv | 2021-08-22 | deaths | 9.5 | 10.02 | 10.59 | 10.6 | 10.99 | 12.3 | Optimistic | Afghanistan | AFG | 2022-01-02 | v8 | TRUE
https://raw.githubusercontent.com/mrc-ide/global-lmic-reports/master/AFG/projections.csv | 2021-08-22 | hospital_demand | 371.99 | 396.55 | 422.08 | 422.38 | 440.94 | 503.15 | Optimistic | Afghanistan | AFG | 2022-01-02 | v8 | TRUE
https://raw.githubusercontent.com/mrc-ide/global-lmic-reports/master/AFG/projections.csv | 2021-08-22 | ICU_demand | 169.62 | 178.46 | 188.49 | 188.28 | 195.46 | 217.35 | Optimistic | Afghanistan | AFG | 2022-01-02 | v8 | TRUE
https://raw.githubusercontent.com/mrc-ide/global-lmic-reports/master/AFG/projections.csv | 2021-08-22 | hospital_incidence | 25.54 | 27.62 | 29.33 | 29.49 | 31.13 | 35.49 | Optimistic | Afghanistan | AFG | 2022-01-02 | v8 | TRUE
https://raw.githubusercontent.com/mrc-ide/global-lmic-reports/master/AFG/projections.csv | 2021-08-22 | ICU_incidence | 7.69 | 8.32 | 8.83 | 8.88 | 9.37 | 10.69 | Optimistic | Afghanistan | AFG | 2022-01-02 | v8 | TRUE
https://raw.githubusercontent.com/mrc-ide/global-lmic-reports/master/AFG/projections.csv | 2021-08-22 | prevalence | 20364.39 | 21547.69 | 22981.86 | 23138.99 | 24416.47 | 26909.83 | Optimistic | Afghanistan | AFG | 2022-01-02 | v8 | TRUE
https://raw.githubusercontent.com/mrc-ide/global-lmic-reports/master/AFG/projections.csv | 2021-08-22 | cumulative_infections | 3318851.46 | 3453053.39 | 3543592.54 | 3544744.98 | 3629344.26 | 3848506.17 | Optimistic | Afghanistan | AFG | 2022-01-02 | v8 | TRUE
https://raw.githubusercontent.com/mrc-ide/global-lmic-reports/master/AFG/projections.csv | 2021-08-22 | cumulative_deaths | 6649.84 | 7015.39 | 7224.48 | 7213.94 | 7424.19 | 7917.76 | Optimistic | Afghanistan | AFG | 2022-01-02 | v8 | TRUE
https://raw.githubusercontent.com/mrc-ide/global-lmic-reports/master/AFG/projections.csv | 2021-08-22 | Rt | 0.7 | 0.72 | 0.73 | 0.74 | 0.74 | 0.78 | Optimistic | Afghanistan | AFG | 2022-01-02 | v8 | TRUE
https://raw.githubusercontent.com/mrc-ide/global-lmic-reports/master/AFG/projections.csv | 2021-08-22 | Reff | 0.61 | 0.63 | 0.64 | 0.64 | 0.65 | 0.67 | Optimistic | Afghanistan | AFG | 2022-01-02 | v8 | TRUE
https://raw.githubusercontent.com/mrc-ide/global-lmic-reports/master/AFG/projections.csv | 2021-08-22 | infections | 2207.65 | 2368.7 | 2477.71 | 2503.22 | 2649.92 | 2851.76 | Pessimistic | Afghanistan | AFG | 2022-01-02 | v8 | TRUE
https://raw.githubusercontent.com/mrc-ide/global-lmic-reports/master/AFG/projections.csv | 2021-08-22 | deaths | 9.5 | 10.02 | 10.59 | 10.6 | 10.99 | 12.3 | Pessimistic | Afghanistan | AFG | 2022-01-02 | v8 | TRUE
https://raw.githubusercontent.com/mrc-ide/global-lmic-reports/master/AFG/projections.csv | 2021-08-22 | hospital_demand | 371.99 | 396.55 | 422.08 | 422.38 | 440.94 | 503.15 | Pessimistic | Afghanistan | AFG | 2022-01-02 | v8 | TRUE
https://raw.githubusercontent.com/mrc-ide/global-lmic-reports/master/AFG/projections.csv | 2021-08-22 | ICU_demand | 169.62 | 178.46 | 188.49 | 188.28 | 195.46 | 217.35 | Pessimistic | Afghanistan | AFG | 2022-01-02 | v8 | TRUE
https://raw.githubusercontent.com/mrc-ide/global-lmic-reports/master/AFG/projections.csv | 2021-08-22 | hospital_incidence | 25.54 | 27.62 | 29.33 | 29.49 | 31.13 | 35.49 | Pessimistic | Afghanistan | AFG | 2022-01-02 | v8 | TRUE
https://raw.githubusercontent.com/mrc-ide/global-lmic-reports/master/AFG/projections.csv | 2021-08-22 | ICU_incidence | 7.69 | 8.32 | 8.83 | 8.88 | 9.37 | 10.69 | Pessimistic | Afghanistan | AFG | 2022-01-02 | v8 | TRUE
https://raw.githubusercontent.com/mrc-ide/global-lmic-reports/master/AFG/projections.csv | 2021-08-22 | prevalence | 20364.39 | 21547.69 | 22981.86 | 23138.99 | 24416.47 | 26909.83 | Pessimistic | Afghanistan | AFG | 2022-01-02 | v8 | TRUE
https://raw.githubusercontent.com/mrc-ide/global-lmic-reports/master/AFG/projections.csv | 2021-08-22 | cumulative_infections | 3318851.46 | 3453053.39 | 3543592.54 | 3544744.98 | 3629344.26 | 3848506.17 | Pessimistic | Afghanistan | AFG | 2022-01-02 | v8 | TRUE
https://raw.githubusercontent.com/mrc-ide/global-lmic-reports/master/AFG/projections.csv | 2021-08-22 | cumulative_deaths | 6649.84 | 7015.39 | 7224.48 | 7213.94 | 7424.19 | 7917.76 | Pessimistic | Afghanistan | AFG | 2022-01-02 | v8 | TRUE
https://raw.githubusercontent.com/mrc-ide/global-lmic-reports/master/AFG/projections.csv | 2021-08-22 | Rt | 0.7 | 0.72 | 0.73 | 0.74 | 0.74 | 0.78 | Pessimistic | Afghanistan | AFG | 2022-01-02 | v8 | TRUE
https://raw.githubusercontent.com/mrc-ide/global-lmic-reports/master/AFG/projections.csv | 2021-08-22 | Reff | 0.61 | 0.63 | 0.64 | 0.64 | 0.65 | 0.67 | Pessimistic | Afghanistan | AFG | 2022-01-02 | v8 | TRUE
https://raw.githubusercontent.com/mrc-ide/global-lmic-reports/master/AFG/projections.csv | 2021-08-22 | infections | 2207.65 | 2368.7 | 2477.71 | 2503.22 | 2649.92 | 2851.76 | Relax Interventions 50% | Afghanistan | AFG | 2022-01-02 | v8 | TRUE
https://raw.githubusercontent.com/mrc-ide/global-lmic-reports/master/AFG/projections.csv | 2021-08-22 | deaths | 9.5 | 10.02 | 10.59 | 10.6 | 10.99 | 12.3 | Relax Interventions 50% | Afghanistan | AFG | 2022-01-02 | v8 | TRUE
https://raw.githubusercontent.com/mrc-ide/global-lmic-reports/master/AFG/projections.csv | 2021-08-22 | hospital_demand | 371.99 | 396.55 | 422.08 | 422.38 | 440.94 | 503.15 | Relax Interventions 50% | Afghanistan | AFG | 2022-01-02 | v8 | TRUE
https://raw.githubusercontent.com/mrc-ide/global-lmic-reports/master/AFG/projections.csv | 2021-08-22 | ICU_demand | 169.62 | 178.46 | 188.49 | 188.28 | 195.46 | 217.35 | Relax Interventions 50% | Afghanistan | AFG | 2022-01-02 | v8 | TRUE
https://raw.githubusercontent.com/mrc-ide/global-lmic-reports/master/AFG/projections.csv | 2021-08-22 | hospital_incidence | 25.54 | 27.62 | 29.33 | 29.49 | 31.13 | 35.49 | Relax Interventions 50% | Afghanistan | AFG | 2022-01-02 | v8 | TRUE
https://raw.githubusercontent.com/mrc-ide/global-lmic-reports/master/AFG/projections.csv | 2021-08-22 | ICU_incidence | 7.69 | 8.32 | 8.83 | 8.88 | 9.37 | 10.69 | Relax Interventions 50% | Afghanistan | AFG | 2022-01-02 | v8 | TRUE
https://raw.githubusercontent.com/mrc-ide/global-lmic-reports/master/AFG/projections.csv | 2021-08-22 | prevalence | 20364.39 | 21547.69 | 22981.86 | 23138.99 | 24416.47 | 26909.83 | Relax Interventions 50% | Afghanistan | AFG | 2022-01-02 | v8 | TRUE
https://raw.githubusercontent.com/mrc-ide/global-lmic-reports/master/AFG/projections.csv | 2021-08-22 | cumulative_infections | 3318851.46 | 3453053.39 | 3543592.54 | 3544744.98 | 3629344.26 | 3848506.17 | Relax Interventions 50% | Afghanistan | AFG | 2022-01-02 | v8 | TRUE
https://raw.githubusercontent.com/mrc-ide/global-lmic-reports/master/AFG/projections.csv | 2021-08-22 | cumulative_deaths | 6649.84 | 7015.39 | 7224.48 | 7213.94 | 7424.19 | 7917.76 | Relax Interventions 50% | Afghanistan | AFG | 2022-01-02 | v8 | TRUE
https://raw.githubusercontent.com/mrc-ide/global-lmic-reports/master/AFG/projections.csv | 2021-08-22 | Rt | 0.7 | 0.72 | 0.73 | 0.74 | 0.74 | 0.78 | Relax Interventions 50% | Afghanistan | AFG | 2022-01-02 | v8 | TRUE
https://raw.githubusercontent.com/mrc-ide/global-lmic-reports/master/AFG/projections.csv | 2021-08-22 | Reff | 0.61 | 0.63 | 0.64 | 0.64 | 0.65 | 0.67 | Relax Interventions 50% | Afghanistan | AFG | 2022-01-02 | v8 | TRUE
https://raw.githubusercontent.com/mrc-ide/global-lmic-reports/master/AFG/projections.csv | 2021-08-22 | infections | 2266.51 | 2406.96 | 2530.07 | 2533.83 | 2638.44 | 2811.35 | Surged Additional 50% Reduction | Afghanistan | AFG | 2022-01-02 | v8 | TRUE
https://raw.githubusercontent.com/mrc-ide/global-lmic-reports/master/AFG/projections.csv | 2021-08-22 | deaths | 10.44 | 10.95 | 11.42 | 11.5 | 12.05 | 12.82 | Surged Additional 50% Reduction | Afghanistan | AFG | 2022-01-02 | v8 | TRUE
https://raw.githubusercontent.com/mrc-ide/global-lmic-reports/master/AFG/projections.csv | 2021-08-22 | hospital_demand | 387.89 | 412.25 | 431.69 | 434.93 | 456.63 | 489.77 | Surged Additional 50% Reduction | Afghanistan | AFG | 2022-01-02 | v8 | TRUE
https://raw.githubusercontent.com/mrc-ide/global-lmic-reports/master/AFG/projections.csv | 2021-08-22 | ICU_demand | 196.47 | 206.25 | 213.99 | 215.51 | 225.69 | 239.31 | Surged Additional 50% Reduction | Afghanistan | AFG | 2022-01-02 | v8 | TRUE
https://raw.githubusercontent.com/mrc-ide/global-lmic-reports/master/AFG/projections.csv | 2021-08-22 | hospital_incidence | 26.58 | 28.07 | 29.26 | 29.77 | 31.52 | 33.84 | Surged Additional 50% Reduction | Afghanistan | AFG | 2022-01-02 | v8 | TRUE
https://raw.githubusercontent.com/mrc-ide/global-lmic-reports/master/AFG/projections.csv | 2021-08-22 | ICU_incidence | 8 | 8.45 | 8.81 | 8.97 | 9.49 | 10.19 | Surged Additional 50% Reduction | Afghanistan | AFG | 2022-01-02 | v8 | TRUE
https://raw.githubusercontent.com/mrc-ide/global-lmic-reports/master/AFG/projections.csv | 2021-08-22 | prevalence | 20908.94 | 22213.35 | 23049.84 | 23427.84 | 24518.12 | 26111.74 | Surged Additional 50% Reduction | Afghanistan | AFG | 2022-01-02 | v8 | TRUE
https://raw.githubusercontent.com/mrc-ide/global-lmic-reports/master/AFG/projections.csv | 2021-08-22 | cumulative_infections | 3369420.43 | 3451780.45 | 3521791.19 | 3524829.38 | 3580297.62 | 3727385.18 | Surged Additional 50% Reduction | Afghanistan | AFG | 2022-01-02 | v8 | TRUE
https://raw.githubusercontent.com/mrc-ide/global-lmic-reports/master/AFG/projections.csv | 2021-08-22 | cumulative_deaths | 5658.94 | 5770.05 | 5878.23 | 5889.7 | 5973.86 | 6251.85 | Surged Additional 50% Reduction | Afghanistan | AFG | 2022-01-02 | v8 | TRUE
https://raw.githubusercontent.com/mrc-ide/global-lmic-reports/master/AFG/projections.csv | 2021-08-22 | Rt | 0.71 | 0.72 | 0.73 | 0.74 | 0.75 | 0.77 | Surged Additional 50% Reduction | Afghanistan | AFG | 2022-01-02 | v8 | TRUE
https://raw.githubusercontent.com/mrc-ide/global-lmic-reports/master/AFG/projections.csv | 2021-08-22 | Reff | 0.62 | 0.63 | 0.64 | 0.64 | 0.65 | 0.67 | Surged Additional 50% Reduction | Afghanistan | AFG | 2022-01-02 | v8 | TRUE
https://raw.githubusercontent.com/mrc-ide/global-lmic-reports/master/AFG/projections.csv | 2021-08-22 | infections | 2266.51 | 2406.96 | 2530.07 | 2533.83 | 2638.44 | 2811.35 | Surged Maintain Status Quo | Afghanistan | AFG | 2022-01-02 | v8 | TRUE
https://raw.githubusercontent.com/mrc-ide/global-lmic-reports/master/AFG/projections.csv | 2021-08-22 | deaths | 10.44 | 10.95 | 11.42 | 11.5 | 12.05 | 12.82 | Surged Maintain Status Quo | Afghanistan | AFG | 2022-01-02 | v8 | TRUE
https://raw.githubusercontent.com/mrc-ide/global-lmic-reports/master/AFG/projections.csv | 2021-08-22 | hospital_demand | 387.89 | 412.25 | 431.69 | 434.93 | 456.63 | 489.77 | Surged Maintain Status Quo | Afghanistan | AFG | 2022-01-02 | v8 | TRUE
https://raw.githubusercontent.com/mrc-ide/global-lmic-reports/master/AFG/projections.csv | 2021-08-22 | ICU_demand | 196.47 | 206.25 | 213.99 | 215.51 | 225.69 | 239.31 | Surged Maintain Status Quo | Afghanistan | AFG | 2022-01-02 | v8 | TRUE
https://raw.githubusercontent.com/mrc-ide/global-lmic-reports/master/AFG/projections.csv | 2021-08-22 | hospital_incidence | 26.58 | 28.07 | 29.26 | 29.77 | 31.52 | 33.84 | Surged Maintain Status Quo | Afghanistan | AFG | 2022-01-02 | v8 | TRUE
https://raw.githubusercontent.com/mrc-ide/global-lmic-reports/master/AFG/projections.csv | 2021-08-22 | ICU_incidence | 8 | 8.45 | 8.81 | 8.97 | 9.49 | 10.19 | Surged Maintain Status Quo | Afghanistan | AFG | 2022-01-02 | v8 | TRUE
https://raw.githubusercontent.com/mrc-ide/global-lmic-reports/master/AFG/projections.csv | 2021-08-22 | prevalence | 20908.94 | 22213.35 | 23049.84 | 23427.84 | 24518.12 | 26111.74 | Surged Maintain Status Quo | Afghanistan | AFG | 2022-01-02 | v8 | TRUE
https://raw.githubusercontent.com/mrc-ide/global-lmic-reports/master/AFG/projections.csv | 2021-08-22 | cumulative_infections | 3369420.43 | 3451780.45 | 3521791.19 | 3524829.38 | 3580297.62 | 3727385.18 | Surged Maintain Status Quo | Afghanistan | AFG | 2022-01-02 | v8 | TRUE
https://raw.githubusercontent.com/mrc-ide/global-lmic-reports/master/AFG/projections.csv | 2021-08-22 | cumulative_deaths | 5658.94 | 5770.05 | 5878.23 | 5889.7 | 5973.86 | 6251.85 | Surged Maintain Status Quo | Afghanistan | AFG | 2022-01-02 | v8 | TRUE
https://raw.githubusercontent.com/mrc-ide/global-lmic-reports/master/AFG/projections.csv | 2021-08-22 | Rt | 0.71 | 0.72 | 0.73 | 0.74 | 0.75 | 0.77 | Surged Maintain Status Quo | Afghanistan | AFG | 2022-01-02 | v8 | TRUE
https://raw.githubusercontent.com/mrc-ide/global-lmic-reports/master/AFG/projections.csv | 2021-08-22 | Reff | 0.62 | 0.63 | 0.64 | 0.64 | 0.65 | 0.67 | Surged Maintain Status Quo | Afghanistan | AFG | 2022-01-02 | v8 | TRUE
https://raw.githubusercontent.com/mrc-ide/global-lmic-reports/master/AFG/projections.csv | 2021-08-22 | infections | 2266.51 | 2406.96 | 2530.07 | 2533.83 | 2638.44 | 2811.35 | Surged Optimistic | Afghanistan | AFG | 2022-01-02 | v8 | TRUE
https://raw.githubusercontent.com/mrc-ide/global-lmic-reports/master/AFG/projections.csv | 2021-08-22 | deaths | 10.44 | 10.95 | 11.42 | 11.5 | 12.05 | 12.82 | Surged Optimistic | Afghanistan | AFG | 2022-01-02 | v8 | TRUE
https://raw.githubusercontent.com/mrc-ide/global-lmic-reports/master/AFG/projections.csv | 2021-08-22 | hospital_demand | 387.89 | 412.25 | 431.69 | 434.93 | 456.63 | 489.77 | Surged Optimistic | Afghanistan | AFG | 2022-01-02 | v8 | TRUE
https://raw.githubusercontent.com/mrc-ide/global-lmic-reports/master/AFG/projections.csv | 2021-08-22 | ICU_demand | 196.47 | 206.25 | 213.99 | 215.51 | 225.69 | 239.31 | Surged Optimistic | Afghanistan | AFG | 2022-01-02 | v8 | TRUE
https://raw.githubusercontent.com/mrc-ide/global-lmic-reports/master/AFG/projections.csv | 2021-08-22 | hospital_incidence | 26.58 | 28.07 | 29.26 | 29.77 | 31.52 | 33.84 | Surged Optimistic | Afghanistan | AFG | 2022-01-02 | v8 | TRUE
https://raw.githubusercontent.com/mrc-ide/global-lmic-reports/master/AFG/projections.csv | 2021-08-22 | ICU_incidence | 8 | 8.45 | 8.81 | 8.97 | 9.49 | 10.19 | Surged Optimistic | Afghanistan | AFG | 2022-01-02 | v8 | TRUE
https://raw.githubusercontent.com/mrc-ide/global-lmic-reports/master/AFG/projections.csv | 2021-08-22 | prevalence | 20908.94 | 22213.35 | 23049.84 | 23427.84 | 24518.12 | 26111.74 | Surged Optimistic | Afghanistan | AFG | 2022-01-02 | v8 | TRUE
https://raw.githubusercontent.com/mrc-ide/global-lmic-reports/master/AFG/projections.csv | 2021-08-22 | cumulative_infections | 3369420.43 | 3451780.45 | 3521791.19 | 3524829.38 | 3580297.62 | 3727385.18 | Surged Optimistic | Afghanistan | AFG | 2022-01-02 | v8 | TRUE
https://raw.githubusercontent.com/mrc-ide/global-lmic-reports/master/AFG/projections.csv | 2021-08-22 | cumulative_deaths | 5658.94 | 5770.05 | 5878.23 | 5889.7 | 5973.86 | 6251.85 | Surged Optimistic | Afghanistan | AFG | 2022-01-02 | v8 | TRUE
https://raw.githubusercontent.com/mrc-ide/global-lmic-reports/master/AFG/projections.csv | 2021-08-22 | Rt | 0.71 | 0.72 | 0.73 | 0.74 | 0.75 | 0.77 | Surged Optimistic | Afghanistan | AFG | 2022-01-02 | v8 | TRUE
https://raw.githubusercontent.com/mrc-ide/global-lmic-reports/master/AFG/projections.csv | 2021-08-22 | Reff | 0.62 | 0.63 | 0.64 | 0.64 | 0.65 | 0.67 | Surged Optimistic | Afghanistan | AFG | 2022-01-02 | v8 | TRUE
https://raw.githubusercontent.com/mrc-ide/global-lmic-reports/master/AFG/projections.csv | 2021-08-22 | infections | 2266.51 | 2406.96 | 2530.07 | 2533.83 | 2638.44 | 2811.35 | Surged Pessimistic | Afghanistan | AFG | 2022-01-02 | v8 | TRUE
https://raw.githubusercontent.com/mrc-ide/global-lmic-reports/master/AFG/projections.csv | 2021-08-22 | deaths | 10.44 | 10.95 | 11.42 | 11.5 | 12.05 | 12.82 | Surged Pessimistic | Afghanistan | AFG | 2022-01-02 | v8 | TRUE
https://raw.githubusercontent.com/mrc-ide/global-lmic-reports/master/AFG/projections.csv | 2021-08-22 | hospital_demand | 387.89 | 412.25 | 431.69 | 434.93 | 456.63 | 489.77 | Surged Pessimistic | Afghanistan | AFG | 2022-01-02 | v8 | TRUE
https://raw.githubusercontent.com/mrc-ide/global-lmic-reports/master/AFG/projections.csv | 2021-08-22 | ICU_demand | 196.47 | 206.25 | 213.99 | 215.51 | 225.69 | 239.31 | Surged Pessimistic | Afghanistan | AFG | 2022-01-02 | v8 | TRUE
https://raw.githubusercontent.com/mrc-ide/global-lmic-reports/master/AFG/projections.csv | 2021-08-22 | hospital_incidence | 26.58 | 28.07 | 29.26 | 29.77 | 31.52 | 33.84 | Surged Pessimistic | Afghanistan | AFG | 2022-01-02 | v8 | TRUE
https://raw.githubusercontent.com/mrc-ide/global-lmic-reports/master/AFG/projections.csv | 2021-08-22 | ICU_incidence | 8 | 8.45 | 8.81 | 8.97 | 9.49 | 10.19 | Surged Pessimistic | Afghanistan | AFG | 2022-01-02 | v8 | TRUE
https://raw.githubusercontent.com/mrc-ide/global-lmic-reports/master/AFG/projections.csv | 2021-08-22 | prevalence | 20908.94 | 22213.35 | 23049.84 | 23427.84 | 24518.12 | 26111.74 | Surged Pessimistic | Afghanistan | AFG | 2022-01-02 | v8 | TRUE
https://raw.githubusercontent.com/mrc-ide/global-lmic-reports/master/AFG/projections.csv | 2021-08-22 | cumulative_infections | 3369420.43 | 3451780.45 | 3521791.19 | 3524829.38 | 3580297.62 | 3727385.18 | Surged Pessimistic | Afghanistan | AFG | 2022-01-02 | v8 | TRUE
https://raw.githubusercontent.com/mrc-ide/global-lmic-reports/master/AFG/projections.csv | 2021-08-22 | cumulative_deaths | 5658.94 | 5770.05 | 5878.23 | 5889.7 | 5973.86 | 6251.85 | Surged Pessimistic | Afghanistan | AFG | 2022-01-02 | v8 | TRUE
https://raw.githubusercontent.com/mrc-ide/global-lmic-reports/master/AFG/projections.csv | 2021-08-22 | Rt | 0.71 | 0.72 | 0.73 | 0.74 | 0.75 | 0.77 | Surged Pessimistic | Afghanistan | AFG | 2022-01-02 | v8 | TRUE
https://raw.githubusercontent.com/mrc-ide/global-lmic-reports/master/AFG/projections.csv | 2021-08-22 | Reff | 0.62 | 0.63 | 0.64 | 0.64 | 0.65 | 0.67 | Surged Pessimistic | Afghanistan | AFG | 2022-01-02 | v8 | TRUE
https://raw.githubusercontent.com/mrc-ide/global-lmic-reports/master/AFG/projections.csv | 2021-08-22 | infections | 2266.51 | 2406.96 | 2530.07 | 2533.83 | 2638.44 | 2811.35 | Surged Relax Interventions 50% | Afghanistan | AFG | 2022-01-02 | v8 | TRUE
https://raw.githubusercontent.com/mrc-ide/global-lmic-reports/master/AFG/projections.csv | 2021-08-22 | deaths | 10.44 | 10.95 | 11.42 | 11.5 | 12.05 | 12.82 | Surged Relax Interventions 50% | Afghanistan | AFG | 2022-01-02 | v8 | TRUE
https://raw.githubusercontent.com/mrc-ide/global-lmic-reports/master/AFG/projections.csv | 2021-08-22 | hospital_demand | 387.89 | 412.25 | 431.69 | 434.93 | 456.63 | 489.77 | Surged Relax Interventions 50% | Afghanistan | AFG | 2022-01-02 | v8 | TRUE
https://raw.githubusercontent.com/mrc-ide/global-lmic-reports/master/AFG/projections.csv | 2021-08-22 | ICU_demand | 196.47 | 206.25 | 213.99 | 215.51 | 225.69 | 239.31 | Surged Relax Interventions 50% | Afghanistan | AFG | 2022-01-02 | v8 | TRUE
https://raw.githubusercontent.com/mrc-ide/global-lmic-reports/master/AFG/projections.csv | 2021-08-22 | hospital_incidence | 26.58 | 28.07 | 29.26 | 29.77 | 31.52 | 33.84 | Surged Relax Interventions 50% | Afghanistan | AFG | 2022-01-02 | v8 | TRUE
https://raw.githubusercontent.com/mrc-ide/global-lmic-reports/master/AFG/projections.csv | 2021-08-22 | ICU_incidence | 8 | 8.45 | 8.81 | 8.97 | 9.49 | 10.19 | Surged Relax Interventions 50% | Afghanistan | AFG | 2022-01-02 | v8 | TRUE
https://raw.githubusercontent.com/mrc-ide/global-lmic-reports/master/AFG/projections.csv | 2021-08-22 | prevalence | 20908.94 | 22213.35 | 23049.84 | 23427.84 | 24518.12 | 26111.74 | Surged Relax Interventions 50% | Afghanistan | AFG | 2022-01-02 | v8 | TRUE
https://raw.githubusercontent.com/mrc-ide/global-lmic-reports/master/AFG/projections.csv | 2021-08-22 | cumulative_infections | 3369420.43 | 3451780.45 | 3521791.19 | 3524829.38 | 3580297.62 | 3727385.18 | Surged Relax Interventions 50% | Afghanistan | AFG | 2022-01-02 | v8 | TRUE
https://raw.githubusercontent.com/mrc-ide/global-lmic-reports/master/AFG/projections.csv | 2021-08-22 | cumulative_deaths | 5658.94 | 5770.05 | 5878.23 | 5889.7 | 5973.86 | 6251.85 | Surged Relax Interventions 50% | Afghanistan | AFG | 2022-01-02 | v8 | TRUE
https://raw.githubusercontent.com/mrc-ide/global-lmic-reports/master/AFG/projections.csv | 2021-08-22 | Rt | 0.71 | 0.72 | 0.73 | 0.74 | 0.75 | 0.77 | Surged Relax Interventions 50% | Afghanistan | AFG | 2022-01-02 | v8 | TRUE
https://raw.githubusercontent.com/mrc-ide/global-lmic-reports/master/AFG/projections.csv | 2021-08-22 | Reff | 0.62 | 0.63 | 0.64 | 0.64 | 0.65 | 0.67 | Surged Relax Interventions 50% | Afghanistan | AFG | 2022-01-02 | v8 | TRUE
https://raw.githubusercontent.com/mrc-ide/global-lmic-reports/master/AFG/projections.csv | 2021-08-23 | infections | 2121.75 | 2282.43 | 2390.17 | 2415.85 | 2555.17 | 2764.03 | Additional 50% Reduction | Afghanistan | AFG | 2022-01-02 | v8 | TRUE
https://raw.githubusercontent.com/mrc-ide/global-lmic-reports/master/AFG/projections.csv | 2021-08-23 | deaths | 9.11 | 9.62 | 10.18 | 10.18 | 10.58 | 11.87 | Additional 50% Reduction | Afghanistan | AFG | 2022-01-02 | v8 | TRUE
https://raw.githubusercontent.com/mrc-ide/global-lmic-reports/master/AFG/projections.csv | 2021-08-23 | hospital_demand | 353.92 | 377.64 | 402.2 | 402.36 | 420.61 | 480.02 | Additional 50% Reduction | Afghanistan | AFG | 2022-01-02 | v8 | TRUE
https://raw.githubusercontent.com/mrc-ide/global-lmic-reports/master/AFG/projections.csv | 2021-08-23 | ICU_demand | 162.76 | 171.51 | 181.39 | 181.12 | 188.28 | 209.82 | Additional 50% Reduction | Afghanistan | AFG | 2022-01-02 | v8 | TRUE
https://raw.githubusercontent.com/mrc-ide/global-lmic-reports/master/AFG/projections.csv | 2021-08-23 | hospital_incidence | 24.03 | 25.95 | 27.5 | 27.66 | 29.21 | 33.07 | Additional 50% Reduction | Afghanistan | AFG | 2022-01-02 | v8 | TRUE
https://raw.githubusercontent.com/mrc-ide/global-lmic-reports/master/AFG/projections.csv | 2021-08-23 | ICU_incidence | 7.23 | 7.81 | 8.28 | 8.33 | 8.79 | 9.96 | Additional 50% Reduction | Afghanistan | AFG | 2022-01-02 | v8 | TRUE
https://raw.githubusercontent.com/mrc-ide/global-lmic-reports/master/AFG/projections.csv | 2021-08-23 | prevalence | 19176.27 | 20292.79 | 21561.84 | 21751.35 | 23001.54 | 25172.68 | Additional 50% Reduction | Afghanistan | AFG | 2022-01-02 | v8 | TRUE
https://raw.githubusercontent.com/mrc-ide/global-lmic-reports/master/AFG/projections.csv | 2021-08-23 | cumulative_infections | 3321368.29 | 3455363.19 | 3546199.18 | 3547160.82 | 3631682.69 | 3851120.31 | Additional 50% Reduction | Afghanistan | AFG | 2022-01-02 | v8 | TRUE
https://raw.githubusercontent.com/mrc-ide/global-lmic-reports/master/AFG/projections.csv | 2021-08-23 | cumulative_deaths | 6659.63 | 7025.73 | 7234.98 | 7224.12 | 7434.78 | 7928.32 | Additional 50% Reduction | Afghanistan | AFG | 2022-01-02 | v8 | TRUE
https://raw.githubusercontent.com/mrc-ide/global-lmic-reports/master/AFG/projections.csv | 2021-08-23 | Rt | 0.71 | 0.74 | 0.75 | 0.75 | 0.76 | 0.8 | Additional 50% Reduction | Afghanistan | AFG | 2022-01-02 | v8 | TRUE
https://raw.githubusercontent.com/mrc-ide/global-lmic-reports/master/AFG/projections.csv | 2021-08-23 | Reff | 0.62 | 0.64 | 0.65 | 0.65 | 0.66 | 0.69 | Additional 50% Reduction | Afghanistan | AFG | 2022-01-02 | v8 | TRUE
https://raw.githubusercontent.com/mrc-ide/global-lmic-reports/master/AFG/projections.csv | 2021-08-23 | infections | 2121.75 | 2282.43 | 2390.17 | 2415.85 | 2555.17 | 2764.03 | Maintain Status Quo | Afghanistan | AFG | 2022-01-02 | v8 | TRUE
https://raw.githubusercontent.com/mrc-ide/global-lmic-reports/master/AFG/projections.csv | 2021-08-23 | deaths | 9.11 | 9.62 | 10.18 | 10.18 | 10.58 | 11.87 | Maintain Status Quo | Afghanistan | AFG | 2022-01-02 | v8 | TRUE
https://raw.githubusercontent.com/mrc-ide/global-lmic-reports/master/AFG/projections.csv | 2021-08-23 | hospital_demand | 353.92 | 377.64 | 402.2 | 402.36 | 420.61 | 480.02 | Maintain Status Quo | Afghanistan | AFG | 2022-01-02 | v8 | TRUE
https://raw.githubusercontent.com/mrc-ide/global-lmic-reports/master/AFG/projections.csv | 2021-08-23 | ICU_demand | 162.76 | 171.51 | 181.39 | 181.12 | 188.28 | 209.82 | Maintain Status Quo | Afghanistan | AFG | 2022-01-02 | v8 | TRUE
https://raw.githubusercontent.com/mrc-ide/global-lmic-reports/master/AFG/projections.csv | 2021-08-23 | hospital_incidence | 24.03 | 25.95 | 27.5 | 27.66 | 29.21 | 33.07 | Maintain Status Quo | Afghanistan | AFG | 2022-01-02 | v8 | TRUE
https://raw.githubusercontent.com/mrc-ide/global-lmic-reports/master/AFG/projections.csv | 2021-08-23 | ICU_incidence | 7.23 | 7.81 | 8.28 | 8.33 | 8.79 | 9.96 | Maintain Status Quo | Afghanistan | AFG | 2022-01-02 | v8 | TRUE
https://raw.githubusercontent.com/mrc-ide/global-lmic-reports/master/AFG/projections.csv | 2021-08-23 | prevalence | 19176.27 | 20292.79 | 21561.84 | 21751.35 | 23001.54 | 25172.68 | Maintain Status Quo | Afghanistan | AFG | 2022-01-02 | v8 | TRUE
https://raw.githubusercontent.com/mrc-ide/global-lmic-reports/master/AFG/projections.csv | 2021-08-23 | cumulative_infections | 3321368.29 | 3455363.19 | 3546199.18 | 3547160.82 | 3631682.69 | 3851120.31 | Maintain Status Quo | Afghanistan | AFG | 2022-01-02 | v8 | TRUE
https://raw.githubusercontent.com/mrc-ide/global-lmic-reports/master/AFG/projections.csv | 2021-08-23 | cumulative_deaths | 6659.63 | 7025.73 | 7234.98 | 7224.12 | 7434.78 | 7928.32 | Maintain Status Quo | Afghanistan | AFG | 2022-01-02 | v8 | TRUE
https://raw.githubusercontent.com/mrc-ide/global-lmic-reports/master/AFG/projections.csv | 2021-08-23 | Rt | 0.71 | 0.74 | 0.75 | 0.75 | 0.76 | 0.8 | Maintain Status Quo | Afghanistan | AFG | 2022-01-02 | v8 | TRUE
https://raw.githubusercontent.com/mrc-ide/global-lmic-reports/master/AFG/projections.csv | 2021-08-23 | Reff | 0.62 | 0.64 | 0.65 | 0.65 | 0.66 | 0.69 | Maintain Status Quo | Afghanistan | AFG | 2022-01-02 | v8 | TRUE
https://raw.githubusercontent.com/mrc-ide/global-lmic-reports/master/AFG/projections.csv | 2021-08-23 | infections | 2121.75 | 2282.43 | 2390.17 | 2415.85 | 2555.17 | 2764.03 | Optimistic | Afghanistan | AFG | 2022-01-02 | v8 | TRUE
https://raw.githubusercontent.com/mrc-ide/global-lmic-reports/master/AFG/projections.csv | 2021-08-23 | deaths | 9.11 | 9.62 | 10.18 | 10.18 | 10.58 | 11.87 | Optimistic | Afghanistan | AFG | 2022-01-02 | v8 | TRUE
https://raw.githubusercontent.com/mrc-ide/global-lmic-reports/master/AFG/projections.csv | 2021-08-23 | hospital_demand | 353.92 | 377.64 | 402.2 | 402.36 | 420.61 | 480.02 | Optimistic | Afghanistan | AFG | 2022-01-02 | v8 | TRUE
https://raw.githubusercontent.com/mrc-ide/global-lmic-reports/master/AFG/projections.csv | 2021-08-23 | ICU_demand | 162.76 | 171.51 | 181.39 | 181.12 | 188.28 | 209.82 | Optimistic | Afghanistan | AFG | 2022-01-02 | v8 | TRUE
https://raw.githubusercontent.com/mrc-ide/global-lmic-reports/master/AFG/projections.csv | 2021-08-23 | hospital_incidence | 24.03 | 25.95 | 27.5 | 27.66 | 29.21 | 33.07 | Optimistic | Afghanistan | AFG | 2022-01-02 | v8 | TRUE
https://raw.githubusercontent.com/mrc-ide/global-lmic-reports/master/AFG/projections.csv | 2021-08-23 | ICU_incidence | 7.23 | 7.81 | 8.28 | 8.33 | 8.79 | 9.96 | Optimistic | Afghanistan | AFG | 2022-01-02 | v8 | TRUE
https://raw.githubusercontent.com/mrc-ide/global-lmic-reports/master/AFG/projections.csv | 2021-08-23 | prevalence | 19176.27 | 20292.79 | 21561.84 | 21751.35 | 23001.54 | 25172.68 | Optimistic | Afghanistan | AFG | 2022-01-02 | v8 | TRUE
https://raw.githubusercontent.com/mrc-ide/global-lmic-reports/master/AFG/projections.csv | 2021-08-23 | cumulative_infections | 3321368.29 | 3455363.19 | 3546199.18 | 3547160.82 | 3631682.69 | 3851120.31 | Optimistic | Afghanistan | AFG | 2022-01-02 | v8 | TRUE
https://raw.githubusercontent.com/mrc-ide/global-lmic-reports/master/AFG/projections.csv | 2021-08-23 | cumulative_deaths | 6659.63 | 7025.73 | 7234.98 | 7224.12 | 7434.78 | 7928.32 | Optimistic | Afghanistan | AFG | 2022-01-02 | v8 | TRUE
https://raw.githubusercontent.com/mrc-ide/global-lmic-reports/master/AFG/projections.csv | 2021-08-23 | Rt | 0.71 | 0.74 | 0.75 | 0.75 | 0.76 | 0.8 | Optimistic | Afghanistan | AFG | 2022-01-02 | v8 | TRUE
https://raw.githubusercontent.com/mrc-ide/global-lmic-reports/master/AFG/projections.csv | 2021-08-23 | Reff | 0.62 | 0.64 | 0.65 | 0.65 | 0.66 | 0.69 | Optimistic | Afghanistan | AFG | 2022-01-02 | v8 | TRUE
https://raw.githubusercontent.com/mrc-ide/global-lmic-reports/master/AFG/projections.csv | 2021-08-23 | infections | 2121.75 | 2282.43 | 2390.17 | 2415.85 | 2555.17 | 2764.03 | Pessimistic | Afghanistan | AFG | 2022-01-02 | v8 | TRUE
https://raw.githubusercontent.com/mrc-ide/global-lmic-reports/master/AFG/projections.csv | 2021-08-23 | deaths | 9.11 | 9.62 | 10.18 | 10.18 | 10.58 | 11.87 | Pessimistic | Afghanistan | AFG | 2022-01-02 | v8 | TRUE
https://raw.githubusercontent.com/mrc-ide/global-lmic-reports/master/AFG/projections.csv | 2021-08-23 | hospital_demand | 353.92 | 377.64 | 402.2 | 402.36 | 420.61 | 480.02 | Pessimistic | Afghanistan | AFG | 2022-01-02 | v8 | TRUE
https://raw.githubusercontent.com/mrc-ide/global-lmic-reports/master/AFG/projections.csv | 2021-08-23 | ICU_demand | 162.76 | 171.51 | 181.39 | 181.12 | 188.28 | 209.82 | Pessimistic | Afghanistan | AFG | 2022-01-02 | v8 | TRUE
https://raw.githubusercontent.com/mrc-ide/global-lmic-reports/master/AFG/projections.csv | 2021-08-23 | hospital_incidence | 24.03 | 25.95 | 27.5 | 27.66 | 29.21 | 33.07 | Pessimistic | Afghanistan | AFG | 2022-01-02 | v8 | TRUE
https://raw.githubusercontent.com/mrc-ide/global-lmic-reports/master/AFG/projections.csv | 2021-08-23 | ICU_incidence | 7.23 | 7.81 | 8.28 | 8.33 | 8.79 | 9.96 | Pessimistic | Afghanistan | AFG | 2022-01-02 | v8 | TRUE
https://raw.githubusercontent.com/mrc-ide/global-lmic-reports/master/AFG/projections.csv | 2021-08-23 | prevalence | 19176.27 | 20292.79 | 21561.84 | 21751.35 | 23001.54 | 25172.68 | Pessimistic | Afghanistan | AFG | 2022-01-02 | v8 | TRUE
https://raw.githubusercontent.com/mrc-ide/global-lmic-reports/master/AFG/projections.csv | 2021-08-23 | cumulative_infections | 3321368.29 | 3455363.19 | 3546199.18 | 3547160.82 | 3631682.69 | 3851120.31 | Pessimistic | Afghanistan | AFG | 2022-01-02 | v8 | TRUE
https://raw.githubusercontent.com/mrc-ide/global-lmic-reports/master/AFG/projections.csv | 2021-08-23 | cumulative_deaths | 6659.63 | 7025.73 | 7234.98 | 7224.12 | 7434.78 | 7928.32 | Pessimistic | Afghanistan | AFG | 2022-01-02 | v8 | TRUE
https://raw.githubusercontent.com/mrc-ide/global-lmic-reports/master/AFG/projections.csv | 2021-08-23 | Rt | 0.71 | 0.74 | 0.75 | 0.75 | 0.76 | 0.8 | Pessimistic | Afghanistan | AFG | 2022-01-02 | v8 | TRUE
https://raw.githubusercontent.com/mrc-ide/global-lmic-reports/master/AFG/projections.csv | 2021-08-23 | Reff | 0.62 | 0.64 | 0.65 | 0.65 | 0.66 | 0.69 | Pessimistic | Afghanistan | AFG | 2022-01-02 | v8 | TRUE
https://raw.githubusercontent.com/mrc-ide/global-lmic-reports/master/AFG/projections.csv | 2021-08-23 | infections | 2121.75 | 2282.43 | 2390.17 | 2415.85 | 2555.17 | 2764.03 | Relax Interventions 50% | Afghanistan | AFG | 2022-01-02 | v8 | TRUE
https://raw.githubusercontent.com/mrc-ide/global-lmic-reports/master/AFG/projections.csv | 2021-08-23 | deaths | 9.11 | 9.62 | 10.18 | 10.18 | 10.58 | 11.87 | Relax Interventions 50% | Afghanistan | AFG | 2022-01-02 | v8 | TRUE
https://raw.githubusercontent.com/mrc-ide/global-lmic-reports/master/AFG/projections.csv | 2021-08-23 | hospital_demand | 353.92 | 377.64 | 402.2 | 402.36 | 420.61 | 480.02 | Relax Interventions 50% | Afghanistan | AFG | 2022-01-02 | v8 | TRUE
https://raw.githubusercontent.com/mrc-ide/global-lmic-reports/master/AFG/projections.csv | 2021-08-23 | ICU_demand | 162.76 | 171.51 | 181.39 | 181.12 | 188.28 | 209.82 | Relax Interventions 50% | Afghanistan | AFG | 2022-01-02 | v8 | TRUE
https://raw.githubusercontent.com/mrc-ide/global-lmic-reports/master/AFG/projections.csv | 2021-08-23 | hospital_incidence | 24.03 | 25.95 | 27.5 | 27.66 | 29.21 | 33.07 | Relax Interventions 50% | Afghanistan | AFG | 2022-01-02 | v8 | TRUE
https://raw.githubusercontent.com/mrc-ide/global-lmic-reports/master/AFG/projections.csv | 2021-08-23 | ICU_incidence | 7.23 | 7.81 | 8.28 | 8.33 | 8.79 | 9.96 | Relax Interventions 50% | Afghanistan | AFG | 2022-01-02 | v8 | TRUE
https://raw.githubusercontent.com/mrc-ide/global-lmic-reports/master/AFG/projections.csv | 2021-08-23 | prevalence | 19176.27 | 20292.79 | 21561.84 | 21751.35 | 23001.54 | 25172.68 | Relax Interventions 50% | Afghanistan | AFG | 2022-01-02 | v8 | TRUE
https://raw.githubusercontent.com/mrc-ide/global-lmic-reports/master/AFG/projections.csv | 2021-08-23 | cumulative_infections | 3321368.29 | 3455363.19 | 3546199.18 | 3547160.82 | 3631682.69 | 3851120.31 | Relax Interventions 50% | Afghanistan | AFG | 2022-01-02 | v8 | TRUE
https://raw.githubusercontent.com/mrc-ide/global-lmic-reports/master/AFG/projections.csv | 2021-08-23 | cumulative_deaths | 6659.63 | 7025.73 | 7234.98 | 7224.12 | 7434.78 | 7928.32 | Relax Interventions 50% | Afghanistan | AFG | 2022-01-02 | v8 | TRUE
https://raw.githubusercontent.com/mrc-ide/global-lmic-reports/master/AFG/projections.csv | 2021-08-23 | Rt | 0.71 | 0.74 | 0.75 | 0.75 | 0.76 | 0.8 | Relax Interventions 50% | Afghanistan | AFG | 2022-01-02 | v8 | TRUE
https://raw.githubusercontent.com/mrc-ide/global-lmic-reports/master/AFG/projections.csv | 2021-08-23 | Reff | 0.62 | 0.64 | 0.65 | 0.65 | 0.66 | 0.69 | Relax Interventions 50% | Afghanistan | AFG | 2022-01-02 | v8 | TRUE
https://raw.githubusercontent.com/mrc-ide/global-lmic-reports/master/AFG/projections.csv | 2021-08-23 | infections | 2168.9 | 2319.77 | 2453.2 | 2441.92 | 2534.28 | 2709.52 | Surged Additional 50% Reduction | Afghanistan | AFG | 2022-01-02 | v8 | TRUE
https://raw.githubusercontent.com/mrc-ide/global-lmic-reports/master/AFG/projections.csv | 2021-08-23 | deaths | 9.92 | 10.46 | 10.89 | 10.97 | 11.5 | 12.26 | Surged Additional 50% Reduction | Afghanistan | AFG | 2022-01-02 | v8 | TRUE
https://raw.githubusercontent.com/mrc-ide/global-lmic-reports/master/AFG/projections.csv | 2021-08-23 | hospital_demand | 368.25 | 391.6 | 410.79 | 413.9 | 434.92 | 466.55 | Surged Additional 50% Reduction | Afghanistan | AFG | 2022-01-02 | v8 | TRUE
https://raw.githubusercontent.com/mrc-ide/global-lmic-reports/master/AFG/projections.csv | 2021-08-23 | ICU_demand | 186.72 | 196.78 | 203.87 | 205.42 | 214.94 | 228.47 | Surged Additional 50% Reduction | Afghanistan | AFG | 2022-01-02 | v8 | TRUE
https://raw.githubusercontent.com/mrc-ide/global-lmic-reports/master/AFG/projections.csv | 2021-08-23 | hospital_incidence | 24.96 | 26.36 | 27.44 | 27.94 | 29.52 | 31.64 | Surged Additional 50% Reduction | Afghanistan | AFG | 2022-01-02 | v8 | TRUE
https://raw.githubusercontent.com/mrc-ide/global-lmic-reports/master/AFG/projections.csv | 2021-08-23 | ICU_incidence | 7.52 | 7.94 | 8.26 | 8.41 | 8.89 | 9.52 | Surged Additional 50% Reduction | Afghanistan | AFG | 2022-01-02 | v8 | TRUE
https://raw.githubusercontent.com/mrc-ide/global-lmic-reports/master/AFG/projections.csv | 2021-08-23 | prevalence | 19606.92 | 20838.12 | 21661.55 | 22022.83 | 22995.96 | 24459.49 | Surged Additional 50% Reduction | Afghanistan | AFG | 2022-01-02 | v8 | TRUE
https://raw.githubusercontent.com/mrc-ide/global-lmic-reports/master/AFG/projections.csv | 2021-08-23 | cumulative_infections | 3371725.87 | 3454274.04 | 3524198.47 | 3527271.3 | 3582716.17 | 3729730.6 | Surged Additional 50% Reduction | Afghanistan | AFG | 2022-01-02 | v8 | TRUE
https://raw.githubusercontent.com/mrc-ide/global-lmic-reports/master/AFG/projections.csv | 2021-08-23 | cumulative_deaths | 5670.3 | 5781.34 | 5889.33 | 5900.68 | 5985.34 | 6262.19 | Surged Additional 50% Reduction | Afghanistan | AFG | 2022-01-02 | v8 | TRUE
https://raw.githubusercontent.com/mrc-ide/global-lmic-reports/master/AFG/projections.csv | 2021-08-23 | Rt | 0.72 | 0.74 | 0.74 | 0.75 | 0.76 | 0.78 | Surged Additional 50% Reduction | Afghanistan | AFG | 2022-01-02 | v8 | TRUE
https://raw.githubusercontent.com/mrc-ide/global-lmic-reports/master/AFG/projections.csv | 2021-08-23 | Reff | 0.63 | 0.64 | 0.65 | 0.65 | 0.66 | 0.69 | Surged Additional 50% Reduction | Afghanistan | AFG | 2022-01-02 | v8 | TRUE
https://raw.githubusercontent.com/mrc-ide/global-lmic-reports/master/AFG/projections.csv | 2021-08-23 | infections | 2168.9 | 2319.77 | 2453.2 | 2441.92 | 2534.28 | 2709.52 | Surged Maintain Status Quo | Afghanistan | AFG | 2022-01-02 | v8 | TRUE
https://raw.githubusercontent.com/mrc-ide/global-lmic-reports/master/AFG/projections.csv | 2021-08-23 | deaths | 9.92 | 10.46 | 10.89 | 10.97 | 11.5 | 12.26 | Surged Maintain Status Quo | Afghanistan | AFG | 2022-01-02 | v8 | TRUE
https://raw.githubusercontent.com/mrc-ide/global-lmic-reports/master/AFG/projections.csv | 2021-08-23 | hospital_demand | 368.25 | 391.6 | 410.79 | 413.9 | 434.92 | 466.55 | Surged Maintain Status Quo | Afghanistan | AFG | 2022-01-02 | v8 | TRUE
https://raw.githubusercontent.com/mrc-ide/global-lmic-reports/master/AFG/projections.csv | 2021-08-23 | ICU_demand | 186.72 | 196.78 | 203.87 | 205.42 | 214.94 | 228.47 | Surged Maintain Status Quo | Afghanistan | AFG | 2022-01-02 | v8 | TRUE
https://raw.githubusercontent.com/mrc-ide/global-lmic-reports/master/AFG/projections.csv | 2021-08-23 | hospital_incidence | 24.96 | 26.36 | 27.44 | 27.94 | 29.52 | 31.64 | Surged Maintain Status Quo | Afghanistan | AFG | 2022-01-02 | v8 | TRUE
https://raw.githubusercontent.com/mrc-ide/global-lmic-reports/master/AFG/projections.csv | 2021-08-23 | ICU_incidence | 7.52 | 7.94 | 8.26 | 8.41 | 8.89 | 9.52 | Surged Maintain Status Quo | Afghanistan | AFG | 2022-01-02 | v8 | TRUE
https://raw.githubusercontent.com/mrc-ide/global-lmic-reports/master/AFG/projections.csv | 2021-08-23 | prevalence | 19606.92 | 20838.12 | 21661.55 | 22022.83 | 22995.96 | 24459.49 | Surged Maintain Status Quo | Afghanistan | AFG | 2022-01-02 | v8 | TRUE
https://raw.githubusercontent.com/mrc-ide/global-lmic-reports/master/AFG/projections.csv | 2021-08-23 | cumulative_infections | 3371725.87 | 3454274.04 | 3524198.47 | 3527271.3 | 3582716.17 | 3729730.6 | Surged Maintain Status Quo | Afghanistan | AFG | 2022-01-02 | v8 | TRUE
https://raw.githubusercontent.com/mrc-ide/global-lmic-reports/master/AFG/projections.csv | 2021-08-23 | cumulative_deaths | 5670.3 | 5781.34 | 5889.33 | 5900.68 | 5985.34 | 6262.19 | Surged Maintain Status Quo | Afghanistan | AFG | 2022-01-02 | v8 | TRUE
https://raw.githubusercontent.com/mrc-ide/global-lmic-reports/master/AFG/projections.csv | 2021-08-23 | Rt | 0.72 | 0.74 | 0.74 | 0.75 | 0.76 | 0.78 | Surged Maintain Status Quo | Afghanistan | AFG | 2022-01-02 | v8 | TRUE
https://raw.githubusercontent.com/mrc-ide/global-lmic-reports/master/AFG/projections.csv | 2021-08-23 | Reff | 0.63 | 0.64 | 0.65 | 0.65 | 0.66 | 0.69 | Surged Maintain Status Quo | Afghanistan | AFG | 2022-01-02 | v8 | TRUE
https://raw.githubusercontent.com/mrc-ide/global-lmic-reports/master/AFG/projections.csv | 2021-08-23 | infections | 2168.9 | 2319.77 | 2453.2 | 2441.92 | 2534.28 | 2709.52 | Surged Optimistic | Afghanistan | AFG | 2022-01-02 | v8 | TRUE
https://raw.githubusercontent.com/mrc-ide/global-lmic-reports/master/AFG/projections.csv | 2021-08-23 | deaths | 9.92 | 10.46 | 10.89 | 10.97 | 11.5 | 12.26 | Surged Optimistic | Afghanistan | AFG | 2022-01-02 | v8 | TRUE
https://raw.githubusercontent.com/mrc-ide/global-lmic-reports/master/AFG/projections.csv | 2021-08-23 | hospital_demand | 368.25 | 391.6 | 410.79 | 413.9 | 434.92 | 466.55 | Surged Optimistic | Afghanistan | AFG | 2022-01-02 | v8 | TRUE
https://raw.githubusercontent.com/mrc-ide/global-lmic-reports/master/AFG/projections.csv | 2021-08-23 | ICU_demand | 186.72 | 196.78 | 203.87 | 205.42 | 214.94 | 228.47 | Surged Optimistic | Afghanistan | AFG | 2022-01-02 | v8 | TRUE
https://raw.githubusercontent.com/mrc-ide/global-lmic-reports/master/AFG/projections.csv | 2021-08-23 | hospital_incidence | 24.96 | 26.36 | 27.44 | 27.94 | 29.52 | 31.64 | Surged Optimistic | Afghanistan | AFG | 2022-01-02 | v8 | TRUE
https://raw.githubusercontent.com/mrc-ide/global-lmic-reports/master/AFG/projections.csv | 2021-08-23 | ICU_incidence | 7.52 | 7.94 | 8.26 | 8.41 | 8.89 | 9.52 | Surged Optimistic | Afghanistan | AFG | 2022-01-02 | v8 | TRUE
https://raw.githubusercontent.com/mrc-ide/global-lmic-reports/master/AFG/projections.csv | 2021-08-23 | prevalence | 19606.92 | 20838.12 | 21661.55 | 22022.83 | 22995.96 | 24459.49 | Surged Optimistic | Afghanistan | AFG | 2022-01-02 | v8 | TRUE
https://raw.githubusercontent.com/mrc-ide/global-lmic-reports/master/AFG/projections.csv | 2021-08-23 | cumulative_infections | 3371725.87 | 3454274.04 | 3524198.47 | 3527271.3 | 3582716.17 | 3729730.6 | Surged Optimistic | Afghanistan | AFG | 2022-01-02 | v8 | TRUE
https://raw.githubusercontent.com/mrc-ide/global-lmic-reports/master/AFG/projections.csv | 2021-08-23 | cumulative_deaths | 5670.3 | 5781.34 | 5889.33 | 5900.68 | 5985.34 | 6262.19 | Surged Optimistic | Afghanistan | AFG | 2022-01-02 | v8 | TRUE
https://raw.githubusercontent.com/mrc-ide/global-lmic-reports/master/AFG/projections.csv | 2021-08-23 | Rt | 0.72 | 0.74 | 0.74 | 0.75 | 0.76 | 0.78 | Surged Optimistic | Afghanistan | AFG | 2022-01-02 | v8 | TRUE
https://raw.githubusercontent.com/mrc-ide/global-lmic-reports/master/AFG/projections.csv | 2021-08-23 | Reff | 0.63 | 0.64 | 0.65 | 0.65 | 0.66 | 0.69 | Surged Optimistic | Afghanistan | AFG | 2022-01-02 | v8 | TRUE
https://raw.githubusercontent.com/mrc-ide/global-lmic-reports/master/AFG/projections.csv | 2021-08-23 | infections | 2168.9 | 2319.77 | 2453.2 | 2441.92 | 2534.28 | 2709.52 | Surged Pessimistic | Afghanistan | AFG | 2022-01-02 | v8 | TRUE
https://raw.githubusercontent.com/mrc-ide/global-lmic-reports/master/AFG/projections.csv | 2021-08-23 | deaths | 9.92 | 10.46 | 10.89 | 10.97 | 11.5 | 12.26 | Surged Pessimistic | Afghanistan | AFG | 2022-01-02 | v8 | TRUE
https://raw.githubusercontent.com/mrc-ide/global-lmic-reports/master/AFG/projections.csv | 2021-08-23 | hospital_demand | 368.25 | 391.6 | 410.79 | 413.9 | 434.92 | 466.55 | Surged Pessimistic | Afghanistan | AFG | 2022-01-02 | v8 | TRUE
https://raw.githubusercontent.com/mrc-ide/global-lmic-reports/master/AFG/projections.csv | 2021-08-23 | ICU_demand | 186.72 | 196.78 | 203.87 | 205.42 | 214.94 | 228.47 | Surged Pessimistic | Afghanistan | AFG | 2022-01-02 | v8 | TRUE
https://raw.githubusercontent.com/mrc-ide/global-lmic-reports/master/AFG/projections.csv | 2021-08-23 | hospital_incidence | 24.96 | 26.36 | 27.44 | 27.94 | 29.52 | 31.64 | Surged Pessimistic | Afghanistan | AFG | 2022-01-02 | v8 | TRUE
https://raw.githubusercontent.com/mrc-ide/global-lmic-reports/master/AFG/projections.csv | 2021-08-23 | ICU_incidence | 7.52 | 7.94 | 8.26 | 8.41 | 8.89 | 9.52 | Surged Pessimistic | Afghanistan | AFG | 2022-01-02 | v8 | TRUE
https://raw.githubusercontent.com/mrc-ide/global-lmic-reports/master/AFG/projections.csv | 2021-08-23 | prevalence | 19606.92 | 20838.12 | 21661.55 | 22022.83 | 22995.96 | 24459.49 | Surged Pessimistic | Afghanistan | AFG | 2022-01-02 | v8 | TRUE
https://raw.githubusercontent.com/mrc-ide/global-lmic-reports/master/AFG/projections.csv | 2021-08-23 | cumulative_infections | 3371725.87 | 3454274.04 | 3524198.47 | 3527271.3 | 3582716.17 | 3729730.6 | Surged Pessimistic | Afghanistan | AFG | 2022-01-02 | v8 | TRUE
https://raw.githubusercontent.com/mrc-ide/global-lmic-reports/master/AFG/projections.csv | 2021-08-23 | cumulative_deaths | 5670.3 | 5781.34 | 5889.33 | 5900.68 | 5985.34 | 6262.19 | Surged Pessimistic | Afghanistan | AFG | 2022-01-02 | v8 | TRUE
https://raw.githubusercontent.com/mrc-ide/global-lmic-reports/master/AFG/projections.csv | 2021-08-23 | Rt | 0.72 | 0.74 | 0.74 | 0.75 | 0.76 | 0.78 | Surged Pessimistic | Afghanistan | AFG | 2022-01-02 | v8 | TRUE
https://raw.githubusercontent.com/mrc-ide/global-lmic-reports/master/AFG/projections.csv | 2021-08-23 | Reff | 0.63 | 0.64 | 0.65 | 0.65 | 0.66 | 0.69 | Surged Pessimistic | Afghanistan | AFG | 2022-01-02 | v8 | TRUE
https://raw.githubusercontent.com/mrc-ide/global-lmic-reports/master/AFG/projections.csv | 2021-08-23 | infections | 2168.9 | 2319.77 | 2453.2 | 2441.92 | 2534.28 | 2709.52 | Surged Relax Interventions 50% | Afghanistan | AFG | 2022-01-02 | v8 | TRUE
https://raw.githubusercontent.com/mrc-ide/global-lmic-reports/master/AFG/projections.csv | 2021-08-23 | deaths | 9.92 | 10.46 | 10.89 | 10.97 | 11.5 | 12.26 | Surged Relax Interventions 50% | Afghanistan | AFG | 2022-01-02 | v8 | TRUE
https://raw.githubusercontent.com/mrc-ide/global-lmic-reports/master/AFG/projections.csv | 2021-08-23 | hospital_demand | 368.25 | 391.6 | 410.79 | 413.9 | 434.92 | 466.55 | Surged Relax Interventions 50% | Afghanistan | AFG | 2022-01-02 | v8 | TRUE
https://raw.githubusercontent.com/mrc-ide/global-lmic-reports/master/AFG/projections.csv | 2021-08-23 | ICU_demand | 186.72 | 196.78 | 203.87 | 205.42 | 214.94 | 228.47 | Surged Relax Interventions 50% | Afghanistan | AFG | 2022-01-02 | v8 | TRUE
https://raw.githubusercontent.com/mrc-ide/global-lmic-reports/master/AFG/projections.csv | 2021-08-23 | hospital_incidence | 24.96 | 26.36 | 27.44 | 27.94 | 29.52 | 31.64 | Surged Relax Interventions 50% | Afghanistan | AFG | 2022-01-02 | v8 | TRUE
https://raw.githubusercontent.com/mrc-ide/global-lmic-reports/master/AFG/projections.csv | 2021-08-23 | ICU_incidence | 7.52 | 7.94 | 8.26 | 8.41 | 8.89 | 9.52 | Surged Relax Interventions 50% | Afghanistan | AFG | 2022-01-02 | v8 | TRUE
https://raw.githubusercontent.com/mrc-ide/global-lmic-reports/master/AFG/projections.csv | 2021-08-23 | prevalence | 19606.92 | 20838.12 | 21661.55 | 22022.83 | 22995.96 | 24459.49 | Surged Relax Interventions 50% | Afghanistan | AFG | 2022-01-02 | v8 | TRUE
https://raw.githubusercontent.com/mrc-ide/global-lmic-reports/master/AFG/projections.csv | 2021-08-23 | cumulative_infections | 3371725.87 | 3454274.04 | 3524198.47 | 3527271.3 | 3582716.17 | 3729730.6 | Surged Relax Interventions 50% | Afghanistan | AFG | 2022-01-02 | v8 | TRUE
https://raw.githubusercontent.com/mrc-ide/global-lmic-reports/master/AFG/projections.csv | 2021-08-23 | cumulative_deaths | 5670.3 | 5781.34 | 5889.33 | 5900.68 | 5985.34 | 6262.19 | Surged Relax Interventions 50% | Afghanistan | AFG | 2022-01-02 | v8 | TRUE
https://raw.githubusercontent.com/mrc-ide/global-lmic-reports/master/AFG/projections.csv | 2021-08-23 | Rt | 0.72 | 0.74 | 0.74 | 0.75 | 0.76 | 0.78 | Surged Relax Interventions 50% | Afghanistan | AFG | 2022-01-02 | v8 | TRUE
https://raw.githubusercontent.com/mrc-ide/global-lmic-reports/master/AFG/projections.csv | 2021-08-23 | Reff | 0.63 | 0.64 | 0.65 | 0.65 | 0.66 | 0.69 | Surged Relax Interventions 50% | Afghanistan | AFG | 2022-01-02 | v8 | TRUE
https://raw.githubusercontent.com/mrc-ide/global-lmic-reports/master/AFG/projections.csv | 2021-08-24 | infections | 2016.74 | 2180.17 | 2296.53 | 2302.39 | 2422.23 | 2642.2 | Additional 50% Reduction | Afghanistan | AFG | 2022-01-02 | v8 | TRUE
https://raw.githubusercontent.com/mrc-ide/global-lmic-reports/master/AFG/projections.csv | 2021-08-24 | deaths | 8.72 | 9.22 | 9.77 | 9.77 | 10.17 | 11.44 | Additional 50% Reduction | Afghanistan | AFG | 2022-01-02 | v8 | TRUE
https://raw.githubusercontent.com/mrc-ide/global-lmic-reports/master/AFG/projections.csv | 2021-08-24 | hospital_demand | 336.45 | 359.24 | 382.58 | 382.79 | 400.66 | 457.13 | Additional 50% Reduction | Afghanistan | AFG | 2022-01-02 | v8 | TRUE
https://raw.githubusercontent.com/mrc-ide/global-lmic-reports/master/AFG/projections.csv | 2021-08-24 | ICU_demand | 155.99 | 164.6 | 174.23 | 173.95 | 181.05 | 202.11 | Additional 50% Reduction | Afghanistan | AFG | 2022-01-02 | v8 | TRUE
https://raw.githubusercontent.com/mrc-ide/global-lmic-reports/master/AFG/projections.csv | 2021-08-24 | hospital_incidence | 22.59 | 24.3 | 25.77 | 25.93 | 27.36 | 30.79 | Additional 50% Reduction | Afghanistan | AFG | 2022-01-02 | v8 | TRUE
https://raw.githubusercontent.com/mrc-ide/global-lmic-reports/master/AFG/projections.csv | 2021-08-24 | ICU_incidence | 6.8 | 7.31 | 7.76 | 7.8 | 8.23 | 9.27 | Additional 50% Reduction | Afghanistan | AFG | 2022-01-02 | v8 | TRUE
https://raw.githubusercontent.com/mrc-ide/global-lmic-reports/master/AFG/projections.csv | 2021-08-24 | prevalence | 18061.76 | 19188.21 | 20317.08 | 20490.83 | 21723.84 | 23611.84 | Additional 50% Reduction | Afghanistan | AFG | 2022-01-02 | v8 | TRUE
https://raw.githubusercontent.com/mrc-ide/global-lmic-reports/master/AFG/projections.csv | 2021-08-24 | cumulative_infections | 3323769.93 | 3457561.77 | 3548666.1 | 3549463.21 | 3633918.05 | 3853636.05 | Additional 50% Reduction | Afghanistan | AFG | 2022-01-02 | v8 | TRUE
https://raw.githubusercontent.com/mrc-ide/global-lmic-reports/master/AFG/projections.csv | 2021-08-24 | cumulative_deaths | 6669.03 | 7035.67 | 7245.06 | 7233.89 | 7444.94 | 7938.46 | Additional 50% Reduction | Afghanistan | AFG | 2022-01-02 | v8 | TRUE
https://raw.githubusercontent.com/mrc-ide/global-lmic-reports/master/AFG/projections.csv | 2021-08-24 | Rt | 0.71 | 0.74 | 0.75 | 0.75 | 0.76 | 0.81 | Additional 50% Reduction | Afghanistan | AFG | 2022-01-02 | v8 | TRUE
https://raw.githubusercontent.com/mrc-ide/global-lmic-reports/master/AFG/projections.csv | 2021-08-24 | Reff | 0.62 | 0.65 | 0.65 | 0.66 | 0.66 | 0.7 | Additional 50% Reduction | Afghanistan | AFG | 2022-01-02 | v8 | TRUE
https://raw.githubusercontent.com/mrc-ide/global-lmic-reports/master/AFG/projections.csv | 2021-08-24 | infections | 2016.74 | 2180.17 | 2296.53 | 2302.39 | 2422.23 | 2642.2 | Maintain Status Quo | Afghanistan | AFG | 2022-01-02 | v8 | TRUE
https://raw.githubusercontent.com/mrc-ide/global-lmic-reports/master/AFG/projections.csv | 2021-08-24 | deaths | 8.72 | 9.22 | 9.77 | 9.77 | 10.17 | 11.44 | Maintain Status Quo | Afghanistan | AFG | 2022-01-02 | v8 | TRUE
https://raw.githubusercontent.com/mrc-ide/global-lmic-reports/master/AFG/projections.csv | 2021-08-24 | hospital_demand | 336.45 | 359.24 | 382.58 | 382.79 | 400.66 | 457.13 | Maintain Status Quo | Afghanistan | AFG | 2022-01-02 | v8 | TRUE
https://raw.githubusercontent.com/mrc-ide/global-lmic-reports/master/AFG/projections.csv | 2021-08-24 | ICU_demand | 155.99 | 164.6 | 174.23 | 173.95 | 181.05 | 202.11 | Maintain Status Quo | Afghanistan | AFG | 2022-01-02 | v8 | TRUE
https://raw.githubusercontent.com/mrc-ide/global-lmic-reports/master/AFG/projections.csv | 2021-08-24 | hospital_incidence | 22.59 | 24.3 | 25.77 | 25.93 | 27.36 | 30.79 | Maintain Status Quo | Afghanistan | AFG | 2022-01-02 | v8 | TRUE
https://raw.githubusercontent.com/mrc-ide/global-lmic-reports/master/AFG/projections.csv | 2021-08-24 | ICU_incidence | 6.8 | 7.31 | 7.76 | 7.8 | 8.23 | 9.27 | Maintain Status Quo | Afghanistan | AFG | 2022-01-02 | v8 | TRUE
https://raw.githubusercontent.com/mrc-ide/global-lmic-reports/master/AFG/projections.csv | 2021-08-24 | prevalence | 18061.76 | 19188.21 | 20317.08 | 20490.83 | 21723.84 | 23611.84 | Maintain Status Quo | Afghanistan | AFG | 2022-01-02 | v8 | TRUE
https://raw.githubusercontent.com/mrc-ide/global-lmic-reports/master/AFG/projections.csv | 2021-08-24 | cumulative_infections | 3323769.93 | 3457561.77 | 3548666.1 | 3549463.21 | 3633918.05 | 3853636.05 | Maintain Status Quo | Afghanistan | AFG | 2022-01-02 | v8 | TRUE
https://raw.githubusercontent.com/mrc-ide/global-lmic-reports/master/AFG/projections.csv | 2021-08-24 | cumulative_deaths | 6669.03 | 7035.67 | 7245.06 | 7233.89 | 7444.94 | 7938.46 | Maintain Status Quo | Afghanistan | AFG | 2022-01-02 | v8 | TRUE
https://raw.githubusercontent.com/mrc-ide/global-lmic-reports/master/AFG/projections.csv | 2021-08-24 | Rt | 0.71 | 0.74 | 0.75 | 0.75 | 0.76 | 0.81 | Maintain Status Quo | Afghanistan | AFG | 2022-01-02 | v8 | TRUE
https://raw.githubusercontent.com/mrc-ide/global-lmic-reports/master/AFG/projections.csv | 2021-08-24 | Reff | 0.62 | 0.65 | 0.65 | 0.66 | 0.66 | 0.7 | Maintain Status Quo | Afghanistan | AFG | 2022-01-02 | v8 | TRUE
https://raw.githubusercontent.com/mrc-ide/global-lmic-reports/master/AFG/projections.csv | 2021-08-24 | infections | 2016.74 | 2180.17 | 2296.53 | 2302.39 | 2422.23 | 2642.2 | Optimistic | Afghanistan | AFG | 2022-01-02 | v8 | TRUE
https://raw.githubusercontent.com/mrc-ide/global-lmic-reports/master/AFG/projections.csv | 2021-08-24 | deaths | 8.72 | 9.22 | 9.77 | 9.77 | 10.17 | 11.44 | Optimistic | Afghanistan | AFG | 2022-01-02 | v8 | TRUE
https://raw.githubusercontent.com/mrc-ide/global-lmic-reports/master/AFG/projections.csv | 2021-08-24 | hospital_demand | 336.45 | 359.24 | 382.58 | 382.79 | 400.66 | 457.13 | Optimistic | Afghanistan | AFG | 2022-01-02 | v8 | TRUE
https://raw.githubusercontent.com/mrc-ide/global-lmic-reports/master/AFG/projections.csv | 2021-08-24 | ICU_demand | 155.99 | 164.6 | 174.23 | 173.95 | 181.05 | 202.11 | Optimistic | Afghanistan | AFG | 2022-01-02 | v8 | TRUE
https://raw.githubusercontent.com/mrc-ide/global-lmic-reports/master/AFG/projections.csv | 2021-08-24 | hospital_incidence | 22.59 | 24.3 | 25.77 | 25.93 | 27.36 | 30.79 | Optimistic | Afghanistan | AFG | 2022-01-02 | v8 | TRUE
https://raw.githubusercontent.com/mrc-ide/global-lmic-reports/master/AFG/projections.csv | 2021-08-24 | ICU_incidence | 6.8 | 7.31 | 7.76 | 7.8 | 8.23 | 9.27 | Optimistic | Afghanistan | AFG | 2022-01-02 | v8 | TRUE
https://raw.githubusercontent.com/mrc-ide/global-lmic-reports/master/AFG/projections.csv | 2021-08-24 | prevalence | 18061.76 | 19188.21 | 20317.08 | 20490.83 | 21723.84 | 23611.84 | Optimistic | Afghanistan | AFG | 2022-01-02 | v8 | TRUE
https://raw.githubusercontent.com/mrc-ide/global-lmic-reports/master/AFG/projections.csv | 2021-08-24 | cumulative_infections | 3323769.93 | 3457561.77 | 3548666.1 | 3549463.21 | 3633918.05 | 3853636.05 | Optimistic | Afghanistan | AFG | 2022-01-02 | v8 | TRUE
https://raw.githubusercontent.com/mrc-ide/global-lmic-reports/master/AFG/projections.csv | 2021-08-24 | cumulative_deaths | 6669.03 | 7035.67 | 7245.06 | 7233.89 | 7444.94 | 7938.46 | Optimistic | Afghanistan | AFG | 2022-01-02 | v8 | TRUE
https://raw.githubusercontent.com/mrc-ide/global-lmic-reports/master/AFG/projections.csv | 2021-08-24 | Rt | 0.71 | 0.74 | 0.75 | 0.75 | 0.76 | 0.81 | Optimistic | Afghanistan | AFG | 2022-01-02 | v8 | TRUE
https://raw.githubusercontent.com/mrc-ide/global-lmic-reports/master/AFG/projections.csv | 2021-08-24 | Reff | 0.62 | 0.65 | 0.65 | 0.66 | 0.66 | 0.7 | Optimistic | Afghanistan | AFG | 2022-01-02 | v8 | TRUE
https://raw.githubusercontent.com/mrc-ide/global-lmic-reports/master/AFG/projections.csv | 2021-08-24 | infections | 2016.74 | 2180.17 | 2296.53 | 2302.39 | 2422.23 | 2642.2 | Pessimistic | Afghanistan | AFG | 2022-01-02 | v8 | TRUE
https://raw.githubusercontent.com/mrc-ide/global-lmic-reports/master/AFG/projections.csv | 2021-08-24 | deaths | 8.72 | 9.22 | 9.77 | 9.77 | 10.17 | 11.44 | Pessimistic | Afghanistan | AFG | 2022-01-02 | v8 | TRUE
https://raw.githubusercontent.com/mrc-ide/global-lmic-reports/master/AFG/projections.csv | 2021-08-24 | hospital_demand | 336.45 | 359.24 | 382.58 | 382.79 | 400.66 | 457.13 | Pessimistic | Afghanistan | AFG | 2022-01-02 | v8 | TRUE
https://raw.githubusercontent.com/mrc-ide/global-lmic-reports/master/AFG/projections.csv | 2021-08-24 | ICU_demand | 155.99 | 164.6 | 174.23 | 173.95 | 181.05 | 202.11 | Pessimistic | Afghanistan | AFG | 2022-01-02 | v8 | TRUE
https://raw.githubusercontent.com/mrc-ide/global-lmic-reports/master/AFG/projections.csv | 2021-08-24 | hospital_incidence | 22.59 | 24.3 | 25.77 | 25.93 | 27.36 | 30.79 | Pessimistic | Afghanistan | AFG | 2022-01-02 | v8 | TRUE
https://raw.githubusercontent.com/mrc-ide/global-lmic-reports/master/AFG/projections.csv | 2021-08-24 | ICU_incidence | 6.8 | 7.31 | 7.76 | 7.8 | 8.23 | 9.27 | Pessimistic | Afghanistan | AFG | 2022-01-02 | v8 | TRUE
https://raw.githubusercontent.com/mrc-ide/global-lmic-reports/master/AFG/projections.csv | 2021-08-24 | prevalence | 18061.76 | 19188.21 | 20317.08 | 20490.83 | 21723.84 | 23611.84 | Pessimistic | Afghanistan | AFG | 2022-01-02 | v8 | TRUE
https://raw.githubusercontent.com/mrc-ide/global-lmic-reports/master/AFG/projections.csv | 2021-08-24 | cumulative_infections | 3323769.93 | 3457561.77 | 3548666.1 | 3549463.21 | 3633918.05 | 3853636.05 | Pessimistic | Afghanistan | AFG | 2022-01-02 | v8 | TRUE
https://raw.githubusercontent.com/mrc-ide/global-lmic-reports/master/AFG/projections.csv | 2021-08-24 | cumulative_deaths | 6669.03 | 7035.67 | 7245.06 | 7233.89 | 7444.94 | 7938.46 | Pessimistic | Afghanistan | AFG | 2022-01-02 | v8 | TRUE
https://raw.githubusercontent.com/mrc-ide/global-lmic-reports/master/AFG/projections.csv | 2021-08-24 | Rt | 0.71 | 0.74 | 0.75 | 0.75 | 0.76 | 0.81 | Pessimistic | Afghanistan | AFG | 2022-01-02 | v8 | TRUE
https://raw.githubusercontent.com/mrc-ide/global-lmic-reports/master/AFG/projections.csv | 2021-08-24 | Reff | 0.62 | 0.65 | 0.65 | 0.66 | 0.66 | 0.7 | Pessimistic | Afghanistan | AFG | 2022-01-02 | v8 | TRUE
https://raw.githubusercontent.com/mrc-ide/global-lmic-reports/master/AFG/projections.csv | 2021-08-24 | infections | 2016.74 | 2180.17 | 2296.53 | 2302.39 | 2422.23 | 2642.2 | Relax Interventions 50% | Afghanistan | AFG | 2022-01-02 | v8 | TRUE
https://raw.githubusercontent.com/mrc-ide/global-lmic-reports/master/AFG/projections.csv | 2021-08-24 | deaths | 8.72 | 9.22 | 9.77 | 9.77 | 10.17 | 11.44 | Relax Interventions 50% | Afghanistan | AFG | 2022-01-02 | v8 | TRUE
https://raw.githubusercontent.com/mrc-ide/global-lmic-reports/master/AFG/projections.csv | 2021-08-24 | hospital_demand | 336.45 | 359.24 | 382.58 | 382.79 | 400.66 | 457.13 | Relax Interventions 50% | Afghanistan | AFG | 2022-01-02 | v8 | TRUE
https://raw.githubusercontent.com/mrc-ide/global-lmic-reports/master/AFG/projections.csv | 2021-08-24 | ICU_demand | 155.99 | 164.6 | 174.23 | 173.95 | 181.05 | 202.11 | Relax Interventions 50% | Afghanistan | AFG | 2022-01-02 | v8 | TRUE
https://raw.githubusercontent.com/mrc-ide/global-lmic-reports/master/AFG/projections.csv | 2021-08-24 | hospital_incidence | 22.59 | 24.3 | 25.77 | 25.93 | 27.36 | 30.79 | Relax Interventions 50% | Afghanistan | AFG | 2022-01-02 | v8 | TRUE
https://raw.githubusercontent.com/mrc-ide/global-lmic-reports/master/AFG/projections.csv | 2021-08-24 | ICU_incidence | 6.8 | 7.31 | 7.76 | 7.8 | 8.23 | 9.27 | Relax Interventions 50% | Afghanistan | AFG | 2022-01-02 | v8 | TRUE
https://raw.githubusercontent.com/mrc-ide/global-lmic-reports/master/AFG/projections.csv | 2021-08-24 | prevalence | 18061.76 | 19188.21 | 20317.08 | 20490.83 | 21723.84 | 23611.84 | Relax Interventions 50% | Afghanistan | AFG | 2022-01-02 | v8 | TRUE
https://raw.githubusercontent.com/mrc-ide/global-lmic-reports/master/AFG/projections.csv | 2021-08-24 | cumulative_infections | 3323769.93 | 3457561.77 | 3548666.1 | 3549463.21 | 3633918.05 | 3853636.05 | Relax Interventions 50% | Afghanistan | AFG | 2022-01-02 | v8 | TRUE
https://raw.githubusercontent.com/mrc-ide/global-lmic-reports/master/AFG/projections.csv | 2021-08-24 | cumulative_deaths | 6669.03 | 7035.67 | 7245.06 | 7233.89 | 7444.94 | 7938.46 | Relax Interventions 50% | Afghanistan | AFG | 2022-01-02 | v8 | TRUE
https://raw.githubusercontent.com/mrc-ide/global-lmic-reports/master/AFG/projections.csv | 2021-08-24 | Rt | 0.71 | 0.74 | 0.75 | 0.75 | 0.76 | 0.81 | Relax Interventions 50% | Afghanistan | AFG | 2022-01-02 | v8 | TRUE
https://raw.githubusercontent.com/mrc-ide/global-lmic-reports/master/AFG/projections.csv | 2021-08-24 | Reff | 0.62 | 0.65 | 0.65 | 0.66 | 0.66 | 0.7 | Relax Interventions 50% | Afghanistan | AFG | 2022-01-02 | v8 | TRUE
https://raw.githubusercontent.com/mrc-ide/global-lmic-reports/master/AFG/projections.csv | 2021-08-24 | infections | 2057.71 | 2218.82 | 2344.03 | 2325.65 | 2412.48 | 2594.31 | Surged Additional 50% Reduction | Afghanistan | AFG | 2022-01-02 | v8 | TRUE
https://raw.githubusercontent.com/mrc-ide/global-lmic-reports/master/AFG/projections.csv | 2021-08-24 | deaths | 9.43 | 9.98 | 10.39 | 10.46 | 10.97 | 11.71 | Surged Additional 50% Reduction | Afghanistan | AFG | 2022-01-02 | v8 | TRUE
https://raw.githubusercontent.com/mrc-ide/global-lmic-reports/master/AFG/projections.csv | 2021-08-24 | hospital_demand | 349.35 | 371.7 | 390.01 | 393.4 | 414.19 | 443.7 | Surged Additional 50% Reduction | Afghanistan | AFG | 2022-01-02 | v8 | TRUE
https://raw.githubusercontent.com/mrc-ide/global-lmic-reports/master/AFG/projections.csv | 2021-08-24 | ICU_demand | 177.37 | 187.5 | 194.04 | 195.64 | 204.52 | 217.87 | Surged Additional 50% Reduction | Afghanistan | AFG | 2022-01-02 | v8 | TRUE
https://raw.githubusercontent.com/mrc-ide/global-lmic-reports/master/AFG/projections.csv | 2021-08-24 | hospital_incidence | 23.43 | 24.75 | 25.76 | 26.2 | 27.62 | 29.56 | Surged Additional 50% Reduction | Afghanistan | AFG | 2022-01-02 | v8 | TRUE
https://raw.githubusercontent.com/mrc-ide/global-lmic-reports/master/AFG/projections.csv | 2021-08-24 | ICU_incidence | 7.05 | 7.45 | 7.75 | 7.88 | 8.32 | 8.9 | Surged Additional 50% Reduction | Afghanistan | AFG | 2022-01-02 | v8 | TRUE
https://raw.githubusercontent.com/mrc-ide/global-lmic-reports/master/AFG/projections.csv | 2021-08-24 | prevalence | 18448.29 | 19615.78 | 20426.44 | 20744.03 | 21614.04 | 22967.18 | Surged Additional 50% Reduction | Afghanistan | AFG | 2022-01-02 | v8 | TRUE
https://raw.githubusercontent.com/mrc-ide/global-lmic-reports/master/AFG/projections.csv | 2021-08-24 | cumulative_infections | 3373926.82 | 3456655.42 | 3526488.55 | 3529596.95 | 3585027.33 | 3731985 | Surged Additional 50% Reduction | Afghanistan | AFG | 2022-01-02 | v8 | TRUE
https://raw.githubusercontent.com/mrc-ide/global-lmic-reports/master/AFG/projections.csv | 2021-08-24 | cumulative_deaths | 5680.88 | 5792.1 | 5899.91 | 5911.14 | 5996.32 | 6272.04 | Surged Additional 50% Reduction | Afghanistan | AFG | 2022-01-02 | v8 | TRUE
https://raw.githubusercontent.com/mrc-ide/global-lmic-reports/master/AFG/projections.csv | 2021-08-24 | Rt | 0.72 | 0.74 | 0.75 | 0.75 | 0.76 | 0.79 | Surged Additional 50% Reduction | Afghanistan | AFG | 2022-01-02 | v8 | TRUE
https://raw.githubusercontent.com/mrc-ide/global-lmic-reports/master/AFG/projections.csv | 2021-08-24 | Reff | 0.63 | 0.64 | 0.65 | 0.65 | 0.67 | 0.69 | Surged Additional 50% Reduction | Afghanistan | AFG | 2022-01-02 | v8 | TRUE
https://raw.githubusercontent.com/mrc-ide/global-lmic-reports/master/AFG/projections.csv | 2021-08-24 | infections | 2057.71 | 2218.82 | 2344.03 | 2325.65 | 2412.48 | 2594.31 | Surged Maintain Status Quo | Afghanistan | AFG | 2022-01-02 | v8 | TRUE
https://raw.githubusercontent.com/mrc-ide/global-lmic-reports/master/AFG/projections.csv | 2021-08-24 | deaths | 9.43 | 9.98 | 10.39 | 10.46 | 10.97 | 11.71 | Surged Maintain Status Quo | Afghanistan | AFG | 2022-01-02 | v8 | TRUE
https://raw.githubusercontent.com/mrc-ide/global-lmic-reports/master/AFG/projections.csv | 2021-08-24 | hospital_demand | 349.35 | 371.7 | 390.01 | 393.4 | 414.19 | 443.7 | Surged Maintain Status Quo | Afghanistan | AFG | 2022-01-02 | v8 | TRUE
https://raw.githubusercontent.com/mrc-ide/global-lmic-reports/master/AFG/projections.csv | 2021-08-24 | ICU_demand | 177.37 | 187.5 | 194.04 | 195.64 | 204.52 | 217.87 | Surged Maintain Status Quo | Afghanistan | AFG | 2022-01-02 | v8 | TRUE
https://raw.githubusercontent.com/mrc-ide/global-lmic-reports/master/AFG/projections.csv | 2021-08-24 | hospital_incidence | 23.43 | 24.75 | 25.76 | 26.2 | 27.62 | 29.56 | Surged Maintain Status Quo | Afghanistan | AFG | 2022-01-02 | v8 | TRUE
https://raw.githubusercontent.com/mrc-ide/global-lmic-reports/master/AFG/projections.csv | 2021-08-24 | ICU_incidence | 7.05 | 7.45 | 7.75 | 7.88 | 8.32 | 8.9 | Surged Maintain Status Quo | Afghanistan | AFG | 2022-01-02 | v8 | TRUE
https://raw.githubusercontent.com/mrc-ide/global-lmic-reports/master/AFG/projections.csv | 2021-08-24 | prevalence | 18448.29 | 19615.78 | 20426.44 | 20744.03 | 21614.04 | 22967.18 | Surged Maintain Status Quo | Afghanistan | AFG | 2022-01-02 | v8 | TRUE
https://raw.githubusercontent.com/mrc-ide/global-lmic-reports/master/AFG/projections.csv | 2021-08-24 | cumulative_infections | 3373926.82 | 3456655.42 | 3526488.55 | 3529596.95 | 3585027.33 | 3731985 | Surged Maintain Status Quo | Afghanistan | AFG | 2022-01-02 | v8 | TRUE
https://raw.githubusercontent.com/mrc-ide/global-lmic-reports/master/AFG/projections.csv | 2021-08-24 | cumulative_deaths | 5680.88 | 5792.1 | 5899.91 | 5911.14 | 5996.32 | 6272.04 | Surged Maintain Status Quo | Afghanistan | AFG | 2022-01-02 | v8 | TRUE
https://raw.githubusercontent.com/mrc-ide/global-lmic-reports/master/AFG/projections.csv | 2021-08-24 | Rt | 0.72 | 0.74 | 0.75 | 0.75 | 0.76 | 0.79 | Surged Maintain Status Quo | Afghanistan | AFG | 2022-01-02 | v8 | TRUE
https://raw.githubusercontent.com/mrc-ide/global-lmic-reports/master/AFG/projections.csv | 2021-08-24 | Reff | 0.63 | 0.64 | 0.65 | 0.65 | 0.67 | 0.69 | Surged Maintain Status Quo | Afghanistan | AFG | 2022-01-02 | v8 | TRUE
https://raw.githubusercontent.com/mrc-ide/global-lmic-reports/master/AFG/projections.csv | 2021-08-24 | infections | 2057.71 | 2218.82 | 2344.03 | 2325.65 | 2412.48 | 2594.31 | Surged Optimistic | Afghanistan | AFG | 2022-01-02 | v8 | TRUE
https://raw.githubusercontent.com/mrc-ide/global-lmic-reports/master/AFG/projections.csv | 2021-08-24 | deaths | 9.43 | 9.98 | 10.39 | 10.46 | 10.97 | 11.71 | Surged Optimistic | Afghanistan | AFG | 2022-01-02 | v8 | TRUE
https://raw.githubusercontent.com/mrc-ide/global-lmic-reports/master/AFG/projections.csv | 2021-08-24 | hospital_demand | 349.35 | 371.7 | 390.01 | 393.4 | 414.19 | 443.7 | Surged Optimistic | Afghanistan | AFG | 2022-01-02 | v8 | TRUE
https://raw.githubusercontent.com/mrc-ide/global-lmic-reports/master/AFG/projections.csv | 2021-08-24 | ICU_demand | 177.37 | 187.5 | 194.04 | 195.64 | 204.52 | 217.87 | Surged Optimistic | Afghanistan | AFG | 2022-01-02 | v8 | TRUE
https://raw.githubusercontent.com/mrc-ide/global-lmic-reports/master/AFG/projections.csv | 2021-08-24 | hospital_incidence | 23.43 | 24.75 | 25.76 | 26.2 | 27.62 | 29.56 | Surged Optimistic | Afghanistan | AFG | 2022-01-02 | v8 | TRUE
https://raw.githubusercontent.com/mrc-ide/global-lmic-reports/master/AFG/projections.csv | 2021-08-24 | ICU_incidence | 7.05 | 7.45 | 7.75 | 7.88 | 8.32 | 8.9 | Surged Optimistic | Afghanistan | AFG | 2022-01-02 | v8 | TRUE
https://raw.githubusercontent.com/mrc-ide/global-lmic-reports/master/AFG/projections.csv | 2021-08-24 | prevalence | 18448.29 | 19615.78 | 20426.44 | 20744.03 | 21614.04 | 22967.18 | Surged Optimistic | Afghanistan | AFG | 2022-01-02 | v8 | TRUE
https://raw.githubusercontent.com/mrc-ide/global-lmic-reports/master/AFG/projections.csv | 2021-08-24 | cumulative_infections | 3373926.82 | 3456655.42 | 3526488.55 | 3529596.95 | 3585027.33 | 3731985 | Surged Optimistic | Afghanistan | AFG | 2022-01-02 | v8 | TRUE
https://raw.githubusercontent.com/mrc-ide/global-lmic-reports/master/AFG/projections.csv | 2021-08-24 | cumulative_deaths | 5680.88 | 5792.1 | 5899.91 | 5911.14 | 5996.32 | 6272.04 | Surged Optimistic | Afghanistan | AFG | 2022-01-02 | v8 | TRUE
https://raw.githubusercontent.com/mrc-ide/global-lmic-reports/master/AFG/projections.csv | 2021-08-24 | Rt | 0.72 | 0.74 | 0.75 | 0.75 | 0.76 | 0.79 | Surged Optimistic | Afghanistan | AFG | 2022-01-02 | v8 | TRUE
https://raw.githubusercontent.com/mrc-ide/global-lmic-reports/master/AFG/projections.csv | 2021-08-24 | Reff | 0.63 | 0.64 | 0.65 | 0.65 | 0.67 | 0.69 | Surged Optimistic | Afghanistan | AFG | 2022-01-02 | v8 | TRUE
https://raw.githubusercontent.com/mrc-ide/global-lmic-reports/master/AFG/projections.csv | 2021-08-24 | infections | 2057.71 | 2218.82 | 2344.03 | 2325.65 | 2412.48 | 2594.31 | Surged Pessimistic | Afghanistan | AFG | 2022-01-02 | v8 | TRUE
https://raw.githubusercontent.com/mrc-ide/global-lmic-reports/master/AFG/projections.csv | 2021-08-24 | deaths | 9.43 | 9.98 | 10.39 | 10.46 | 10.97 | 11.71 | Surged Pessimistic | Afghanistan | AFG | 2022-01-02 | v8 | TRUE
https://raw.githubusercontent.com/mrc-ide/global-lmic-reports/master/AFG/projections.csv | 2021-08-24 | hospital_demand | 349.35 | 371.7 | 390.01 | 393.4 | 414.19 | 443.7 | Surged Pessimistic | Afghanistan | AFG | 2022-01-02 | v8 | TRUE
https://raw.githubusercontent.com/mrc-ide/global-lmic-reports/master/AFG/projections.csv | 2021-08-24 | ICU_demand | 177.37 | 187.5 | 194.04 | 195.64 | 204.52 | 217.87 | Surged Pessimistic | Afghanistan | AFG | 2022-01-02 | v8 | TRUE
https://raw.githubusercontent.com/mrc-ide/global-lmic-reports/master/AFG/projections.csv | 2021-08-24 | hospital_incidence | 23.43 | 24.75 | 25.76 | 26.2 | 27.62 | 29.56 | Surged Pessimistic | Afghanistan | AFG | 2022-01-02 | v8 | TRUE
https://raw.githubusercontent.com/mrc-ide/global-lmic-reports/master/AFG/projections.csv | 2021-08-24 | ICU_incidence | 7.05 | 7.45 | 7.75 | 7.88 | 8.32 | 8.9 | Surged Pessimistic | Afghanistan | AFG | 2022-01-02 | v8 | TRUE
https://raw.githubusercontent.com/mrc-ide/global-lmic-reports/master/AFG/projections.csv | 2021-08-24 | prevalence | 18448.29 | 19615.78 | 20426.44 | 20744.03 | 21614.04 | 22967.18 | Surged Pessimistic | Afghanistan | AFG | 2022-01-02 | v8 | TRUE
https://raw.githubusercontent.com/mrc-ide/global-lmic-reports/master/AFG/projections.csv | 2021-08-24 | cumulative_infections | 3373926.82 | 3456655.42 | 3526488.55 | 3529596.95 | 3585027.33 | 3731985 | Surged Pessimistic | Afghanistan | AFG | 2022-01-02 | v8 | TRUE
https://raw.githubusercontent.com/mrc-ide/global-lmic-reports/master/AFG/projections.csv | 2021-08-24 | cumulative_deaths | 5680.88 | 5792.1 | 5899.91 | 5911.14 | 5996.32 | 6272.04 | Surged Pessimistic | Afghanistan | AFG | 2022-01-02 | v8 | TRUE
https://raw.githubusercontent.com/mrc-ide/global-lmic-reports/master/AFG/projections.csv | 2021-08-24 | Rt | 0.72 | 0.74 | 0.75 | 0.75 | 0.76 | 0.79 | Surged Pessimistic | Afghanistan | AFG | 2022-01-02 | v8 | TRUE
https://raw.githubusercontent.com/mrc-ide/global-lmic-reports/master/AFG/projections.csv | 2021-08-24 | Reff | 0.63 | 0.64 | 0.65 | 0.65 | 0.67 | 0.69 | Surged Pessimistic | Afghanistan | AFG | 2022-01-02 | v8 | TRUE
https://raw.githubusercontent.com/mrc-ide/global-lmic-reports/master/AFG/projections.csv | 2021-08-24 | infections | 2057.71 | 2218.82 | 2344.03 | 2325.65 | 2412.48 | 2594.31 | Surged Relax Interventions 50% | Afghanistan | AFG | 2022-01-02 | v8 | TRUE
https://raw.githubusercontent.com/mrc-ide/global-lmic-reports/master/AFG/projections.csv | 2021-08-24 | deaths | 9.43 | 9.98 | 10.39 | 10.46 | 10.97 | 11.71 | Surged Relax Interventions 50% | Afghanistan | AFG | 2022-01-02 | v8 | TRUE
https://raw.githubusercontent.com/mrc-ide/global-lmic-reports/master/AFG/projections.csv | 2021-08-24 | hospital_demand | 349.35 | 371.7 | 390.01 | 393.4 | 414.19 | 443.7 | Surged Relax Interventions 50% | Afghanistan | AFG | 2022-01-02 | v8 | TRUE
https://raw.githubusercontent.com/mrc-ide/global-lmic-reports/master/AFG/projections.csv | 2021-08-24 | ICU_demand | 177.37 | 187.5 | 194.04 | 195.64 | 204.52 | 217.87 | Surged Relax Interventions 50% | Afghanistan | AFG | 2022-01-02 | v8 | TRUE
https://raw.githubusercontent.com/mrc-ide/global-lmic-reports/master/AFG/projections.csv | 2021-08-24 | hospital_incidence | 23.43 | 24.75 | 25.76 | 26.2 | 27.62 | 29.56 | Surged Relax Interventions 50% | Afghanistan | AFG | 2022-01-02 | v8 | TRUE
https://raw.githubusercontent.com/mrc-ide/global-lmic-reports/master/AFG/projections.csv | 2021-08-24 | ICU_incidence | 7.05 | 7.45 | 7.75 | 7.88 | 8.32 | 8.9 | Surged Relax Interventions 50% | Afghanistan | AFG | 2022-01-02 | v8 | TRUE
https://raw.githubusercontent.com/mrc-ide/global-lmic-reports/master/AFG/projections.csv | 2021-08-24 | prevalence | 18448.29 | 19615.78 | 20426.44 | 20744.03 | 21614.04 | 22967.18 | Surged Relax Interventions 50% | Afghanistan | AFG | 2022-01-02 | v8 | TRUE
https://raw.githubusercontent.com/mrc-ide/global-lmic-reports/master/AFG/projections.csv | 2021-08-24 | cumulative_infections | 3373926.82 | 3456655.42 | 3526488.55 | 3529596.95 | 3585027.33 | 3731985 | Surged Relax Interventions 50% | Afghanistan | AFG | 2022-01-02 | v8 | TRUE
https://raw.githubusercontent.com/mrc-ide/global-lmic-reports/master/AFG/projections.csv | 2021-08-24 | cumulative_deaths | 5680.88 | 5792.1 | 5899.91 | 5911.14 | 5996.32 | 6272.04 | Surged Relax Interventions 50% | Afghanistan | AFG | 2022-01-02 | v8 | TRUE
https://raw.githubusercontent.com/mrc-ide/global-lmic-reports/master/AFG/projections.csv | 2021-08-24 | Rt | 0.72 | 0.74 | 0.75 | 0.75 | 0.76 | 0.79 | Surged Relax Interventions 50% | Afghanistan | AFG | 2022-01-02 | v8 | TRUE
https://raw.githubusercontent.com/mrc-ide/global-lmic-reports/master/AFG/projections.csv | 2021-08-24 | Reff | 0.63 | 0.64 | 0.65 | 0.65 | 0.67 | 0.69 | Surged Relax Interventions 50% | Afghanistan | AFG | 2022-01-02 | v8 | TRUE
https://raw.githubusercontent.com/mrc-ide/global-lmic-reports/master/AFG/projections.csv | 2021-08-25 | infections | 1896.78 | 2048.68 | 2157.36 | 2167.64 | 2278.35 | 2491.45 | Additional 50% Reduction | Afghanistan | AFG | 2022-01-02 | v8 | TRUE
https://raw.githubusercontent.com/mrc-ide/global-lmic-reports/master/AFG/projections.csv | 2021-08-25 | deaths | 8.33 | 8.83 | 9.38 | 9.36 | 9.76 | 11 | Additional 50% Reduction | Afghanistan | AFG | 2022-01-02 | v8 | TRUE
https://raw.githubusercontent.com/mrc-ide/global-lmic-reports/master/AFG/projections.csv | 2021-08-25 | hospital_demand | 319.54 | 341.37 | 363.27 | 363.71 | 381.15 | 434.59 | Additional 50% Reduction | Afghanistan | AFG | 2022-01-02 | v8 | TRUE
https://raw.githubusercontent.com/mrc-ide/global-lmic-reports/master/AFG/projections.csv | 2021-08-25 | ICU_demand | 149.33 | 157.75 | 167.08 | 166.81 | 173.83 | 194.3 | Additional 50% Reduction | Afghanistan | AFG | 2022-01-02 | v8 | TRUE
https://raw.githubusercontent.com/mrc-ide/global-lmic-reports/master/AFG/projections.csv | 2021-08-25 | hospital_incidence | 21.23 | 22.75 | 24.15 | 24.3 | 25.64 | 28.66 | Additional 50% Reduction | Afghanistan | AFG | 2022-01-02 | v8 | TRUE
https://raw.githubusercontent.com/mrc-ide/global-lmic-reports/master/AFG/projections.csv | 2021-08-25 | ICU_incidence | 6.39 | 6.85 | 7.27 | 7.31 | 7.71 | 8.63 | Additional 50% Reduction | Afghanistan | AFG | 2022-01-02 | v8 | TRUE
https://raw.githubusercontent.com/mrc-ide/global-lmic-reports/master/AFG/projections.csv | 2021-08-25 | prevalence | 17018.98 | 18119.53 | 19123.81 | 19315.47 | 20476.59 | 22166.43 | Additional 50% Reduction | Afghanistan | AFG | 2022-01-02 | v8 | TRUE
https://raw.githubusercontent.com/mrc-ide/global-lmic-reports/master/AFG/projections.csv | 2021-08-25 | cumulative_infections | 3326029.12 | 3459626.96 | 3550980.19 | 3551630.85 | 3636028.59 | 3856015.27 | Additional 50% Reduction | Afghanistan | AFG | 2022-01-02 | v8 | TRUE
https://raw.githubusercontent.com/mrc-ide/global-lmic-reports/master/AFG/projections.csv | 2021-08-25 | cumulative_deaths | 6679.71 | 7045.21 | 7254.71 | 7243.26 | 7454.67 | 7948.18 | Additional 50% Reduction | Afghanistan | AFG | 2022-01-02 | v8 | TRUE
https://raw.githubusercontent.com/mrc-ide/global-lmic-reports/master/AFG/projections.csv | 2021-08-25 | Rt | 0.72 | 0.75 | 0.75 | 0.76 | 0.77 | 0.82 | Additional 50% Reduction | Afghanistan | AFG | 2022-01-02 | v8 | TRUE
https://raw.githubusercontent.com/mrc-ide/global-lmic-reports/master/AFG/projections.csv | 2021-08-25 | Reff | 0.63 | 0.65 | 0.66 | 0.66 | 0.67 | 0.71 | Additional 50% Reduction | Afghanistan | AFG | 2022-01-02 | v8 | TRUE
https://raw.githubusercontent.com/mrc-ide/global-lmic-reports/master/AFG/projections.csv | 2021-08-25 | infections | 1896.78 | 2048.68 | 2157.36 | 2167.64 | 2278.35 | 2491.45 | Maintain Status Quo | Afghanistan | AFG | 2022-01-02 | v8 | TRUE
https://raw.githubusercontent.com/mrc-ide/global-lmic-reports/master/AFG/projections.csv | 2021-08-25 | deaths | 8.33 | 8.83 | 9.38 | 9.36 | 9.76 | 11 | Maintain Status Quo | Afghanistan | AFG | 2022-01-02 | v8 | TRUE
https://raw.githubusercontent.com/mrc-ide/global-lmic-reports/master/AFG/projections.csv | 2021-08-25 | hospital_demand | 319.54 | 341.37 | 363.27 | 363.71 | 381.15 | 434.59 | Maintain Status Quo | Afghanistan | AFG | 2022-01-02 | v8 | TRUE
https://raw.githubusercontent.com/mrc-ide/global-lmic-reports/master/AFG/projections.csv | 2021-08-25 | ICU_demand | 149.33 | 157.75 | 167.08 | 166.81 | 173.83 | 194.3 | Maintain Status Quo | Afghanistan | AFG | 2022-01-02 | v8 | TRUE
https://raw.githubusercontent.com/mrc-ide/global-lmic-reports/master/AFG/projections.csv | 2021-08-25 | hospital_incidence | 21.23 | 22.75 | 24.15 | 24.3 | 25.64 | 28.66 | Maintain Status Quo | Afghanistan | AFG | 2022-01-02 | v8 | TRUE
https://raw.githubusercontent.com/mrc-ide/global-lmic-reports/master/AFG/projections.csv | 2021-08-25 | ICU_incidence | 6.39 | 6.85 | 7.27 | 7.31 | 7.71 | 8.63 | Maintain Status Quo | Afghanistan | AFG | 2022-01-02 | v8 | TRUE
https://raw.githubusercontent.com/mrc-ide/global-lmic-reports/master/AFG/projections.csv | 2021-08-25 | prevalence | 17018.98 | 18119.53 | 19123.81 | 19315.47 | 20476.59 | 22166.43 | Maintain Status Quo | Afghanistan | AFG | 2022-01-02 | v8 | TRUE
https://raw.githubusercontent.com/mrc-ide/global-lmic-reports/master/AFG/projections.csv | 2021-08-25 | cumulative_infections | 3326029.12 | 3459626.96 | 3550980.19 | 3551630.85 | 3636028.59 | 3856015.27 | Maintain Status Quo | Afghanistan | AFG | 2022-01-02 | v8 | TRUE
https://raw.githubusercontent.com/mrc-ide/global-lmic-reports/master/AFG/projections.csv | 2021-08-25 | cumulative_deaths | 6679.71 | 7045.21 | 7254.71 | 7243.26 | 7454.67 | 7948.18 | Maintain Status Quo | Afghanistan | AFG | 2022-01-02 | v8 | TRUE
https://raw.githubusercontent.com/mrc-ide/global-lmic-reports/master/AFG/projections.csv | 2021-08-25 | Rt | 0.72 | 0.75 | 0.75 | 0.76 | 0.77 | 0.82 | Maintain Status Quo | Afghanistan | AFG | 2022-01-02 | v8 | TRUE
https://raw.githubusercontent.com/mrc-ide/global-lmic-reports/master/AFG/projections.csv | 2021-08-25 | Reff | 0.63 | 0.65 | 0.66 | 0.66 | 0.67 | 0.71 | Maintain Status Quo | Afghanistan | AFG | 2022-01-02 | v8 | TRUE
https://raw.githubusercontent.com/mrc-ide/global-lmic-reports/master/AFG/projections.csv | 2021-08-25 | infections | 1896.78 | 2048.68 | 2157.36 | 2167.64 | 2278.35 | 2491.45 | Optimistic | Afghanistan | AFG | 2022-01-02 | v8 | TRUE
https://raw.githubusercontent.com/mrc-ide/global-lmic-reports/master/AFG/projections.csv | 2021-08-25 | deaths | 8.33 | 8.83 | 9.38 | 9.36 | 9.76 | 11 | Optimistic | Afghanistan | AFG | 2022-01-02 | v8 | TRUE
https://raw.githubusercontent.com/mrc-ide/global-lmic-reports/master/AFG/projections.csv | 2021-08-25 | hospital_demand | 319.54 | 341.37 | 363.27 | 363.71 | 381.15 | 434.59 | Optimistic | Afghanistan | AFG | 2022-01-02 | v8 | TRUE
https://raw.githubusercontent.com/mrc-ide/global-lmic-reports/master/AFG/projections.csv | 2021-08-25 | ICU_demand | 149.33 | 157.75 | 167.08 | 166.81 | 173.83 | 194.3 | Optimistic | Afghanistan | AFG | 2022-01-02 | v8 | TRUE
https://raw.githubusercontent.com/mrc-ide/global-lmic-reports/master/AFG/projections.csv | 2021-08-25 | hospital_incidence | 21.23 | 22.75 | 24.15 | 24.3 | 25.64 | 28.66 | Optimistic | Afghanistan | AFG | 2022-01-02 | v8 | TRUE
https://raw.githubusercontent.com/mrc-ide/global-lmic-reports/master/AFG/projections.csv | 2021-08-25 | ICU_incidence | 6.39 | 6.85 | 7.27 | 7.31 | 7.71 | 8.63 | Optimistic | Afghanistan | AFG | 2022-01-02 | v8 | TRUE
https://raw.githubusercontent.com/mrc-ide/global-lmic-reports/master/AFG/projections.csv | 2021-08-25 | prevalence | 17018.98 | 18119.53 | 19123.81 | 19315.47 | 20476.59 | 22166.43 | Optimistic | Afghanistan | AFG | 2022-01-02 | v8 | TRUE
https://raw.githubusercontent.com/mrc-ide/global-lmic-reports/master/AFG/projections.csv | 2021-08-25 | cumulative_infections | 3326029.12 | 3459626.96 | 3550980.19 | 3551630.85 | 3636028.59 | 3856015.27 | Optimistic | Afghanistan | AFG | 2022-01-02 | v8 | TRUE
https://raw.githubusercontent.com/mrc-ide/global-lmic-reports/master/AFG/projections.csv | 2021-08-25 | cumulative_deaths | 6679.71 | 7045.21 | 7254.71 | 7243.26 | 7454.67 | 7948.18 | Optimistic | Afghanistan | AFG | 2022-01-02 | v8 | TRUE
https://raw.githubusercontent.com/mrc-ide/global-lmic-reports/master/AFG/projections.csv | 2021-08-25 | Rt | 0.72 | 0.75 | 0.75 | 0.76 | 0.77 | 0.82 | Optimistic | Afghanistan | AFG | 2022-01-02 | v8 | TRUE
https://raw.githubusercontent.com/mrc-ide/global-lmic-reports/master/AFG/projections.csv | 2021-08-25 | Reff | 0.63 | 0.65 | 0.66 | 0.66 | 0.67 | 0.71 | Optimistic | Afghanistan | AFG | 2022-01-02 | v8 | TRUE
https://raw.githubusercontent.com/mrc-ide/global-lmic-reports/master/AFG/projections.csv | 2021-08-25 | infections | 1896.78 | 2048.68 | 2157.36 | 2167.64 | 2278.35 | 2491.45 | Pessimistic | Afghanistan | AFG | 2022-01-02 | v8 | TRUE
https://raw.githubusercontent.com/mrc-ide/global-lmic-reports/master/AFG/projections.csv | 2021-08-25 | deaths | 8.33 | 8.83 | 9.38 | 9.36 | 9.76 | 11 | Pessimistic | Afghanistan | AFG | 2022-01-02 | v8 | TRUE
https://raw.githubusercontent.com/mrc-ide/global-lmic-reports/master/AFG/projections.csv | 2021-08-25 | hospital_demand | 319.54 | 341.37 | 363.27 | 363.71 | 381.15 | 434.59 | Pessimistic | Afghanistan | AFG | 2022-01-02 | v8 | TRUE
https://raw.githubusercontent.com/mrc-ide/global-lmic-reports/master/AFG/projections.csv | 2021-08-25 | ICU_demand | 149.33 | 157.75 | 167.08 | 166.81 | 173.83 | 194.3 | Pessimistic | Afghanistan | AFG | 2022-01-02 | v8 | TRUE
https://raw.githubusercontent.com/mrc-ide/global-lmic-reports/master/AFG/projections.csv | 2021-08-25 | hospital_incidence | 21.23 | 22.75 | 24.15 | 24.3 | 25.64 | 28.66 | Pessimistic | Afghanistan | AFG | 2022-01-02 | v8 | TRUE
https://raw.githubusercontent.com/mrc-ide/global-lmic-reports/master/AFG/projections.csv | 2021-08-25 | ICU_incidence | 6.39 | 6.85 | 7.27 | 7.31 | 7.71 | 8.63 | Pessimistic | Afghanistan | AFG | 2022-01-02 | v8 | TRUE
https://raw.githubusercontent.com/mrc-ide/global-lmic-reports/master/AFG/projections.csv | 2021-08-25 | prevalence | 17018.98 | 18119.53 | 19123.81 | 19315.47 | 20476.59 | 22166.43 | Pessimistic | Afghanistan | AFG | 2022-01-02 | v8 | TRUE
https://raw.githubusercontent.com/mrc-ide/global-lmic-reports/master/AFG/projections.csv | 2021-08-25 | cumulative_infections | 3326029.12 | 3459626.96 | 3550980.19 | 3551630.85 | 3636028.59 | 3856015.27 | Pessimistic | Afghanistan | AFG | 2022-01-02 | v8 | TRUE
https://raw.githubusercontent.com/mrc-ide/global-lmic-reports/master/AFG/projections.csv | 2021-08-25 | cumulative_deaths | 6679.71 | 7045.21 | 7254.71 | 7243.26 | 7454.67 | 7948.18 | Pessimistic | Afghanistan | AFG | 2022-01-02 | v8 | TRUE
https://raw.githubusercontent.com/mrc-ide/global-lmic-reports/master/AFG/projections.csv | 2021-08-25 | Rt | 0.72 | 0.75 | 0.75 | 0.76 | 0.77 | 0.82 | Pessimistic | Afghanistan | AFG | 2022-01-02 | v8 | TRUE
https://raw.githubusercontent.com/mrc-ide/global-lmic-reports/master/AFG/projections.csv | 2021-08-25 | Reff | 0.63 | 0.65 | 0.66 | 0.66 | 0.67 | 0.71 | Pessimistic | Afghanistan | AFG | 2022-01-02 | v8 | TRUE
https://raw.githubusercontent.com/mrc-ide/global-lmic-reports/master/AFG/projections.csv | 2021-08-25 | infections | 1896.78 | 2048.68 | 2157.36 | 2167.64 | 2278.35 | 2491.45 | Relax Interventions 50% | Afghanistan | AFG | 2022-01-02 | v8 | TRUE
https://raw.githubusercontent.com/mrc-ide/global-lmic-reports/master/AFG/projections.csv | 2021-08-25 | deaths | 8.33 | 8.83 | 9.38 | 9.36 | 9.76 | 11 | Relax Interventions 50% | Afghanistan | AFG | 2022-01-02 | v8 | TRUE
https://raw.githubusercontent.com/mrc-ide/global-lmic-reports/master/AFG/projections.csv | 2021-08-25 | hospital_demand | 319.54 | 341.37 | 363.27 | 363.71 | 381.15 | 434.59 | Relax Interventions 50% | Afghanistan | AFG | 2022-01-02 | v8 | TRUE
https://raw.githubusercontent.com/mrc-ide/global-lmic-reports/master/AFG/projections.csv | 2021-08-25 | ICU_demand | 149.33 | 157.75 | 167.08 | 166.81 | 173.83 | 194.3 | Relax Interventions 50% | Afghanistan | AFG | 2022-01-02 | v8 | TRUE
https://raw.githubusercontent.com/mrc-ide/global-lmic-reports/master/AFG/projections.csv | 2021-08-25 | hospital_incidence | 21.23 | 22.75 | 24.15 | 24.3 | 25.64 | 28.66 | Relax Interventions 50% | Afghanistan | AFG | 2022-01-02 | v8 | TRUE
https://raw.githubusercontent.com/mrc-ide/global-lmic-reports/master/AFG/projections.csv | 2021-08-25 | ICU_incidence | 6.39 | 6.85 | 7.27 | 7.31 | 7.71 | 8.63 | Relax Interventions 50% | Afghanistan | AFG | 2022-01-02 | v8 | TRUE
https://raw.githubusercontent.com/mrc-ide/global-lmic-reports/master/AFG/projections.csv | 2021-08-25 | prevalence | 17018.98 | 18119.53 | 19123.81 | 19315.47 | 20476.59 | 22166.43 | Relax Interventions 50% | Afghanistan | AFG | 2022-01-02 | v8 | TRUE
https://raw.githubusercontent.com/mrc-ide/global-lmic-reports/master/AFG/projections.csv | 2021-08-25 | cumulative_infections | 3326029.12 | 3459626.96 | 3550980.19 | 3551630.85 | 3636028.59 | 3856015.27 | Relax Interventions 50% | Afghanistan | AFG | 2022-01-02 | v8 | TRUE
https://raw.githubusercontent.com/mrc-ide/global-lmic-reports/master/AFG/projections.csv | 2021-08-25 | cumulative_deaths | 6679.71 | 7045.21 | 7254.71 | 7243.26 | 7454.67 | 7948.18 | Relax Interventions 50% | Afghanistan | AFG | 2022-01-02 | v8 | TRUE
https://raw.githubusercontent.com/mrc-ide/global-lmic-reports/master/AFG/projections.csv | 2021-08-25 | Rt | 0.72 | 0.75 | 0.75 | 0.76 | 0.77 | 0.82 | Relax Interventions 50% | Afghanistan | AFG | 2022-01-02 | v8 | TRUE
https://raw.githubusercontent.com/mrc-ide/global-lmic-reports/master/AFG/projections.csv | 2021-08-25 | Reff | 0.63 | 0.65 | 0.66 | 0.66 | 0.67 | 0.71 | Relax Interventions 50% | Afghanistan | AFG | 2022-01-02 | v8 | TRUE
https://raw.githubusercontent.com/mrc-ide/global-lmic-reports/master/AFG/projections.csv | 2021-08-25 | infections | 1937.26 | 2093.59 | 2206.04 | 2189.42 | 2273.8 | 2449.28 | Surged Additional 50% Reduction | Afghanistan | AFG | 2022-01-02 | v8 | TRUE
https://raw.githubusercontent.com/mrc-ide/global-lmic-reports/master/AFG/projections.csv | 2021-08-25 | deaths | 8.95 | 9.49 | 9.89 | 9.97 | 10.45 | 11.17 | Surged Additional 50% Reduction | Afghanistan | AFG | 2022-01-02 | v8 | TRUE
https://raw.githubusercontent.com/mrc-ide/global-lmic-reports/master/AFG/projections.csv | 2021-08-25 | hospital_demand | 331.68 | 352.54 | 369.76 | 373.48 | 394.07 | 421.29 | Surged Additional 50% Reduction | Afghanistan | AFG | 2022-01-02 | v8 | TRUE
https://raw.githubusercontent.com/mrc-ide/global-lmic-reports/master/AFG/projections.csv | 2021-08-25 | ICU_demand | 168.4 | 178.34 | 184.5 | 186.17 | 194.43 | 207.54 | Surged Additional 50% Reduction | Afghanistan | AFG | 2022-01-02 | v8 | TRUE
https://raw.githubusercontent.com/mrc-ide/global-lmic-reports/master/AFG/projections.csv | 2021-08-25 | hospital_incidence | 21.94 | 23.2 | 24.17 | 24.56 | 25.84 | 27.6 | Surged Additional 50% Reduction | Afghanistan | AFG | 2022-01-02 | v8 | TRUE
https://raw.githubusercontent.com/mrc-ide/global-lmic-reports/master/AFG/projections.csv | 2021-08-25 | ICU_incidence | 6.6 | 6.98 | 7.28 | 7.39 | 7.78 | 8.31 | Surged Additional 50% Reduction | Afghanistan | AFG | 2022-01-02 | v8 | TRUE
https://raw.githubusercontent.com/mrc-ide/global-lmic-reports/master/AFG/projections.csv | 2021-08-25 | prevalence | 17399.63 | 18498.19 | 19333.47 | 19551.01 | 20327.54 | 21582.48 | Surged Additional 50% Reduction | Afghanistan | AFG | 2022-01-02 | v8 | TRUE
https://raw.githubusercontent.com/mrc-ide/global-lmic-reports/master/AFG/projections.csv | 2021-08-25 | cumulative_infections | 3376005.61 | 3458888.25 | 3528638.09 | 3531786.37 | 3587200.77 | 3734117.41 | Surged Additional 50% Reduction | Afghanistan | AFG | 2022-01-02 | v8 | TRUE
https://raw.githubusercontent.com/mrc-ide/global-lmic-reports/master/AFG/projections.csv | 2021-08-25 | cumulative_deaths | 5690.96 | 5802.37 | 5910 | 5921.11 | 6006.82 | 6281.4 | Surged Additional 50% Reduction | Afghanistan | AFG | 2022-01-02 | v8 | TRUE
https://raw.githubusercontent.com/mrc-ide/global-lmic-reports/master/AFG/projections.csv | 2021-08-25 | Rt | 0.73 | 0.74 | 0.75 | 0.76 | 0.77 | 0.8 | Surged Additional 50% Reduction | Afghanistan | AFG | 2022-01-02 | v8 | TRUE
https://raw.githubusercontent.com/mrc-ide/global-lmic-reports/master/AFG/projections.csv | 2021-08-25 | Reff | 0.64 | 0.65 | 0.66 | 0.66 | 0.67 | 0.7 | Surged Additional 50% Reduction | Afghanistan | AFG | 2022-01-02 | v8 | TRUE
https://raw.githubusercontent.com/mrc-ide/global-lmic-reports/master/AFG/projections.csv | 2021-08-25 | infections | 1937.26 | 2093.59 | 2206.04 | 2189.42 | 2273.8 | 2449.28 | Surged Maintain Status Quo | Afghanistan | AFG | 2022-01-02 | v8 | TRUE
https://raw.githubusercontent.com/mrc-ide/global-lmic-reports/master/AFG/projections.csv | 2021-08-25 | deaths | 8.95 | 9.49 | 9.89 | 9.97 | 10.45 | 11.17 | Surged Maintain Status Quo | Afghanistan | AFG | 2022-01-02 | v8 | TRUE
https://raw.githubusercontent.com/mrc-ide/global-lmic-reports/master/AFG/projections.csv | 2021-08-25 | hospital_demand | 331.68 | 352.54 | 369.76 | 373.48 | 394.07 | 421.29 | Surged Maintain Status Quo | Afghanistan | AFG | 2022-01-02 | v8 | TRUE
https://raw.githubusercontent.com/mrc-ide/global-lmic-reports/master/AFG/projections.csv | 2021-08-25 | ICU_demand | 168.4 | 178.34 | 184.5 | 186.17 | 194.43 | 207.54 | Surged Maintain Status Quo | Afghanistan | AFG | 2022-01-02 | v8 | TRUE
https://raw.githubusercontent.com/mrc-ide/global-lmic-reports/master/AFG/projections.csv | 2021-08-25 | hospital_incidence | 21.94 | 23.2 | 24.17 | 24.56 | 25.84 | 27.6 | Surged Maintain Status Quo | Afghanistan | AFG | 2022-01-02 | v8 | TRUE
https://raw.githubusercontent.com/mrc-ide/global-lmic-reports/master/AFG/projections.csv | 2021-08-25 | ICU_incidence | 6.6 | 6.98 | 7.28 | 7.39 | 7.78 | 8.31 | Surged Maintain Status Quo | Afghanistan | AFG | 2022-01-02 | v8 | TRUE
https://raw.githubusercontent.com/mrc-ide/global-lmic-reports/master/AFG/projections.csv | 2021-08-25 | prevalence | 17399.63 | 18498.19 | 19333.47 | 19551.01 | 20327.54 | 21582.48 | Surged Maintain Status Quo | Afghanistan | AFG | 2022-01-02 | v8 | TRUE
https://raw.githubusercontent.com/mrc-ide/global-lmic-reports/master/AFG/projections.csv | 2021-08-25 | cumulative_infections | 3376005.61 | 3458888.25 | 3528638.09 | 3531786.37 | 3587200.77 | 3734117.41 | Surged Maintain Status Quo | Afghanistan | AFG | 2022-01-02 | v8 | TRUE
https://raw.githubusercontent.com/mrc-ide/global-lmic-reports/master/AFG/projections.csv | 2021-08-25 | cumulative_deaths | 5690.96 | 5802.37 | 5910 | 5921.11 | 6006.82 | 6281.4 | Surged Maintain Status Quo | Afghanistan | AFG | 2022-01-02 | v8 | TRUE
https://raw.githubusercontent.com/mrc-ide/global-lmic-reports/master/AFG/projections.csv | 2021-08-25 | Rt | 0.73 | 0.74 | 0.75 | 0.76 | 0.77 | 0.8 | Surged Maintain Status Quo | Afghanistan | AFG | 2022-01-02 | v8 | TRUE
https://raw.githubusercontent.com/mrc-ide/global-lmic-reports/master/AFG/projections.csv | 2021-08-25 | Reff | 0.64 | 0.65 | 0.66 | 0.66 | 0.67 | 0.7 | Surged Maintain Status Quo | Afghanistan | AFG | 2022-01-02 | v8 | TRUE
https://raw.githubusercontent.com/mrc-ide/global-lmic-reports/master/AFG/projections.csv | 2021-08-25 | infections | 1937.26 | 2093.59 | 2206.04 | 2189.42 | 2273.8 | 2449.28 | Surged Optimistic | Afghanistan | AFG | 2022-01-02 | v8 | TRUE
https://raw.githubusercontent.com/mrc-ide/global-lmic-reports/master/AFG/projections.csv | 2021-08-25 | deaths | 8.95 | 9.49 | 9.89 | 9.97 | 10.45 | 11.17 | Surged Optimistic | Afghanistan | AFG | 2022-01-02 | v8 | TRUE
https://raw.githubusercontent.com/mrc-ide/global-lmic-reports/master/AFG/projections.csv | 2021-08-25 | hospital_demand | 331.68 | 352.54 | 369.76 | 373.48 | 394.07 | 421.29 | Surged Optimistic | Afghanistan | AFG | 2022-01-02 | v8 | TRUE
https://raw.githubusercontent.com/mrc-ide/global-lmic-reports/master/AFG/projections.csv | 2021-08-25 | ICU_demand | 168.4 | 178.34 | 184.5 | 186.17 | 194.43 | 207.54 | Surged Optimistic | Afghanistan | AFG | 2022-01-02 | v8 | TRUE
https://raw.githubusercontent.com/mrc-ide/global-lmic-reports/master/AFG/projections.csv | 2021-08-25 | hospital_incidence | 21.94 | 23.2 | 24.17 | 24.56 | 25.84 | 27.6 | Surged Optimistic | Afghanistan | AFG | 2022-01-02 | v8 | TRUE
https://raw.githubusercontent.com/mrc-ide/global-lmic-reports/master/AFG/projections.csv | 2021-08-25 | ICU_incidence | 6.6 | 6.98 | 7.28 | 7.39 | 7.78 | 8.31 | Surged Optimistic | Afghanistan | AFG | 2022-01-02 | v8 | TRUE
https://raw.githubusercontent.com/mrc-ide/global-lmic-reports/master/AFG/projections.csv | 2021-08-25 | prevalence | 17399.63 | 18498.19 | 19333.47 | 19551.01 | 20327.54 | 21582.48 | Surged Optimistic | Afghanistan | AFG | 2022-01-02 | v8 | TRUE
https://raw.githubusercontent.com/mrc-ide/global-lmic-reports/master/AFG/projections.csv | 2021-08-25 | cumulative_infections | 3376005.61 | 3458888.25 | 3528638.09 | 3531786.37 | 3587200.77 | 3734117.41 | Surged Optimistic | Afghanistan | AFG | 2022-01-02 | v8 | TRUE
https://raw.githubusercontent.com/mrc-ide/global-lmic-reports/master/AFG/projections.csv | 2021-08-25 | cumulative_deaths | 5690.96 | 5802.37 | 5910 | 5921.11 | 6006.82 | 6281.4 | Surged Optimistic | Afghanistan | AFG | 2022-01-02 | v8 | TRUE
https://raw.githubusercontent.com/mrc-ide/global-lmic-reports/master/AFG/projections.csv | 2021-08-25 | Rt | 0.73 | 0.74 | 0.75 | 0.76 | 0.77 | 0.8 | Surged Optimistic | Afghanistan | AFG | 2022-01-02 | v8 | TRUE
https://raw.githubusercontent.com/mrc-ide/global-lmic-reports/master/AFG/projections.csv | 2021-08-25 | Reff | 0.64 | 0.65 | 0.66 | 0.66 | 0.67 | 0.7 | Surged Optimistic | Afghanistan | AFG | 2022-01-02 | v8 | TRUE
https://raw.githubusercontent.com/mrc-ide/global-lmic-reports/master/AFG/projections.csv | 2021-08-25 | infections | 1937.26 | 2093.59 | 2206.04 | 2189.42 | 2273.8 | 2449.28 | Surged Pessimistic | Afghanistan | AFG | 2022-01-02 | v8 | TRUE
https://raw.githubusercontent.com/mrc-ide/global-lmic-reports/master/AFG/projections.csv | 2021-08-25 | deaths | 8.95 | 9.49 | 9.89 | 9.97 | 10.45 | 11.17 | Surged Pessimistic | Afghanistan | AFG | 2022-01-02 | v8 | TRUE
https://raw.githubusercontent.com/mrc-ide/global-lmic-reports/master/AFG/projections.csv | 2021-08-25 | hospital_demand | 331.68 | 352.54 | 369.76 | 373.48 | 394.07 | 421.29 | Surged Pessimistic | Afghanistan | AFG | 2022-01-02 | v8 | TRUE
https://raw.githubusercontent.com/mrc-ide/global-lmic-reports/master/AFG/projections.csv | 2021-08-25 | ICU_demand | 168.4 | 178.34 | 184.5 | 186.17 | 194.43 | 207.54 | Surged Pessimistic | Afghanistan | AFG | 2022-01-02 | v8 | TRUE
https://raw.githubusercontent.com/mrc-ide/global-lmic-reports/master/AFG/projections.csv | 2021-08-25 | hospital_incidence | 21.94 | 23.2 | 24.17 | 24.56 | 25.84 | 27.6 | Surged Pessimistic | Afghanistan | AFG | 2022-01-02 | v8 | TRUE
https://raw.githubusercontent.com/mrc-ide/global-lmic-reports/master/AFG/projections.csv | 2021-08-25 | ICU_incidence | 6.6 | 6.98 | 7.28 | 7.39 | 7.78 | 8.31 | Surged Pessimistic | Afghanistan | AFG | 2022-01-02 | v8 | TRUE
https://raw.githubusercontent.com/mrc-ide/global-lmic-reports/master/AFG/projections.csv | 2021-08-25 | prevalence | 17399.63 | 18498.19 | 19333.47 | 19551.01 | 20327.54 | 21582.48 | Surged Pessimistic | Afghanistan | AFG | 2022-01-02 | v8 | TRUE
https://raw.githubusercontent.com/mrc-ide/global-lmic-reports/master/AFG/projections.csv | 2021-08-25 | cumulative_infections | 3376005.61 | 3458888.25 | 3528638.09 | 3531786.37 | 3587200.77 | 3734117.41 | Surged Pessimistic | Afghanistan | AFG | 2022-01-02 | v8 | TRUE
https://raw.githubusercontent.com/mrc-ide/global-lmic-reports/master/AFG/projections.csv | 2021-08-25 | cumulative_deaths | 5690.96 | 5802.37 | 5910 | 5921.11 | 6006.82 | 6281.4 | Surged Pessimistic | Afghanistan | AFG | 2022-01-02 | v8 | TRUE
https://raw.githubusercontent.com/mrc-ide/global-lmic-reports/master/AFG/projections.csv | 2021-08-25 | Rt | 0.73 | 0.74 | 0.75 | 0.76 | 0.77 | 0.8 | Surged Pessimistic | Afghanistan | AFG | 2022-01-02 | v8 | TRUE
https://raw.githubusercontent.com/mrc-ide/global-lmic-reports/master/AFG/projections.csv | 2021-08-25 | Reff | 0.64 | 0.65 | 0.66 | 0.66 | 0.67 | 0.7 | Surged Pessimistic | Afghanistan | AFG | 2022-01-02 | v8 | TRUE
https://raw.githubusercontent.com/mrc-ide/global-lmic-reports/master/AFG/projections.csv | 2021-08-25 | infections | 1937.26 | 2093.59 | 2206.04 | 2189.42 | 2273.8 | 2449.28 | Surged Relax Interventions 50% | Afghanistan | AFG | 2022-01-02 | v8 | TRUE
https://raw.githubusercontent.com/mrc-ide/global-lmic-reports/master/AFG/projections.csv | 2021-08-25 | deaths | 8.95 | 9.49 | 9.89 | 9.97 | 10.45 | 11.17 | Surged Relax Interventions 50% | Afghanistan | AFG | 2022-01-02 | v8 | TRUE
https://raw.githubusercontent.com/mrc-ide/global-lmic-reports/master/AFG/projections.csv | 2021-08-25 | hospital_demand | 331.68 | 352.54 | 369.76 | 373.48 | 394.07 | 421.29 | Surged Relax Interventions 50% | Afghanistan | AFG | 2022-01-02 | v8 | TRUE
https://raw.githubusercontent.com/mrc-ide/global-lmic-reports/master/AFG/projections.csv | 2021-08-25 | ICU_demand | 168.4 | 178.34 | 184.5 | 186.17 | 194.43 | 207.54 | Surged Relax Interventions 50% | Afghanistan | AFG | 2022-01-02 | v8 | TRUE
https://raw.githubusercontent.com/mrc-ide/global-lmic-reports/master/AFG/projections.csv | 2021-08-25 | hospital_incidence | 21.94 | 23.2 | 24.17 | 24.56 | 25.84 | 27.6 | Surged Relax Interventions 50% | Afghanistan | AFG | 2022-01-02 | v8 | TRUE
https://raw.githubusercontent.com/mrc-ide/global-lmic-reports/master/AFG/projections.csv | 2021-08-25 | ICU_incidence | 6.6 | 6.98 | 7.28 | 7.39 | 7.78 | 8.31 | Surged Relax Interventions 50% | Afghanistan | AFG | 2022-01-02 | v8 | TRUE
https://raw.githubusercontent.com/mrc-ide/global-lmic-reports/master/AFG/projections.csv | 2021-08-25 | prevalence | 17399.63 | 18498.19 | 19333.47 | 19551.01 | 20327.54 | 21582.48 | Surged Relax Interventions 50% | Afghanistan | AFG | 2022-01-02 | v8 | TRUE
https://raw.githubusercontent.com/mrc-ide/global-lmic-reports/master/AFG/projections.csv | 2021-08-25 | cumulative_infections | 3376005.61 | 3458888.25 | 3528638.09 | 3531786.37 | 3587200.77 | 3734117.41 | Surged Relax Interventions 50% | Afghanistan | AFG | 2022-01-02 | v8 | TRUE
https://raw.githubusercontent.com/mrc-ide/global-lmic-reports/master/AFG/projections.csv | 2021-08-25 | cumulative_deaths | 5690.96 | 5802.37 | 5910 | 5921.11 | 6006.82 | 6281.4 | Surged Relax Interventions 50% | Afghanistan | AFG | 2022-01-02 | v8 | TRUE
https://raw.githubusercontent.com/mrc-ide/global-lmic-reports/master/AFG/projections.csv | 2021-08-25 | Rt | 0.73 | 0.74 | 0.75 | 0.76 | 0.77 | 0.8 | Surged Relax Interventions 50% | Afghanistan | AFG | 2022-01-02 | v8 | TRUE
https://raw.githubusercontent.com/mrc-ide/global-lmic-reports/master/AFG/projections.csv | 2021-08-25 | Reff | 0.64 | 0.65 | 0.66 | 0.66 | 0.67 | 0.7 | Surged Relax Interventions 50% | Afghanistan | AFG | 2022-01-02 | v8 | TRUE
https://raw.githubusercontent.com/mrc-ide/global-lmic-reports/master/AFG/projections.csv | 2021-08-26 | infections | 1792.72 | 1930.69 | 2038.15 | 2052.04 | 2160.91 | 2371.75 | Additional 50% Reduction | Afghanistan | AFG | 2022-01-02 | v8 | TRUE
https://raw.githubusercontent.com/mrc-ide/global-lmic-reports/master/AFG/projections.csv | 2021-08-26 | deaths | 7.96 | 8.44 | 8.97 | 8.96 | 9.35 | 10.55 | Additional 50% Reduction | Afghanistan | AFG | 2022-01-02 | v8 | TRUE
https://raw.githubusercontent.com/mrc-ide/global-lmic-reports/master/AFG/projections.csv | 2021-08-26 | hospital_demand | 303.06 | 324.06 | 344.53 | 345.17 | 361.18 | 412.36 | Additional 50% Reduction | Afghanistan | AFG | 2022-01-02 | v8 | TRUE
https://raw.githubusercontent.com/mrc-ide/global-lmic-reports/master/AFG/projections.csv | 2021-08-26 | ICU_demand | 142.75 | 150.99 | 159.9 | 159.73 | 166.65 | 186.45 | Additional 50% Reduction | Afghanistan | AFG | 2022-01-02 | v8 | TRUE
https://raw.githubusercontent.com/mrc-ide/global-lmic-reports/master/AFG/projections.csv | 2021-08-26 | hospital_incidence | 19.96 | 21.29 | 22.65 | 22.78 | 24.04 | 26.71 | Additional 50% Reduction | Afghanistan | AFG | 2022-01-02 | v8 | TRUE
https://raw.githubusercontent.com/mrc-ide/global-lmic-reports/master/AFG/projections.csv | 2021-08-26 | ICU_incidence | 6.01 | 6.41 | 6.82 | 6.86 | 7.23 | 8.04 | Additional 50% Reduction | Afghanistan | AFG | 2022-01-02 | v8 | TRUE
https://raw.githubusercontent.com/mrc-ide/global-lmic-reports/master/AFG/projections.csv | 2021-08-26 | prevalence | 16039.36 | 17152.59 | 18014.2 | 18225.41 | 19320.9 | 20836.28 | Additional 50% Reduction | Afghanistan | AFG | 2022-01-02 | v8 | TRUE
https://raw.githubusercontent.com/mrc-ide/global-lmic-reports/master/AFG/projections.csv | 2021-08-26 | cumulative_infections | 3328167.48 | 3461579.18 | 3553160.17 | 3553682.9 | 3638031.23 | 3858283.04 | Additional 50% Reduction | Afghanistan | AFG | 2022-01-02 | v8 | TRUE
https://raw.githubusercontent.com/mrc-ide/global-lmic-reports/master/AFG/projections.csv | 2021-08-26 | cumulative_deaths | 6690.09 | 7054.3 | 7263.9 | 7252.22 | 7463.99 | 7957.5 | Additional 50% Reduction | Afghanistan | AFG | 2022-01-02 | v8 | TRUE
https://raw.githubusercontent.com/mrc-ide/global-lmic-reports/master/AFG/projections.csv | 2021-08-26 | Rt | 0.69 | 0.72 | 0.73 | 0.73 | 0.74 | 0.76 | Additional 50% Reduction | Afghanistan | AFG | 2022-01-02 | v8 | TRUE
https://raw.githubusercontent.com/mrc-ide/global-lmic-reports/master/AFG/projections.csv | 2021-08-26 | Reff | 0.6 | 0.63 | 0.64 | 0.64 | 0.64 | 0.66 | Additional 50% Reduction | Afghanistan | AFG | 2022-01-02 | v8 | TRUE
https://raw.githubusercontent.com/mrc-ide/global-lmic-reports/master/AFG/projections.csv | 2021-08-26 | infections | 1792.72 | 1930.69 | 2038.15 | 2052.04 | 2160.91 | 2371.75 | Maintain Status Quo | Afghanistan | AFG | 2022-01-02 | v8 | TRUE
https://raw.githubusercontent.com/mrc-ide/global-lmic-reports/master/AFG/projections.csv | 2021-08-26 | deaths | 7.96 | 8.44 | 8.97 | 8.96 | 9.35 | 10.55 | Maintain Status Quo | Afghanistan | AFG | 2022-01-02 | v8 | TRUE
https://raw.githubusercontent.com/mrc-ide/global-lmic-reports/master/AFG/projections.csv | 2021-08-26 | hospital_demand | 303.06 | 324.06 | 344.53 | 345.17 | 361.18 | 412.36 | Maintain Status Quo | Afghanistan | AFG | 2022-01-02 | v8 | TRUE
https://raw.githubusercontent.com/mrc-ide/global-lmic-reports/master/AFG/projections.csv | 2021-08-26 | ICU_demand | 142.75 | 150.99 | 159.9 | 159.73 | 166.65 | 186.45 | Maintain Status Quo | Afghanistan | AFG | 2022-01-02 | v8 | TRUE
https://raw.githubusercontent.com/mrc-ide/global-lmic-reports/master/AFG/projections.csv | 2021-08-26 | hospital_incidence | 19.96 | 21.29 | 22.65 | 22.78 | 24.04 | 26.71 | Maintain Status Quo | Afghanistan | AFG | 2022-01-02 | v8 | TRUE
https://raw.githubusercontent.com/mrc-ide/global-lmic-reports/master/AFG/projections.csv | 2021-08-26 | ICU_incidence | 6.01 | 6.41 | 6.82 | 6.86 | 7.23 | 8.04 | Maintain Status Quo | Afghanistan | AFG | 2022-01-02 | v8 | TRUE
https://raw.githubusercontent.com/mrc-ide/global-lmic-reports/master/AFG/projections.csv | 2021-08-26 | prevalence | 16039.36 | 17152.59 | 18014.2 | 18225.41 | 19320.9 | 20836.28 | Maintain Status Quo | Afghanistan | AFG | 2022-01-02 | v8 | TRUE
https://raw.githubusercontent.com/mrc-ide/global-lmic-reports/master/AFG/projections.csv | 2021-08-26 | cumulative_infections | 3328167.48 | 3461579.18 | 3553160.17 | 3553682.9 | 3638031.23 | 3858283.04 | Maintain Status Quo | Afghanistan | AFG | 2022-01-02 | v8 | TRUE
https://raw.githubusercontent.com/mrc-ide/global-lmic-reports/master/AFG/projections.csv | 2021-08-26 | cumulative_deaths | 6690.09 | 7054.3 | 7263.9 | 7252.22 | 7463.99 | 7957.5 | Maintain Status Quo | Afghanistan | AFG | 2022-01-02 | v8 | TRUE
https://raw.githubusercontent.com/mrc-ide/global-lmic-reports/master/AFG/projections.csv | 2021-08-26 | Rt | 0.69 | 0.72 | 0.73 | 0.73 | 0.74 | 0.76 | Maintain Status Quo | Afghanistan | AFG | 2022-01-02 | v8 | TRUE
https://raw.githubusercontent.com/mrc-ide/global-lmic-reports/master/AFG/projections.csv | 2021-08-26 | Reff | 0.6 | 0.63 | 0.64 | 0.64 | 0.64 | 0.66 | Maintain Status Quo | Afghanistan | AFG | 2022-01-02 | v8 | TRUE
https://raw.githubusercontent.com/mrc-ide/global-lmic-reports/master/AFG/projections.csv | 2021-08-26 | infections | 1792.72 | 1930.69 | 2038.15 | 2052.04 | 2160.91 | 2371.75 | Optimistic | Afghanistan | AFG | 2022-01-02 | v8 | TRUE
https://raw.githubusercontent.com/mrc-ide/global-lmic-reports/master/AFG/projections.csv | 2021-08-26 | deaths | 7.96 | 8.44 | 8.97 | 8.96 | 9.35 | 10.55 | Optimistic | Afghanistan | AFG | 2022-01-02 | v8 | TRUE
https://raw.githubusercontent.com/mrc-ide/global-lmic-reports/master/AFG/projections.csv | 2021-08-26 | hospital_demand | 303.06 | 324.06 | 344.53 | 345.17 | 361.18 | 412.36 | Optimistic | Afghanistan | AFG | 2022-01-02 | v8 | TRUE
https://raw.githubusercontent.com/mrc-ide/global-lmic-reports/master/AFG/projections.csv | 2021-08-26 | ICU_demand | 142.75 | 150.99 | 159.9 | 159.73 | 166.65 | 186.45 | Optimistic | Afghanistan | AFG | 2022-01-02 | v8 | TRUE
https://raw.githubusercontent.com/mrc-ide/global-lmic-reports/master/AFG/projections.csv | 2021-08-26 | hospital_incidence | 19.96 | 21.29 | 22.65 | 22.78 | 24.04 | 26.71 | Optimistic | Afghanistan | AFG | 2022-01-02 | v8 | TRUE
https://raw.githubusercontent.com/mrc-ide/global-lmic-reports/master/AFG/projections.csv | 2021-08-26 | ICU_incidence | 6.01 | 6.41 | 6.82 | 6.86 | 7.23 | 8.04 | Optimistic | Afghanistan | AFG | 2022-01-02 | v8 | TRUE
https://raw.githubusercontent.com/mrc-ide/global-lmic-reports/master/AFG/projections.csv | 2021-08-26 | prevalence | 16039.36 | 17152.59 | 18014.2 | 18225.41 | 19320.9 | 20836.28 | Optimistic | Afghanistan | AFG | 2022-01-02 | v8 | TRUE
https://raw.githubusercontent.com/mrc-ide/global-lmic-reports/master/AFG/projections.csv | 2021-08-26 | cumulative_infections | 3328167.48 | 3461579.18 | 3553160.17 | 3553682.9 | 3638031.23 | 3858283.04 | Optimistic | Afghanistan | AFG | 2022-01-02 | v8 | TRUE
https://raw.githubusercontent.com/mrc-ide/global-lmic-reports/master/AFG/projections.csv | 2021-08-26 | cumulative_deaths | 6690.09 | 7054.3 | 7263.9 | 7252.22 | 7463.99 | 7957.5 | Optimistic | Afghanistan | AFG | 2022-01-02 | v8 | TRUE
https://raw.githubusercontent.com/mrc-ide/global-lmic-reports/master/AFG/projections.csv | 2021-08-26 | Rt | 0.69 | 0.72 | 0.73 | 0.73 | 0.74 | 0.76 | Optimistic | Afghanistan | AFG | 2022-01-02 | v8 | TRUE
https://raw.githubusercontent.com/mrc-ide/global-lmic-reports/master/AFG/projections.csv | 2021-08-26 | Reff | 0.6 | 0.63 | 0.64 | 0.64 | 0.64 | 0.66 | Optimistic | Afghanistan | AFG | 2022-01-02 | v8 | TRUE
https://raw.githubusercontent.com/mrc-ide/global-lmic-reports/master/AFG/projections.csv | 2021-08-26 | infections | 1792.72 | 1930.69 | 2038.15 | 2052.04 | 2160.91 | 2371.75 | Pessimistic | Afghanistan | AFG | 2022-01-02 | v8 | TRUE
https://raw.githubusercontent.com/mrc-ide/global-lmic-reports/master/AFG/projections.csv | 2021-08-26 | deaths | 7.96 | 8.44 | 8.97 | 8.96 | 9.35 | 10.55 | Pessimistic | Afghanistan | AFG | 2022-01-02 | v8 | TRUE
https://raw.githubusercontent.com/mrc-ide/global-lmic-reports/master/AFG/projections.csv | 2021-08-26 | hospital_demand | 303.06 | 324.06 | 344.53 | 345.17 | 361.18 | 412.36 | Pessimistic | Afghanistan | AFG | 2022-01-02 | v8 | TRUE
https://raw.githubusercontent.com/mrc-ide/global-lmic-reports/master/AFG/projections.csv | 2021-08-26 | ICU_demand | 142.75 | 150.99 | 159.9 | 159.73 | 166.65 | 186.45 | Pessimistic | Afghanistan | AFG | 2022-01-02 | v8 | TRUE
https://raw.githubusercontent.com/mrc-ide/global-lmic-reports/master/AFG/projections.csv | 2021-08-26 | hospital_incidence | 19.96 | 21.29 | 22.65 | 22.78 | 24.04 | 26.71 | Pessimistic | Afghanistan | AFG | 2022-01-02 | v8 | TRUE
https://raw.githubusercontent.com/mrc-ide/global-lmic-reports/master/AFG/projections.csv | 2021-08-26 | ICU_incidence | 6.01 | 6.41 | 6.82 | 6.86 | 7.23 | 8.04 | Pessimistic | Afghanistan | AFG | 2022-01-02 | v8 | TRUE
https://raw.githubusercontent.com/mrc-ide/global-lmic-reports/master/AFG/projections.csv | 2021-08-26 | prevalence | 16039.36 | 17152.59 | 18014.2 | 18225.41 | 19320.9 | 20836.28 | Pessimistic | Afghanistan | AFG | 2022-01-02 | v8 | TRUE
https://raw.githubusercontent.com/mrc-ide/global-lmic-reports/master/AFG/projections.csv | 2021-08-26 | cumulative_infections | 3328167.48 | 3461579.18 | 3553160.17 | 3553682.9 | 3638031.23 | 3858283.04 | Pessimistic | Afghanistan | AFG | 2022-01-02 | v8 | TRUE
https://raw.githubusercontent.com/mrc-ide/global-lmic-reports/master/AFG/projections.csv | 2021-08-26 | cumulative_deaths | 6690.09 | 7054.3 | 7263.9 | 7252.22 | 7463.99 | 7957.5 | Pessimistic | Afghanistan | AFG | 2022-01-02 | v8 | TRUE
https://raw.githubusercontent.com/mrc-ide/global-lmic-reports/master/AFG/projections.csv | 2021-08-26 | Rt | 0.69 | 0.72 | 0.73 | 0.73 | 0.74 | 0.76 | Pessimistic | Afghanistan | AFG | 2022-01-02 | v8 | TRUE
https://raw.githubusercontent.com/mrc-ide/global-lmic-reports/master/AFG/projections.csv | 2021-08-26 | Reff | 0.6 | 0.63 | 0.64 | 0.64 | 0.64 | 0.66 | Pessimistic | Afghanistan | AFG | 2022-01-02 | v8 | TRUE
https://raw.githubusercontent.com/mrc-ide/global-lmic-reports/master/AFG/projections.csv | 2021-08-26 | infections | 1792.72 | 1930.69 | 2038.15 | 2052.04 | 2160.91 | 2371.75 | Relax Interventions 50% | Afghanistan | AFG | 2022-01-02 | v8 | TRUE
https://raw.githubusercontent.com/mrc-ide/global-lmic-reports/master/AFG/projections.csv | 2021-08-26 | deaths | 7.96 | 8.44 | 8.97 | 8.96 | 9.35 | 10.55 | Relax Interventions 50% | Afghanistan | AFG | 2022-01-02 | v8 | TRUE
https://raw.githubusercontent.com/mrc-ide/global-lmic-reports/master/AFG/projections.csv | 2021-08-26 | hospital_demand | 303.06 | 324.06 | 344.53 | 345.17 | 361.18 | 412.36 | Relax Interventions 50% | Afghanistan | AFG | 2022-01-02 | v8 | TRUE
https://raw.githubusercontent.com/mrc-ide/global-lmic-reports/master/AFG/projections.csv | 2021-08-26 | ICU_demand | 142.75 | 150.99 | 159.9 | 159.73 | 166.65 | 186.45 | Relax Interventions 50% | Afghanistan | AFG | 2022-01-02 | v8 | TRUE
https://raw.githubusercontent.com/mrc-ide/global-lmic-reports/master/AFG/projections.csv | 2021-08-26 | hospital_incidence | 19.96 | 21.29 | 22.65 | 22.78 | 24.04 | 26.71 | Relax Interventions 50% | Afghanistan | AFG | 2022-01-02 | v8 | TRUE
https://raw.githubusercontent.com/mrc-ide/global-lmic-reports/master/AFG/projections.csv | 2021-08-26 | ICU_incidence | 6.01 | 6.41 | 6.82 | 6.86 | 7.23 | 8.04 | Relax Interventions 50% | Afghanistan | AFG | 2022-01-02 | v8 | TRUE
https://raw.githubusercontent.com/mrc-ide/global-lmic-reports/master/AFG/projections.csv | 2021-08-26 | prevalence | 16039.36 | 17152.59 | 18014.2 | 18225.41 | 19320.9 | 20836.28 | Relax Interventions 50% | Afghanistan | AFG | 2022-01-02 | v8 | TRUE
https://raw.githubusercontent.com/mrc-ide/global-lmic-reports/master/AFG/projections.csv | 2021-08-26 | cumulative_infections | 3328167.48 | 3461579.18 | 3553160.17 | 3553682.9 | 3638031.23 | 3858283.04 | Relax Interventions 50% | Afghanistan | AFG | 2022-01-02 | v8 | TRUE
https://raw.githubusercontent.com/mrc-ide/global-lmic-reports/master/AFG/projections.csv | 2021-08-26 | cumulative_deaths | 6690.09 | 7054.3 | 7263.9 | 7252.22 | 7463.99 | 7957.5 | Relax Interventions 50% | Afghanistan | AFG | 2022-01-02 | v8 | TRUE
https://raw.githubusercontent.com/mrc-ide/global-lmic-reports/master/AFG/projections.csv | 2021-08-26 | Rt | 0.69 | 0.72 | 0.73 | 0.73 | 0.74 | 0.76 | Relax Interventions 50% | Afghanistan | AFG | 2022-01-02 | v8 | TRUE
https://raw.githubusercontent.com/mrc-ide/global-lmic-reports/master/AFG/projections.csv | 2021-08-26 | Reff | 0.6 | 0.63 | 0.64 | 0.64 | 0.64 | 0.66 | Relax Interventions 50% | Afghanistan | AFG | 2022-01-02 | v8 | TRUE
https://raw.githubusercontent.com/mrc-ide/global-lmic-reports/master/AFG/projections.csv | 2021-08-26 | infections | 1829.51 | 1982.77 | 2080.95 | 2071.95 | 2154.25 | 2327.28 | Surged Additional 50% Reduction | Afghanistan | AFG | 2022-01-02 | v8 | TRUE
https://raw.githubusercontent.com/mrc-ide/global-lmic-reports/master/AFG/projections.csv | 2021-08-26 | deaths | 8.5 | 9.02 | 9.41 | 9.49 | 9.94 | 10.65 | Surged Additional 50% Reduction | Afghanistan | AFG | 2022-01-02 | v8 | TRUE
https://raw.githubusercontent.com/mrc-ide/global-lmic-reports/master/AFG/projections.csv | 2021-08-26 | hospital_demand | 314.96 | 334.13 | 350.12 | 354.16 | 373.88 | 399.43 | Surged Additional 50% Reduction | Afghanistan | AFG | 2022-01-02 | v8 | TRUE
https://raw.githubusercontent.com/mrc-ide/global-lmic-reports/master/AFG/projections.csv | 2021-08-26 | ICU_demand | 159.8 | 169.42 | 175.28 | 177.02 | 185.03 | 197.49 | Surged Additional 50% Reduction | Afghanistan | AFG | 2022-01-02 | v8 | TRUE
https://raw.githubusercontent.com/mrc-ide/global-lmic-reports/master/AFG/projections.csv | 2021-08-26 | hospital_incidence | 20.55 | 21.78 | 22.69 | 23.02 | 24.17 | 25.78 | Surged Additional 50% Reduction | Afghanistan | AFG | 2022-01-02 | v8 | TRUE
https://raw.githubusercontent.com/mrc-ide/global-lmic-reports/master/AFG/projections.csv | 2021-08-26 | ICU_incidence | 6.18 | 6.55 | 6.83 | 6.93 | 7.28 | 7.76 | Surged Additional 50% Reduction | Afghanistan | AFG | 2022-01-02 | v8 | TRUE
https://raw.githubusercontent.com/mrc-ide/global-lmic-reports/master/AFG/projections.csv | 2021-08-26 | prevalence | 16398.91 | 17459.71 | 18364.67 | 18443.69 | 19152.18 | 20347.74 | Surged Additional 50% Reduction | Afghanistan | AFG | 2022-01-02 | v8 | TRUE
https://raw.githubusercontent.com/mrc-ide/global-lmic-reports/master/AFG/projections.csv | 2021-08-26 | cumulative_infections | 3377978.85 | 3460922.95 | 3530668.34 | 3533858.33 | 3589260.23 | 3736149.17 | Surged Additional 50% Reduction | Afghanistan | AFG | 2022-01-02 | v8 | TRUE
https://raw.githubusercontent.com/mrc-ide/global-lmic-reports/master/AFG/projections.csv | 2021-08-26 | cumulative_deaths | 5700.56 | 5812.14 | 5919.61 | 5930.6 | 6016.83 | 6290.31 | Surged Additional 50% Reduction | Afghanistan | AFG | 2022-01-02 | v8 | TRUE
https://raw.githubusercontent.com/mrc-ide/global-lmic-reports/master/AFG/projections.csv | 2021-08-26 | Rt | 0.71 | 0.72 | 0.73 | 0.73 | 0.74 | 0.76 | Surged Additional 50% Reduction | Afghanistan | AFG | 2022-01-02 | v8 | TRUE
https://raw.githubusercontent.com/mrc-ide/global-lmic-reports/master/AFG/projections.csv | 2021-08-26 | Reff | 0.62 | 0.63 | 0.63 | 0.64 | 0.65 | 0.66 | Surged Additional 50% Reduction | Afghanistan | AFG | 2022-01-02 | v8 | TRUE
https://raw.githubusercontent.com/mrc-ide/global-lmic-reports/master/AFG/projections.csv | 2021-08-26 | infections | 1829.51 | 1982.77 | 2080.95 | 2071.95 | 2154.25 | 2327.28 | Surged Maintain Status Quo | Afghanistan | AFG | 2022-01-02 | v8 | TRUE
https://raw.githubusercontent.com/mrc-ide/global-lmic-reports/master/AFG/projections.csv | 2021-08-26 | deaths | 8.5 | 9.02 | 9.41 | 9.49 | 9.94 | 10.65 | Surged Maintain Status Quo | Afghanistan | AFG | 2022-01-02 | v8 | TRUE
https://raw.githubusercontent.com/mrc-ide/global-lmic-reports/master/AFG/projections.csv | 2021-08-26 | hospital_demand | 314.96 | 334.13 | 350.12 | 354.16 | 373.88 | 399.43 | Surged Maintain Status Quo | Afghanistan | AFG | 2022-01-02 | v8 | TRUE
https://raw.githubusercontent.com/mrc-ide/global-lmic-reports/master/AFG/projections.csv | 2021-08-26 | ICU_demand | 159.8 | 169.42 | 175.28 | 177.02 | 185.03 | 197.49 | Surged Maintain Status Quo | Afghanistan | AFG | 2022-01-02 | v8 | TRUE
https://raw.githubusercontent.com/mrc-ide/global-lmic-reports/master/AFG/projections.csv | 2021-08-26 | hospital_incidence | 20.55 | 21.78 | 22.69 | 23.02 | 24.17 | 25.78 | Surged Maintain Status Quo | Afghanistan | AFG | 2022-01-02 | v8 | TRUE
https://raw.githubusercontent.com/mrc-ide/global-lmic-reports/master/AFG/projections.csv | 2021-08-26 | ICU_incidence | 6.18 | 6.55 | 6.83 | 6.93 | 7.28 | 7.76 | Surged Maintain Status Quo | Afghanistan | AFG | 2022-01-02 | v8 | TRUE
https://raw.githubusercontent.com/mrc-ide/global-lmic-reports/master/AFG/projections.csv | 2021-08-26 | prevalence | 16398.91 | 17459.71 | 18364.67 | 18443.69 | 19152.18 | 20347.74 | Surged Maintain Status Quo | Afghanistan | AFG | 2022-01-02 | v8 | TRUE
https://raw.githubusercontent.com/mrc-ide/global-lmic-reports/master/AFG/projections.csv | 2021-08-26 | cumulative_infections | 3377978.85 | 3460922.95 | 3530668.34 | 3533858.33 | 3589260.23 | 3736149.17 | Surged Maintain Status Quo | Afghanistan | AFG | 2022-01-02 | v8 | TRUE
https://raw.githubusercontent.com/mrc-ide/global-lmic-reports/master/AFG/projections.csv | 2021-08-26 | cumulative_deaths | 5700.56 | 5812.14 | 5919.61 | 5930.6 | 6016.83 | 6290.31 | Surged Maintain Status Quo | Afghanistan | AFG | 2022-01-02 | v8 | TRUE
https://raw.githubusercontent.com/mrc-ide/global-lmic-reports/master/AFG/projections.csv | 2021-08-26 | Rt | 0.71 | 0.72 | 0.73 | 0.73 | 0.74 | 0.76 | Surged Maintain Status Quo | Afghanistan | AFG | 2022-01-02 | v8 | TRUE
https://raw.githubusercontent.com/mrc-ide/global-lmic-reports/master/AFG/projections.csv | 2021-08-26 | Reff | 0.62 | 0.63 | 0.63 | 0.64 | 0.65 | 0.66 | Surged Maintain Status Quo | Afghanistan | AFG | 2022-01-02 | v8 | TRUE
https://raw.githubusercontent.com/mrc-ide/global-lmic-reports/master/AFG/projections.csv | 2021-08-26 | infections | 1829.51 | 1982.77 | 2080.95 | 2071.95 | 2154.25 | 2327.28 | Surged Optimistic | Afghanistan | AFG | 2022-01-02 | v8 | TRUE
https://raw.githubusercontent.com/mrc-ide/global-lmic-reports/master/AFG/projections.csv | 2021-08-26 | deaths | 8.5 | 9.02 | 9.41 | 9.49 | 9.94 | 10.65 | Surged Optimistic | Afghanistan | AFG | 2022-01-02 | v8 | TRUE
https://raw.githubusercontent.com/mrc-ide/global-lmic-reports/master/AFG/projections.csv | 2021-08-26 | hospital_demand | 314.96 | 334.13 | 350.12 | 354.16 | 373.88 | 399.43 | Surged Optimistic | Afghanistan | AFG | 2022-01-02 | v8 | TRUE
https://raw.githubusercontent.com/mrc-ide/global-lmic-reports/master/AFG/projections.csv | 2021-08-26 | ICU_demand | 159.8 | 169.42 | 175.28 | 177.02 | 185.03 | 197.49 | Surged Optimistic | Afghanistan | AFG | 2022-01-02 | v8 | TRUE
https://raw.githubusercontent.com/mrc-ide/global-lmic-reports/master/AFG/projections.csv | 2021-08-26 | hospital_incidence | 20.55 | 21.78 | 22.69 | 23.02 | 24.17 | 25.78 | Surged Optimistic | Afghanistan | AFG | 2022-01-02 | v8 | TRUE
https://raw.githubusercontent.com/mrc-ide/global-lmic-reports/master/AFG/projections.csv | 2021-08-26 | ICU_incidence | 6.18 | 6.55 | 6.83 | 6.93 | 7.28 | 7.76 | Surged Optimistic | Afghanistan | AFG | 2022-01-02 | v8 | TRUE
https://raw.githubusercontent.com/mrc-ide/global-lmic-reports/master/AFG/projections.csv | 2021-08-26 | prevalence | 16398.91 | 17459.71 | 18364.67 | 18443.69 | 19152.18 | 20347.74 | Surged Optimistic | Afghanistan | AFG | 2022-01-02 | v8 | TRUE
https://raw.githubusercontent.com/mrc-ide/global-lmic-reports/master/AFG/projections.csv | 2021-08-26 | cumulative_infections | 3377978.85 | 3460922.95 | 3530668.34 | 3533858.33 | 3589260.23 | 3736149.17 | Surged Optimistic | Afghanistan | AFG | 2022-01-02 | v8 | TRUE
https://raw.githubusercontent.com/mrc-ide/global-lmic-reports/master/AFG/projections.csv | 2021-08-26 | cumulative_deaths | 5700.56 | 5812.14 | 5919.61 | 5930.6 | 6016.83 | 6290.31 | Surged Optimistic | Afghanistan | AFG | 2022-01-02 | v8 | TRUE
https://raw.githubusercontent.com/mrc-ide/global-lmic-reports/master/AFG/projections.csv | 2021-08-26 | Rt | 0.71 | 0.72 | 0.73 | 0.73 | 0.74 | 0.76 | Surged Optimistic | Afghanistan | AFG | 2022-01-02 | v8 | TRUE
https://raw.githubusercontent.com/mrc-ide/global-lmic-reports/master/AFG/projections.csv | 2021-08-26 | Reff | 0.62 | 0.63 | 0.63 | 0.64 | 0.65 | 0.66 | Surged Optimistic | Afghanistan | AFG | 2022-01-02 | v8 | TRUE
https://raw.githubusercontent.com/mrc-ide/global-lmic-reports/master/AFG/projections.csv | 2021-08-26 | infections | 1829.51 | 1982.77 | 2080.95 | 2071.95 | 2154.25 | 2327.28 | Surged Pessimistic | Afghanistan | AFG | 2022-01-02 | v8 | TRUE
https://raw.githubusercontent.com/mrc-ide/global-lmic-reports/master/AFG/projections.csv | 2021-08-26 | deaths | 8.5 | 9.02 | 9.41 | 9.49 | 9.94 | 10.65 | Surged Pessimistic | Afghanistan | AFG | 2022-01-02 | v8 | TRUE
https://raw.githubusercontent.com/mrc-ide/global-lmic-reports/master/AFG/projections.csv | 2021-08-26 | hospital_demand | 314.96 | 334.13 | 350.12 | 354.16 | 373.88 | 399.43 | Surged Pessimistic | Afghanistan | AFG | 2022-01-02 | v8 | TRUE
https://raw.githubusercontent.com/mrc-ide/global-lmic-reports/master/AFG/projections.csv | 2021-08-26 | ICU_demand | 159.8 | 169.42 | 175.28 | 177.02 | 185.03 | 197.49 | Surged Pessimistic | Afghanistan | AFG | 2022-01-02 | v8 | TRUE
https://raw.githubusercontent.com/mrc-ide/global-lmic-reports/master/AFG/projections.csv | 2021-08-26 | hospital_incidence | 20.55 | 21.78 | 22.69 | 23.02 | 24.17 | 25.78 | Surged Pessimistic | Afghanistan | AFG | 2022-01-02 | v8 | TRUE
https://raw.githubusercontent.com/mrc-ide/global-lmic-reports/master/AFG/projections.csv | 2021-08-26 | ICU_incidence | 6.18 | 6.55 | 6.83 | 6.93 | 7.28 | 7.76 | Surged Pessimistic | Afghanistan | AFG | 2022-01-02 | v8 | TRUE
https://raw.githubusercontent.com/mrc-ide/global-lmic-reports/master/AFG/projections.csv | 2021-08-26 | prevalence | 16398.91 | 17459.71 | 18364.67 | 18443.69 | 19152.18 | 20347.74 | Surged Pessimistic | Afghanistan | AFG | 2022-01-02 | v8 | TRUE
https://raw.githubusercontent.com/mrc-ide/global-lmic-reports/master/AFG/projections.csv | 2021-08-26 | cumulative_infections | 3377978.85 | 3460922.95 | 3530668.34 | 3533858.33 | 3589260.23 | 3736149.17 | Surged Pessimistic | Afghanistan | AFG | 2022-01-02 | v8 | TRUE
https://raw.githubusercontent.com/mrc-ide/global-lmic-reports/master/AFG/projections.csv | 2021-08-26 | cumulative_deaths | 5700.56 | 5812.14 | 5919.61 | 5930.6 | 6016.83 | 6290.31 | Surged Pessimistic | Afghanistan | AFG | 2022-01-02 | v8 | TRUE
https://raw.githubusercontent.com/mrc-ide/global-lmic-reports/master/AFG/projections.csv | 2021-08-26 | Rt | 0.71 | 0.72 | 0.73 | 0.73 | 0.74 | 0.76 | Surged Pessimistic | Afghanistan | AFG | 2022-01-02 | v8 | TRUE
https://raw.githubusercontent.com/mrc-ide/global-lmic-reports/master/AFG/projections.csv | 2021-08-26 | Reff | 0.62 | 0.63 | 0.63 | 0.64 | 0.65 | 0.66 | Surged Pessimistic | Afghanistan | AFG | 2022-01-02 | v8 | TRUE
https://raw.githubusercontent.com/mrc-ide/global-lmic-reports/master/AFG/projections.csv | 2021-08-26 | infections | 1829.51 | 1982.77 | 2080.95 | 2071.95 | 2154.25 | 2327.28 | Surged Relax Interventions 50% | Afghanistan | AFG | 2022-01-02 | v8 | TRUE
https://raw.githubusercontent.com/mrc-ide/global-lmic-reports/master/AFG/projections.csv | 2021-08-26 | deaths | 8.5 | 9.02 | 9.41 | 9.49 | 9.94 | 10.65 | Surged Relax Interventions 50% | Afghanistan | AFG | 2022-01-02 | v8 | TRUE
https://raw.githubusercontent.com/mrc-ide/global-lmic-reports/master/AFG/projections.csv | 2021-08-26 | hospital_demand | 314.96 | 334.13 | 350.12 | 354.16 | 373.88 | 399.43 | Surged Relax Interventions 50% | Afghanistan | AFG | 2022-01-02 | v8 | TRUE
https://raw.githubusercontent.com/mrc-ide/global-lmic-reports/master/AFG/projections.csv | 2021-08-26 | ICU_demand | 159.8 | 169.42 | 175.28 | 177.02 | 185.03 | 197.49 | Surged Relax Interventions 50% | Afghanistan | AFG | 2022-01-02 | v8 | TRUE
https://raw.githubusercontent.com/mrc-ide/global-lmic-reports/master/AFG/projections.csv | 2021-08-26 | hospital_incidence | 20.55 | 21.78 | 22.69 | 23.02 | 24.17 | 25.78 | Surged Relax Interventions 50% | Afghanistan | AFG | 2022-01-02 | v8 | TRUE
https://raw.githubusercontent.com/mrc-ide/global-lmic-reports/master/AFG/projections.csv | 2021-08-26 | ICU_incidence | 6.18 | 6.55 | 6.83 | 6.93 | 7.28 | 7.76 | Surged Relax Interventions 50% | Afghanistan | AFG | 2022-01-02 | v8 | TRUE
https://raw.githubusercontent.com/mrc-ide/global-lmic-reports/master/AFG/projections.csv | 2021-08-26 | prevalence | 16398.91 | 17459.71 | 18364.67 | 18443.69 | 19152.18 | 20347.74 | Surged Relax Interventions 50% | Afghanistan | AFG | 2022-01-02 | v8 | TRUE
https://raw.githubusercontent.com/mrc-ide/global-lmic-reports/master/AFG/projections.csv | 2021-08-26 | cumulative_infections | 3377978.85 | 3460922.95 | 3530668.34 | 3533858.33 | 3589260.23 | 3736149.17 | Surged Relax Interventions 50% | Afghanistan | AFG | 2022-01-02 | v8 | TRUE
https://raw.githubusercontent.com/mrc-ide/global-lmic-reports/master/AFG/projections.csv | 2021-08-26 | cumulative_deaths | 5700.56 | 5812.14 | 5919.61 | 5930.6 | 6016.83 | 6290.31 | Surged Relax Interventions 50% | Afghanistan | AFG | 2022-01-02 | v8 | TRUE
https://raw.githubusercontent.com/mrc-ide/global-lmic-reports/master/AFG/projections.csv | 2021-08-26 | Rt | 0.71 | 0.72 | 0.73 | 0.73 | 0.74 | 0.76 | Surged Relax Interventions 50% | Afghanistan | AFG | 2022-01-02 | v8 | TRUE
https://raw.githubusercontent.com/mrc-ide/global-lmic-reports/master/AFG/projections.csv | 2021-08-26 | Reff | 0.62 | 0.63 | 0.63 | 0.64 | 0.65 | 0.66 | Surged Relax Interventions 50% | Afghanistan | AFG | 2022-01-02 | v8 | TRUE
https://raw.githubusercontent.com/mrc-ide/global-lmic-reports/master/AFG/projections.csv | 2021-08-27 | infections | 1630.8 | 1764.93 | 1845.1 | 1858.97 | 1961.3 | 2131.46 | Additional 50% Reduction | Afghanistan | AFG | 2022-01-02 | v8 | TRUE
https://raw.githubusercontent.com/mrc-ide/global-lmic-reports/master/AFG/projections.csv | 2021-08-27 | deaths | 7.59 | 8.06 | 8.57 | 8.56 | 8.94 | 10.1 | Additional 50% Reduction | Afghanistan | AFG | 2022-01-02 | v8 | TRUE
https://raw.githubusercontent.com/mrc-ide/global-lmic-reports/master/AFG/projections.csv | 2021-08-27 | hospital_demand | 287.21 | 307.36 | 326.4 | 327.22 | 342.6 | 390.31 | Additional 50% Reduction | Afghanistan | AFG | 2022-01-02 | v8 | TRUE
https://raw.githubusercontent.com/mrc-ide/global-lmic-reports/master/AFG/projections.csv | 2021-08-27 | ICU_demand | 136.3 | 144.36 | 152.82 | 152.75 | 159.35 | 178.6 | Additional 50% Reduction | Afghanistan | AFG | 2022-01-02 | v8 | TRUE
https://raw.githubusercontent.com/mrc-ide/global-lmic-reports/master/AFG/projections.csv | 2021-08-27 | hospital_incidence | 18.76 | 19.92 | 21.2 | 21.36 | 22.57 | 24.91 | Additional 50% Reduction | Afghanistan | AFG | 2022-01-02 | v8 | TRUE
https://raw.githubusercontent.com/mrc-ide/global-lmic-reports/master/AFG/projections.csv | 2021-08-27 | ICU_incidence | 5.65 | 6 | 6.38 | 6.43 | 6.79 | 7.5 | Additional 50% Reduction | Afghanistan | AFG | 2022-01-02 | v8 | TRUE
https://raw.githubusercontent.com/mrc-ide/global-lmic-reports/master/AFG/projections.csv | 2021-08-27 | prevalence | 15062.83 | 16173.72 | 16917.69 | 17126.85 | 18155.9 | 19566.62 | Additional 50% Reduction | Afghanistan | AFG | 2022-01-02 | v8 | TRUE
https://raw.githubusercontent.com/mrc-ide/global-lmic-reports/master/AFG/projections.csv | 2021-08-27 | cumulative_infections | 3330085.84 | 3463340.59 | 3555149.63 | 3555541.87 | 3639851.65 | 3860311 | Additional 50% Reduction | Afghanistan | AFG | 2022-01-02 | v8 | TRUE
https://raw.githubusercontent.com/mrc-ide/global-lmic-reports/master/AFG/projections.csv | 2021-08-27 | cumulative_deaths | 6700.01 | 7062.26 | 7272.48 | 7260.78 | 7472.89 | 7966.4 | Additional 50% Reduction | Afghanistan | AFG | 2022-01-02 | v8 | TRUE
https://raw.githubusercontent.com/mrc-ide/global-lmic-reports/master/AFG/projections.csv | 2021-08-27 | Rt | 0.8 | 0.83 | 0.84 | 0.84 | 0.85 | 0.9 | Additional 50% Reduction | Afghanistan | AFG | 2022-01-02 | v8 | TRUE
https://raw.githubusercontent.com/mrc-ide/global-lmic-reports/master/AFG/projections.csv | 2021-08-27 | Reff | 0.69 | 0.72 | 0.73 | 0.74 | 0.75 | 0.78 | Additional 50% Reduction | Afghanistan | AFG | 2022-01-02 | v8 | TRUE
https://raw.githubusercontent.com/mrc-ide/global-lmic-reports/master/AFG/projections.csv | 2021-08-27 | infections | 1630.8 | 1764.93 | 1845.1 | 1858.97 | 1961.3 | 2131.46 | Maintain Status Quo | Afghanistan | AFG | 2022-01-02 | v8 | TRUE
https://raw.githubusercontent.com/mrc-ide/global-lmic-reports/master/AFG/projections.csv | 2021-08-27 | deaths | 7.59 | 8.06 | 8.57 | 8.56 | 8.94 | 10.1 | Maintain Status Quo | Afghanistan | AFG | 2022-01-02 | v8 | TRUE
https://raw.githubusercontent.com/mrc-ide/global-lmic-reports/master/AFG/projections.csv | 2021-08-27 | hospital_demand | 287.21 | 307.36 | 326.4 | 327.22 | 342.6 | 390.31 | Maintain Status Quo | Afghanistan | AFG | 2022-01-02 | v8 | TRUE
https://raw.githubusercontent.com/mrc-ide/global-lmic-reports/master/AFG/projections.csv | 2021-08-27 | ICU_demand | 136.3 | 144.36 | 152.82 | 152.75 | 159.35 | 178.6 | Maintain Status Quo | Afghanistan | AFG | 2022-01-02 | v8 | TRUE
https://raw.githubusercontent.com/mrc-ide/global-lmic-reports/master/AFG/projections.csv | 2021-08-27 | hospital_incidence | 18.76 | 19.92 | 21.2 | 21.36 | 22.57 | 24.91 | Maintain Status Quo | Afghanistan | AFG | 2022-01-02 | v8 | TRUE
https://raw.githubusercontent.com/mrc-ide/global-lmic-reports/master/AFG/projections.csv | 2021-08-27 | ICU_incidence | 5.65 | 6 | 6.38 | 6.43 | 6.79 | 7.5 | Maintain Status Quo | Afghanistan | AFG | 2022-01-02 | v8 | TRUE
https://raw.githubusercontent.com/mrc-ide/global-lmic-reports/master/AFG/projections.csv | 2021-08-27 | prevalence | 15062.83 | 16173.72 | 16917.69 | 17126.85 | 18155.9 | 19566.62 | Maintain Status Quo | Afghanistan | AFG | 2022-01-02 | v8 | TRUE
https://raw.githubusercontent.com/mrc-ide/global-lmic-reports/master/AFG/projections.csv | 2021-08-27 | cumulative_infections | 3330085.84 | 3463340.59 | 3555149.63 | 3555541.87 | 3639851.65 | 3860311 | Maintain Status Quo | Afghanistan | AFG | 2022-01-02 | v8 | TRUE
https://raw.githubusercontent.com/mrc-ide/global-lmic-reports/master/AFG/projections.csv | 2021-08-27 | cumulative_deaths | 6700.01 | 7062.26 | 7272.48 | 7260.78 | 7472.89 | 7966.4 | Maintain Status Quo | Afghanistan | AFG | 2022-01-02 | v8 | TRUE
https://raw.githubusercontent.com/mrc-ide/global-lmic-reports/master/AFG/projections.csv | 2021-08-27 | Rt | 0.8 | 0.83 | 0.84 | 0.84 | 0.85 | 0.9 | Maintain Status Quo | Afghanistan | AFG | 2022-01-02 | v8 | TRUE
https://raw.githubusercontent.com/mrc-ide/global-lmic-reports/master/AFG/projections.csv | 2021-08-27 | Reff | 0.69 | 0.72 | 0.73 | 0.74 | 0.75 | 0.78 | Maintain Status Quo | Afghanistan | AFG | 2022-01-02 | v8 | TRUE
https://raw.githubusercontent.com/mrc-ide/global-lmic-reports/master/AFG/projections.csv | 2021-08-27 | infections | 1630.8 | 1764.93 | 1845.1 | 1858.97 | 1961.3 | 2131.46 | Optimistic | Afghanistan | AFG | 2022-01-02 | v8 | TRUE
https://raw.githubusercontent.com/mrc-ide/global-lmic-reports/master/AFG/projections.csv | 2021-08-27 | deaths | 7.59 | 8.06 | 8.57 | 8.56 | 8.94 | 10.1 | Optimistic | Afghanistan | AFG | 2022-01-02 | v8 | TRUE
https://raw.githubusercontent.com/mrc-ide/global-lmic-reports/master/AFG/projections.csv | 2021-08-27 | hospital_demand | 287.21 | 307.36 | 326.4 | 327.22 | 342.6 | 390.31 | Optimistic | Afghanistan | AFG | 2022-01-02 | v8 | TRUE
https://raw.githubusercontent.com/mrc-ide/global-lmic-reports/master/AFG/projections.csv | 2021-08-27 | ICU_demand | 136.3 | 144.36 | 152.82 | 152.75 | 159.35 | 178.6 | Optimistic | Afghanistan | AFG | 2022-01-02 | v8 | TRUE
https://raw.githubusercontent.com/mrc-ide/global-lmic-reports/master/AFG/projections.csv | 2021-08-27 | hospital_incidence | 18.76 | 19.92 | 21.2 | 21.36 | 22.57 | 24.91 | Optimistic | Afghanistan | AFG | 2022-01-02 | v8 | TRUE
https://raw.githubusercontent.com/mrc-ide/global-lmic-reports/master/AFG/projections.csv | 2021-08-27 | ICU_incidence | 5.65 | 6 | 6.38 | 6.43 | 6.79 | 7.5 | Optimistic | Afghanistan | AFG | 2022-01-02 | v8 | TRUE
https://raw.githubusercontent.com/mrc-ide/global-lmic-reports/master/AFG/projections.csv | 2021-08-27 | prevalence | 15062.83 | 16173.72 | 16917.69 | 17126.85 | 18155.9 | 19566.62 | Optimistic | Afghanistan | AFG | 2022-01-02 | v8 | TRUE
https://raw.githubusercontent.com/mrc-ide/global-lmic-reports/master/AFG/projections.csv | 2021-08-27 | cumulative_infections | 3330085.84 | 3463340.59 | 3555149.63 | 3555541.87 | 3639851.65 | 3860311 | Optimistic | Afghanistan | AFG | 2022-01-02 | v8 | TRUE
https://raw.githubusercontent.com/mrc-ide/global-lmic-reports/master/AFG/projections.csv | 2021-08-27 | cumulative_deaths | 6700.01 | 7062.26 | 7272.48 | 7260.78 | 7472.89 | 7966.4 | Optimistic | Afghanistan | AFG | 2022-01-02 | v8 | TRUE
https://raw.githubusercontent.com/mrc-ide/global-lmic-reports/master/AFG/projections.csv | 2021-08-27 | Rt | 0.8 | 0.83 | 0.84 | 0.84 | 0.85 | 0.9 | Optimistic | Afghanistan | AFG | 2022-01-02 | v8 | TRUE
https://raw.githubusercontent.com/mrc-ide/global-lmic-reports/master/AFG/projections.csv | 2021-08-27 | Reff | 0.69 | 0.72 | 0.73 | 0.74 | 0.75 | 0.78 | Optimistic | Afghanistan | AFG | 2022-01-02 | v8 | TRUE
https://raw.githubusercontent.com/mrc-ide/global-lmic-reports/master/AFG/projections.csv | 2021-08-27 | infections | 1630.8 | 1764.93 | 1845.1 | 1858.97 | 1961.3 | 2131.46 | Pessimistic | Afghanistan | AFG | 2022-01-02 | v8 | TRUE
https://raw.githubusercontent.com/mrc-ide/global-lmic-reports/master/AFG/projections.csv | 2021-08-27 | deaths | 7.59 | 8.06 | 8.57 | 8.56 | 8.94 | 10.1 | Pessimistic | Afghanistan | AFG | 2022-01-02 | v8 | TRUE
https://raw.githubusercontent.com/mrc-ide/global-lmic-reports/master/AFG/projections.csv | 2021-08-27 | hospital_demand | 287.21 | 307.36 | 326.4 | 327.22 | 342.6 | 390.31 | Pessimistic | Afghanistan | AFG | 2022-01-02 | v8 | TRUE
https://raw.githubusercontent.com/mrc-ide/global-lmic-reports/master/AFG/projections.csv | 2021-08-27 | ICU_demand | 136.3 | 144.36 | 152.82 | 152.75 | 159.35 | 178.6 | Pessimistic | Afghanistan | AFG | 2022-01-02 | v8 | TRUE
https://raw.githubusercontent.com/mrc-ide/global-lmic-reports/master/AFG/projections.csv | 2021-08-27 | hospital_incidence | 18.76 | 19.92 | 21.2 | 21.36 | 22.57 | 24.91 | Pessimistic | Afghanistan | AFG | 2022-01-02 | v8 | TRUE
https://raw.githubusercontent.com/mrc-ide/global-lmic-reports/master/AFG/projections.csv | 2021-08-27 | ICU_incidence | 5.65 | 6 | 6.38 | 6.43 | 6.79 | 7.5 | Pessimistic | Afghanistan | AFG | 2022-01-02 | v8 | TRUE
https://raw.githubusercontent.com/mrc-ide/global-lmic-reports/master/AFG/projections.csv | 2021-08-27 | prevalence | 15062.83 | 16173.72 | 16917.69 | 17126.85 | 18155.9 | 19566.62 | Pessimistic | Afghanistan | AFG | 2022-01-02 | v8 | TRUE
https://raw.githubusercontent.com/mrc-ide/global-lmic-reports/master/AFG/projections.csv | 2021-08-27 | cumulative_infections | 3330085.84 | 3463340.59 | 3555149.63 | 3555541.87 | 3639851.65 | 3860311 | Pessimistic | Afghanistan | AFG | 2022-01-02 | v8 | TRUE
https://raw.githubusercontent.com/mrc-ide/global-lmic-reports/master/AFG/projections.csv | 2021-08-27 | cumulative_deaths | 6700.01 | 7062.26 | 7272.48 | 7260.78 | 7472.89 | 7966.4 | Pessimistic | Afghanistan | AFG | 2022-01-02 | v8 | TRUE
https://raw.githubusercontent.com/mrc-ide/global-lmic-reports/master/AFG/projections.csv | 2021-08-27 | Rt | 0.8 | 0.83 | 0.84 | 0.84 | 0.85 | 0.9 | Pessimistic | Afghanistan | AFG | 2022-01-02 | v8 | TRUE
https://raw.githubusercontent.com/mrc-ide/global-lmic-reports/master/AFG/projections.csv | 2021-08-27 | Reff | 0.69 | 0.72 | 0.73 | 0.74 | 0.75 | 0.78 | Pessimistic | Afghanistan | AFG | 2022-01-02 | v8 | TRUE
https://raw.githubusercontent.com/mrc-ide/global-lmic-reports/master/AFG/projections.csv | 2021-08-27 | infections | 1630.8 | 1764.93 | 1845.1 | 1858.97 | 1961.3 | 2131.46 | Relax Interventions 50% | Afghanistan | AFG | 2022-01-02 | v8 | TRUE
https://raw.githubusercontent.com/mrc-ide/global-lmic-reports/master/AFG/projections.csv | 2021-08-27 | deaths | 7.59 | 8.06 | 8.57 | 8.56 | 8.94 | 10.1 | Relax Interventions 50% | Afghanistan | AFG | 2022-01-02 | v8 | TRUE
https://raw.githubusercontent.com/mrc-ide/global-lmic-reports/master/AFG/projections.csv | 2021-08-27 | hospital_demand | 287.21 | 307.36 | 326.4 | 327.22 | 342.6 | 390.31 | Relax Interventions 50% | Afghanistan | AFG | 2022-01-02 | v8 | TRUE
https://raw.githubusercontent.com/mrc-ide/global-lmic-reports/master/AFG/projections.csv | 2021-08-27 | ICU_demand | 136.3 | 144.36 | 152.82 | 152.75 | 159.35 | 178.6 | Relax Interventions 50% | Afghanistan | AFG | 2022-01-02 | v8 | TRUE
https://raw.githubusercontent.com/mrc-ide/global-lmic-reports/master/AFG/projections.csv | 2021-08-27 | hospital_incidence | 18.76 | 19.92 | 21.2 | 21.36 | 22.57 | 24.91 | Relax Interventions 50% | Afghanistan | AFG | 2022-01-02 | v8 | TRUE
https://raw.githubusercontent.com/mrc-ide/global-lmic-reports/master/AFG/projections.csv | 2021-08-27 | ICU_incidence | 5.65 | 6 | 6.38 | 6.43 | 6.79 | 7.5 | Relax Interventions 50% | Afghanistan | AFG | 2022-01-02 | v8 | TRUE
https://raw.githubusercontent.com/mrc-ide/global-lmic-reports/master/AFG/projections.csv | 2021-08-27 | prevalence | 15062.83 | 16173.72 | 16917.69 | 17126.85 | 18155.9 | 19566.62 | Relax Interventions 50% | Afghanistan | AFG | 2022-01-02 | v8 | TRUE
https://raw.githubusercontent.com/mrc-ide/global-lmic-reports/master/AFG/projections.csv | 2021-08-27 | cumulative_infections | 3330085.84 | 3463340.59 | 3555149.63 | 3555541.87 | 3639851.65 | 3860311 | Relax Interventions 50% | Afghanistan | AFG | 2022-01-02 | v8 | TRUE
https://raw.githubusercontent.com/mrc-ide/global-lmic-reports/master/AFG/projections.csv | 2021-08-27 | cumulative_deaths | 6700.01 | 7062.26 | 7272.48 | 7260.78 | 7472.89 | 7966.4 | Relax Interventions 50% | Afghanistan | AFG | 2022-01-02 | v8 | TRUE
https://raw.githubusercontent.com/mrc-ide/global-lmic-reports/master/AFG/projections.csv | 2021-08-27 | Rt | 0.8 | 0.83 | 0.84 | 0.84 | 0.85 | 0.9 | Relax Interventions 50% | Afghanistan | AFG | 2022-01-02 | v8 | TRUE
https://raw.githubusercontent.com/mrc-ide/global-lmic-reports/master/AFG/projections.csv | 2021-08-27 | Reff | 0.69 | 0.72 | 0.73 | 0.74 | 0.75 | 0.78 | Relax Interventions 50% | Afghanistan | AFG | 2022-01-02 | v8 | TRUE
https://raw.githubusercontent.com/mrc-ide/global-lmic-reports/master/AFG/projections.csv | 2021-08-27 | infections | 1668.47 | 1800.44 | 1896.6 | 1880.94 | 1950.45 | 2102.28 | Surged Additional 50% Reduction | Afghanistan | AFG | 2022-01-02 | v8 | TRUE
https://raw.githubusercontent.com/mrc-ide/global-lmic-reports/master/AFG/projections.csv | 2021-08-27 | deaths | 8.06 | 8.56 | 8.95 | 9.02 | 9.46 | 10.14 | Surged Additional 50% Reduction | Afghanistan | AFG | 2022-01-02 | v8 | TRUE
https://raw.githubusercontent.com/mrc-ide/global-lmic-reports/master/AFG/projections.csv | 2021-08-27 | hospital_demand | 298.82 | 316.91 | 331.14 | 335.5 | 354.03 | 378.19 | Surged Additional 50% Reduction | Afghanistan | AFG | 2022-01-02 | v8 | TRUE
https://raw.githubusercontent.com/mrc-ide/global-lmic-reports/master/AFG/projections.csv | 2021-08-27 | ICU_demand | 151.57 | 160.84 | 166.37 | 168.19 | 176.03 | 187.73 | Surged Additional 50% Reduction | Afghanistan | AFG | 2022-01-02 | v8 | TRUE
https://raw.githubusercontent.com/mrc-ide/global-lmic-reports/master/AFG/projections.csv | 2021-08-27 | hospital_incidence | 19.25 | 20.45 | 21.25 | 21.59 | 22.61 | 24.08 | Surged Additional 50% Reduction | Afghanistan | AFG | 2022-01-02 | v8 | TRUE
https://raw.githubusercontent.com/mrc-ide/global-lmic-reports/master/AFG/projections.csv | 2021-08-27 | ICU_incidence | 5.79 | 6.16 | 6.4 | 6.5 | 6.81 | 7.25 | Surged Additional 50% Reduction | Afghanistan | AFG | 2022-01-02 | v8 | TRUE
https://raw.githubusercontent.com/mrc-ide/global-lmic-reports/master/AFG/projections.csv | 2021-08-27 | prevalence | 15410.92 | 16420.44 | 17329.74 | 17332.26 | 17984.51 | 19152.41 | Surged Additional 50% Reduction | Afghanistan | AFG | 2022-01-02 | v8 | TRUE
https://raw.githubusercontent.com/mrc-ide/global-lmic-reports/master/AFG/projections.csv | 2021-08-27 | cumulative_infections | 3379783.73 | 3462773.86 | 3532491.17 | 3535739.27 | 3591104.32 | 3737972.55 | Surged Additional 50% Reduction | Afghanistan | AFG | 2022-01-02 | v8 | TRUE
https://raw.githubusercontent.com/mrc-ide/global-lmic-reports/master/AFG/projections.csv | 2021-08-27 | cumulative_deaths | 5709.69 | 5821.45 | 5928.74 | 5939.62 | 6026.38 | 6298.76 | Surged Additional 50% Reduction | Afghanistan | AFG | 2022-01-02 | v8 | TRUE
https://raw.githubusercontent.com/mrc-ide/global-lmic-reports/master/AFG/projections.csv | 2021-08-27 | Rt | 0.81 | 0.83 | 0.84 | 0.84 | 0.86 | 0.88 | Surged Additional 50% Reduction | Afghanistan | AFG | 2022-01-02 | v8 | TRUE
https://raw.githubusercontent.com/mrc-ide/global-lmic-reports/master/AFG/projections.csv | 2021-08-27 | Reff | 0.71 | 0.72 | 0.74 | 0.74 | 0.75 | 0.77 | Surged Additional 50% Reduction | Afghanistan | AFG | 2022-01-02 | v8 | TRUE
https://raw.githubusercontent.com/mrc-ide/global-lmic-reports/master/AFG/projections.csv | 2021-08-27 | infections | 1668.47 | 1800.44 | 1896.6 | 1880.94 | 1950.45 | 2102.28 | Surged Maintain Status Quo | Afghanistan | AFG | 2022-01-02 | v8 | TRUE
https://raw.githubusercontent.com/mrc-ide/global-lmic-reports/master/AFG/projections.csv | 2021-08-27 | deaths | 8.06 | 8.56 | 8.95 | 9.02 | 9.46 | 10.14 | Surged Maintain Status Quo | Afghanistan | AFG | 2022-01-02 | v8 | TRUE
https://raw.githubusercontent.com/mrc-ide/global-lmic-reports/master/AFG/projections.csv | 2021-08-27 | hospital_demand | 298.82 | 316.91 | 331.14 | 335.5 | 354.03 | 378.19 | Surged Maintain Status Quo | Afghanistan | AFG | 2022-01-02 | v8 | TRUE
https://raw.githubusercontent.com/mrc-ide/global-lmic-reports/master/AFG/projections.csv | 2021-08-27 | ICU_demand | 151.57 | 160.84 | 166.37 | 168.19 | 176.03 | 187.73 | Surged Maintain Status Quo | Afghanistan | AFG | 2022-01-02 | v8 | TRUE
https://raw.githubusercontent.com/mrc-ide/global-lmic-reports/master/AFG/projections.csv | 2021-08-27 | hospital_incidence | 19.25 | 20.45 | 21.25 | 21.59 | 22.61 | 24.08 | Surged Maintain Status Quo | Afghanistan | AFG | 2022-01-02 | v8 | TRUE
https://raw.githubusercontent.com/mrc-ide/global-lmic-reports/master/AFG/projections.csv | 2021-08-27 | ICU_incidence | 5.79 | 6.16 | 6.4 | 6.5 | 6.81 | 7.25 | Surged Maintain Status Quo | Afghanistan | AFG | 2022-01-02 | v8 | TRUE
https://raw.githubusercontent.com/mrc-ide/global-lmic-reports/master/AFG/projections.csv | 2021-08-27 | prevalence | 15410.92 | 16420.44 | 17329.74 | 17332.26 | 17984.51 | 19152.41 | Surged Maintain Status Quo | Afghanistan | AFG | 2022-01-02 | v8 | TRUE
https://raw.githubusercontent.com/mrc-ide/global-lmic-reports/master/AFG/projections.csv | 2021-08-27 | cumulative_infections | 3379783.73 | 3462773.86 | 3532491.17 | 3535739.27 | 3591104.32 | 3737972.55 | Surged Maintain Status Quo | Afghanistan | AFG | 2022-01-02 | v8 | TRUE
https://raw.githubusercontent.com/mrc-ide/global-lmic-reports/master/AFG/projections.csv | 2021-08-27 | cumulative_deaths | 5709.69 | 5821.45 | 5928.74 | 5939.62 | 6026.38 | 6298.76 | Surged Maintain Status Quo | Afghanistan | AFG | 2022-01-02 | v8 | TRUE
https://raw.githubusercontent.com/mrc-ide/global-lmic-reports/master/AFG/projections.csv | 2021-08-27 | Rt | 0.81 | 0.83 | 0.84 | 0.84 | 0.86 | 0.88 | Surged Maintain Status Quo | Afghanistan | AFG | 2022-01-02 | v8 | TRUE
https://raw.githubusercontent.com/mrc-ide/global-lmic-reports/master/AFG/projections.csv | 2021-08-27 | Reff | 0.71 | 0.72 | 0.74 | 0.74 | 0.75 | 0.77 | Surged Maintain Status Quo | Afghanistan | AFG | 2022-01-02 | v8 | TRUE
https://raw.githubusercontent.com/mrc-ide/global-lmic-reports/master/AFG/projections.csv | 2021-08-27 | infections | 1668.47 | 1800.44 | 1896.6 | 1880.94 | 1950.45 | 2102.28 | Surged Optimistic | Afghanistan | AFG | 2022-01-02 | v8 | TRUE
https://raw.githubusercontent.com/mrc-ide/global-lmic-reports/master/AFG/projections.csv | 2021-08-27 | deaths | 8.06 | 8.56 | 8.95 | 9.02 | 9.46 | 10.14 | Surged Optimistic | Afghanistan | AFG | 2022-01-02 | v8 | TRUE
https://raw.githubusercontent.com/mrc-ide/global-lmic-reports/master/AFG/projections.csv | 2021-08-27 | hospital_demand | 298.82 | 316.91 | 331.14 | 335.5 | 354.03 | 378.19 | Surged Optimistic | Afghanistan | AFG | 2022-01-02 | v8 | TRUE
https://raw.githubusercontent.com/mrc-ide/global-lmic-reports/master/AFG/projections.csv | 2021-08-27 | ICU_demand | 151.57 | 160.84 | 166.37 | 168.19 | 176.03 | 187.73 | Surged Optimistic | Afghanistan | AFG | 2022-01-02 | v8 | TRUE
https://raw.githubusercontent.com/mrc-ide/global-lmic-reports/master/AFG/projections.csv | 2021-08-27 | hospital_incidence | 19.25 | 20.45 | 21.25 | 21.59 | 22.61 | 24.08 | Surged Optimistic | Afghanistan | AFG | 2022-01-02 | v8 | TRUE
https://raw.githubusercontent.com/mrc-ide/global-lmic-reports/master/AFG/projections.csv | 2021-08-27 | ICU_incidence | 5.79 | 6.16 | 6.4 | 6.5 | 6.81 | 7.25 | Surged Optimistic | Afghanistan | AFG | 2022-01-02 | v8 | TRUE
https://raw.githubusercontent.com/mrc-ide/global-lmic-reports/master/AFG/projections.csv | 2021-08-27 | prevalence | 15410.92 | 16420.44 | 17329.74 | 17332.26 | 17984.51 | 19152.41 | Surged Optimistic | Afghanistan | AFG | 2022-01-02 | v8 | TRUE
https://raw.githubusercontent.com/mrc-ide/global-lmic-reports/master/AFG/projections.csv | 2021-08-27 | cumulative_infections | 3379783.73 | 3462773.86 | 3532491.17 | 3535739.27 | 3591104.32 | 3737972.55 | Surged Optimistic | Afghanistan | AFG | 2022-01-02 | v8 | TRUE
https://raw.githubusercontent.com/mrc-ide/global-lmic-reports/master/AFG/projections.csv | 2021-08-27 | cumulative_deaths | 5709.69 | 5821.45 | 5928.74 | 5939.62 | 6026.38 | 6298.76 | Surged Optimistic | Afghanistan | AFG | 2022-01-02 | v8 | TRUE
https://raw.githubusercontent.com/mrc-ide/global-lmic-reports/master/AFG/projections.csv | 2021-08-27 | Rt | 0.81 | 0.83 | 0.84 | 0.84 | 0.86 | 0.88 | Surged Optimistic | Afghanistan | AFG | 2022-01-02 | v8 | TRUE
https://raw.githubusercontent.com/mrc-ide/global-lmic-reports/master/AFG/projections.csv | 2021-08-27 | Reff | 0.71 | 0.72 | 0.74 | 0.74 | 0.75 | 0.77 | Surged Optimistic | Afghanistan | AFG | 2022-01-02 | v8 | TRUE
https://raw.githubusercontent.com/mrc-ide/global-lmic-reports/master/AFG/projections.csv | 2021-08-27 | infections | 1668.47 | 1800.44 | 1896.6 | 1880.94 | 1950.45 | 2102.28 | Surged Pessimistic | Afghanistan | AFG | 2022-01-02 | v8 | TRUE
https://raw.githubusercontent.com/mrc-ide/global-lmic-reports/master/AFG/projections.csv | 2021-08-27 | deaths | 8.06 | 8.56 | 8.95 | 9.02 | 9.46 | 10.14 | Surged Pessimistic | Afghanistan | AFG | 2022-01-02 | v8 | TRUE
https://raw.githubusercontent.com/mrc-ide/global-lmic-reports/master/AFG/projections.csv | 2021-08-27 | hospital_demand | 298.82 | 316.91 | 331.14 | 335.5 | 354.03 | 378.19 | Surged Pessimistic | Afghanistan | AFG | 2022-01-02 | v8 | TRUE
https://raw.githubusercontent.com/mrc-ide/global-lmic-reports/master/AFG/projections.csv | 2021-08-27 | ICU_demand | 151.57 | 160.84 | 166.37 | 168.19 | 176.03 | 187.73 | Surged Pessimistic | Afghanistan | AFG | 2022-01-02 | v8 | TRUE
https://raw.githubusercontent.com/mrc-ide/global-lmic-reports/master/AFG/projections.csv | 2021-08-27 | hospital_incidence | 19.25 | 20.45 | 21.25 | 21.59 | 22.61 | 24.08 | Surged Pessimistic | Afghanistan | AFG | 2022-01-02 | v8 | TRUE
https://raw.githubusercontent.com/mrc-ide/global-lmic-reports/master/AFG/projections.csv | 2021-08-27 | ICU_incidence | 5.79 | 6.16 | 6.4 | 6.5 | 6.81 | 7.25 | Surged Pessimistic | Afghanistan | AFG | 2022-01-02 | v8 | TRUE
https://raw.githubusercontent.com/mrc-ide/global-lmic-reports/master/AFG/projections.csv | 2021-08-27 | prevalence | 15410.92 | 16420.44 | 17329.74 | 17332.26 | 17984.51 | 19152.41 | Surged Pessimistic | Afghanistan | AFG | 2022-01-02 | v8 | TRUE
https://raw.githubusercontent.com/mrc-ide/global-lmic-reports/master/AFG/projections.csv | 2021-08-27 | cumulative_infections | 3379783.73 | 3462773.86 | 3532491.17 | 3535739.27 | 3591104.32 | 3737972.55 | Surged Pessimistic | Afghanistan | AFG | 2022-01-02 | v8 | TRUE
https://raw.githubusercontent.com/mrc-ide/global-lmic-reports/master/AFG/projections.csv | 2021-08-27 | cumulative_deaths | 5709.69 | 5821.45 | 5928.74 | 5939.62 | 6026.38 | 6298.76 | Surged Pessimistic | Afghanistan | AFG | 2022-01-02 | v8 | TRUE
https://raw.githubusercontent.com/mrc-ide/global-lmic-reports/master/AFG/projections.csv | 2021-08-27 | Rt | 0.81 | 0.83 | 0.84 | 0.84 | 0.86 | 0.88 | Surged Pessimistic | Afghanistan | AFG | 2022-01-02 | v8 | TRUE
https://raw.githubusercontent.com/mrc-ide/global-lmic-reports/master/AFG/projections.csv | 2021-08-27 | Reff | 0.71 | 0.72 | 0.74 | 0.74 | 0.75 | 0.77 | Surged Pessimistic | Afghanistan | AFG | 2022-01-02 | v8 | TRUE
https://raw.githubusercontent.com/mrc-ide/global-lmic-reports/master/AFG/projections.csv | 2021-08-27 | infections | 1668.47 | 1800.44 | 1896.6 | 1880.94 | 1950.45 | 2102.28 | Surged Relax Interventions 50% | Afghanistan | AFG | 2022-01-02 | v8 | TRUE
https://raw.githubusercontent.com/mrc-ide/global-lmic-reports/master/AFG/projections.csv | 2021-08-27 | deaths | 8.06 | 8.56 | 8.95 | 9.02 | 9.46 | 10.14 | Surged Relax Interventions 50% | Afghanistan | AFG | 2022-01-02 | v8 | TRUE
https://raw.githubusercontent.com/mrc-ide/global-lmic-reports/master/AFG/projections.csv | 2021-08-27 | hospital_demand | 298.82 | 316.91 | 331.14 | 335.5 | 354.03 | 378.19 | Surged Relax Interventions 50% | Afghanistan | AFG | 2022-01-02 | v8 | TRUE
https://raw.githubusercontent.com/mrc-ide/global-lmic-reports/master/AFG/projections.csv | 2021-08-27 | ICU_demand | 151.57 | 160.84 | 166.37 | 168.19 | 176.03 | 187.73 | Surged Relax Interventions 50% | Afghanistan | AFG | 2022-01-02 | v8 | TRUE
https://raw.githubusercontent.com/mrc-ide/global-lmic-reports/master/AFG/projections.csv | 2021-08-27 | hospital_incidence | 19.25 | 20.45 | 21.25 | 21.59 | 22.61 | 24.08 | Surged Relax Interventions 50% | Afghanistan | AFG | 2022-01-02 | v8 | TRUE
https://raw.githubusercontent.com/mrc-ide/global-lmic-reports/master/AFG/projections.csv | 2021-08-27 | ICU_incidence | 5.79 | 6.16 | 6.4 | 6.5 | 6.81 | 7.25 | Surged Relax Interventions 50% | Afghanistan | AFG | 2022-01-02 | v8 | TRUE
https://raw.githubusercontent.com/mrc-ide/global-lmic-reports/master/AFG/projections.csv | 2021-08-27 | prevalence | 15410.92 | 16420.44 | 17329.74 | 17332.26 | 17984.51 | 19152.41 | Surged Relax Interventions 50% | Afghanistan | AFG | 2022-01-02 | v8 | TRUE
https://raw.githubusercontent.com/mrc-ide/global-lmic-reports/master/AFG/projections.csv | 2021-08-27 | cumulative_infections | 3379783.73 | 3462773.86 | 3532491.17 | 3535739.27 | 3591104.32 | 3737972.55 | Surged Relax Interventions 50% | Afghanistan | AFG | 2022-01-02 | v8 | TRUE
https://raw.githubusercontent.com/mrc-ide/global-lmic-reports/master/AFG/projections.csv | 2021-08-27 | cumulative_deaths | 5709.69 | 5821.45 | 5928.74 | 5939.62 | 6026.38 | 6298.76 | Surged Relax Interventions 50% | Afghanistan | AFG | 2022-01-02 | v8 | TRUE
https://raw.githubusercontent.com/mrc-ide/global-lmic-reports/master/AFG/projections.csv | 2021-08-27 | Rt | 0.81 | 0.83 | 0.84 | 0.84 | 0.86 | 0.88 | Surged Relax Interventions 50% | Afghanistan | AFG | 2022-01-02 | v8 | TRUE
https://raw.githubusercontent.com/mrc-ide/global-lmic-reports/master/AFG/projections.csv | 2021-08-27 | Reff | 0.71 | 0.72 | 0.74 | 0.74 | 0.75 | 0.77 | Surged Relax Interventions 50% | Afghanistan | AFG | 2022-01-02 | v8 | TRUE
https://raw.githubusercontent.com/mrc-ide/global-lmic-reports/master/AFG/projections.csv | 2021-08-28 | infections | 1787.58 | 1915.38 | 2018.98 | 2021.89 | 2131.39 | 2322.7 | Additional 50% Reduction | Afghanistan | AFG | 2022-01-02 | v8 | TRUE
https://raw.githubusercontent.com/mrc-ide/global-lmic-reports/master/AFG/projections.csv | 2021-08-28 | deaths | 7.23 | 7.69 | 8.17 | 8.17 | 8.54 | 9.66 | Additional 50% Reduction | Afghanistan | AFG | 2022-01-02 | v8 | TRUE
https://raw.githubusercontent.com/mrc-ide/global-lmic-reports/master/AFG/projections.csv | 2021-08-28 | hospital_demand | 271.99 | 291.16 | 308.93 | 309.9 | 324.94 | 368.92 | Additional 50% Reduction | Afghanistan | AFG | 2022-01-02 | v8 | TRUE
https://raw.githubusercontent.com/mrc-ide/global-lmic-reports/master/AFG/projections.csv | 2021-08-28 | ICU_demand | 130.02 | 137.86 | 145.88 | 145.9 | 152.03 | 170.81 | Additional 50% Reduction | Afghanistan | AFG | 2022-01-02 | v8 | TRUE
https://raw.githubusercontent.com/mrc-ide/global-lmic-reports/master/AFG/projections.csv | 2021-08-28 | hospital_incidence | 17.63 | 18.78 | 19.85 | 20.02 | 21.21 | 23.24 | Additional 50% Reduction | Afghanistan | AFG | 2022-01-02 | v8 | TRUE
https://raw.githubusercontent.com/mrc-ide/global-lmic-reports/master/AFG/projections.csv | 2021-08-28 | ICU_incidence | 5.31 | 5.65 | 5.97 | 6.03 | 6.38 | 7 | Additional 50% Reduction | Afghanistan | AFG | 2022-01-02 | v8 | TRUE
https://raw.githubusercontent.com/mrc-ide/global-lmic-reports/master/AFG/projections.csv | 2021-08-28 | prevalence | 14389.69 | 15501.32 | 16158.1 | 16362.94 | 17322.19 | 18723.17 | Additional 50% Reduction | Afghanistan | AFG | 2022-01-02 | v8 | TRUE
https://raw.githubusercontent.com/mrc-ide/global-lmic-reports/master/AFG/projections.csv | 2021-08-28 | cumulative_infections | 3332159.98 | 3465271.77 | 3557310.25 | 3557563.77 | 3641855.93 | 3862505.64 | Additional 50% Reduction | Afghanistan | AFG | 2022-01-02 | v8 | TRUE
https://raw.githubusercontent.com/mrc-ide/global-lmic-reports/master/AFG/projections.csv | 2021-08-28 | cumulative_deaths | 6709.49 | 7069.85 | 7280.67 | 7268.94 | 7481.38 | 7974.9 | Additional 50% Reduction | Afghanistan | AFG | 2022-01-02 | v8 | TRUE
https://raw.githubusercontent.com/mrc-ide/global-lmic-reports/master/AFG/projections.csv | 2021-08-28 | Rt | 0.76 | 0.8 | 0.81 | 0.81 | 0.82 | 0.86 | Additional 50% Reduction | Afghanistan | AFG | 2022-01-02 | v8 | TRUE
https://raw.githubusercontent.com/mrc-ide/global-lmic-reports/master/AFG/projections.csv | 2021-08-28 | Reff | 0.67 | 0.7 | 0.71 | 0.71 | 0.72 | 0.75 | Additional 50% Reduction | Afghanistan | AFG | 2022-01-02 | v8 | TRUE
https://raw.githubusercontent.com/mrc-ide/global-lmic-reports/master/AFG/projections.csv | 2021-08-28 | infections | 1787.58 | 1915.38 | 2018.98 | 2021.89 | 2131.39 | 2322.7 | Maintain Status Quo | Afghanistan | AFG | 2022-01-02 | v8 | TRUE
https://raw.githubusercontent.com/mrc-ide/global-lmic-reports/master/AFG/projections.csv | 2021-08-28 | deaths | 7.23 | 7.69 | 8.17 | 8.17 | 8.54 | 9.66 | Maintain Status Quo | Afghanistan | AFG | 2022-01-02 | v8 | TRUE
https://raw.githubusercontent.com/mrc-ide/global-lmic-reports/master/AFG/projections.csv | 2021-08-28 | hospital_demand | 271.99 | 291.16 | 308.93 | 309.9 | 324.94 | 368.92 | Maintain Status Quo | Afghanistan | AFG | 2022-01-02 | v8 | TRUE
https://raw.githubusercontent.com/mrc-ide/global-lmic-reports/master/AFG/projections.csv | 2021-08-28 | ICU_demand | 130.02 | 137.86 | 145.88 | 145.9 | 152.03 | 170.81 | Maintain Status Quo | Afghanistan | AFG | 2022-01-02 | v8 | TRUE
https://raw.githubusercontent.com/mrc-ide/global-lmic-reports/master/AFG/projections.csv | 2021-08-28 | hospital_incidence | 17.63 | 18.78 | 19.85 | 20.02 | 21.21 | 23.24 | Maintain Status Quo | Afghanistan | AFG | 2022-01-02 | v8 | TRUE
https://raw.githubusercontent.com/mrc-ide/global-lmic-reports/master/AFG/projections.csv | 2021-08-28 | ICU_incidence | 5.31 | 5.65 | 5.97 | 6.03 | 6.38 | 7 | Maintain Status Quo | Afghanistan | AFG | 2022-01-02 | v8 | TRUE
https://raw.githubusercontent.com/mrc-ide/global-lmic-reports/master/AFG/projections.csv | 2021-08-28 | prevalence | 14389.69 | 15501.32 | 16158.1 | 16362.94 | 17322.19 | 18723.17 | Maintain Status Quo | Afghanistan | AFG | 2022-01-02 | v8 | TRUE
https://raw.githubusercontent.com/mrc-ide/global-lmic-reports/master/AFG/projections.csv | 2021-08-28 | cumulative_infections | 3332159.98 | 3465271.77 | 3557310.25 | 3557563.77 | 3641855.93 | 3862505.64 | Maintain Status Quo | Afghanistan | AFG | 2022-01-02 | v8 | TRUE
https://raw.githubusercontent.com/mrc-ide/global-lmic-reports/master/AFG/projections.csv | 2021-08-28 | cumulative_deaths | 6709.49 | 7069.85 | 7280.67 | 7268.94 | 7481.38 | 7974.9 | Maintain Status Quo | Afghanistan | AFG | 2022-01-02 | v8 | TRUE
https://raw.githubusercontent.com/mrc-ide/global-lmic-reports/master/AFG/projections.csv | 2021-08-28 | Rt | 0.76 | 0.8 | 0.81 | 0.81 | 0.82 | 0.86 | Maintain Status Quo | Afghanistan | AFG | 2022-01-02 | v8 | TRUE
https://raw.githubusercontent.com/mrc-ide/global-lmic-reports/master/AFG/projections.csv | 2021-08-28 | Reff | 0.67 | 0.7 | 0.71 | 0.71 | 0.72 | 0.75 | Maintain Status Quo | Afghanistan | AFG | 2022-01-02 | v8 | TRUE
https://raw.githubusercontent.com/mrc-ide/global-lmic-reports/master/AFG/projections.csv | 2021-08-28 | infections | 1787.58 | 1915.38 | 2018.98 | 2021.89 | 2131.39 | 2322.7 | Optimistic | Afghanistan | AFG | 2022-01-02 | v8 | TRUE
https://raw.githubusercontent.com/mrc-ide/global-lmic-reports/master/AFG/projections.csv | 2021-08-28 | deaths | 7.23 | 7.69 | 8.17 | 8.17 | 8.54 | 9.66 | Optimistic | Afghanistan | AFG | 2022-01-02 | v8 | TRUE
https://raw.githubusercontent.com/mrc-ide/global-lmic-reports/master/AFG/projections.csv | 2021-08-28 | hospital_demand | 271.99 | 291.16 | 308.93 | 309.9 | 324.94 | 368.92 | Optimistic | Afghanistan | AFG | 2022-01-02 | v8 | TRUE
https://raw.githubusercontent.com/mrc-ide/global-lmic-reports/master/AFG/projections.csv | 2021-08-28 | ICU_demand | 130.02 | 137.86 | 145.88 | 145.9 | 152.03 | 170.81 | Optimistic | Afghanistan | AFG | 2022-01-02 | v8 | TRUE
https://raw.githubusercontent.com/mrc-ide/global-lmic-reports/master/AFG/projections.csv | 2021-08-28 | hospital_incidence | 17.63 | 18.78 | 19.85 | 20.02 | 21.21 | 23.24 | Optimistic | Afghanistan | AFG | 2022-01-02 | v8 | TRUE
https://raw.githubusercontent.com/mrc-ide/global-lmic-reports/master/AFG/projections.csv | 2021-08-28 | ICU_incidence | 5.31 | 5.65 | 5.97 | 6.03 | 6.38 | 7 | Optimistic | Afghanistan | AFG | 2022-01-02 | v8 | TRUE
https://raw.githubusercontent.com/mrc-ide/global-lmic-reports/master/AFG/projections.csv | 2021-08-28 | prevalence | 14389.69 | 15501.32 | 16158.1 | 16362.94 | 17322.19 | 18723.17 | Optimistic | Afghanistan | AFG | 2022-01-02 | v8 | TRUE
https://raw.githubusercontent.com/mrc-ide/global-lmic-reports/master/AFG/projections.csv | 2021-08-28 | cumulative_infections | 3332159.98 | 3465271.77 | 3557310.25 | 3557563.77 | 3641855.93 | 3862505.64 | Optimistic | Afghanistan | AFG | 2022-01-02 | v8 | TRUE
https://raw.githubusercontent.com/mrc-ide/global-lmic-reports/master/AFG/projections.csv | 2021-08-28 | cumulative_deaths | 6709.49 | 7069.85 | 7280.67 | 7268.94 | 7481.38 | 7974.9 | Optimistic | Afghanistan | AFG | 2022-01-02 | v8 | TRUE
https://raw.githubusercontent.com/mrc-ide/global-lmic-reports/master/AFG/projections.csv | 2021-08-28 | Rt | 0.76 | 0.8 | 0.81 | 0.81 | 0.82 | 0.86 | Optimistic | Afghanistan | AFG | 2022-01-02 | v8 | TRUE
https://raw.githubusercontent.com/mrc-ide/global-lmic-reports/master/AFG/projections.csv | 2021-08-28 | Reff | 0.67 | 0.7 | 0.71 | 0.71 | 0.72 | 0.75 | Optimistic | Afghanistan | AFG | 2022-01-02 | v8 | TRUE
https://raw.githubusercontent.com/mrc-ide/global-lmic-reports/master/AFG/projections.csv | 2021-08-28 | infections | 1787.58 | 1915.38 | 2018.98 | 2021.89 | 2131.39 | 2322.7 | Pessimistic | Afghanistan | AFG | 2022-01-02 | v8 | TRUE
https://raw.githubusercontent.com/mrc-ide/global-lmic-reports/master/AFG/projections.csv | 2021-08-28 | deaths | 7.23 | 7.69 | 8.17 | 8.17 | 8.54 | 9.66 | Pessimistic | Afghanistan | AFG | 2022-01-02 | v8 | TRUE
https://raw.githubusercontent.com/mrc-ide/global-lmic-reports/master/AFG/projections.csv | 2021-08-28 | hospital_demand | 271.99 | 291.16 | 308.93 | 309.9 | 324.94 | 368.92 | Pessimistic | Afghanistan | AFG | 2022-01-02 | v8 | TRUE
https://raw.githubusercontent.com/mrc-ide/global-lmic-reports/master/AFG/projections.csv | 2021-08-28 | ICU_demand | 130.02 | 137.86 | 145.88 | 145.9 | 152.03 | 170.81 | Pessimistic | Afghanistan | AFG | 2022-01-02 | v8 | TRUE
https://raw.githubusercontent.com/mrc-ide/global-lmic-reports/master/AFG/projections.csv | 2021-08-28 | hospital_incidence | 17.63 | 18.78 | 19.85 | 20.02 | 21.21 | 23.24 | Pessimistic | Afghanistan | AFG | 2022-01-02 | v8 | TRUE
https://raw.githubusercontent.com/mrc-ide/global-lmic-reports/master/AFG/projections.csv | 2021-08-28 | ICU_incidence | 5.31 | 5.65 | 5.97 | 6.03 | 6.38 | 7 | Pessimistic | Afghanistan | AFG | 2022-01-02 | v8 | TRUE
https://raw.githubusercontent.com/mrc-ide/global-lmic-reports/master/AFG/projections.csv | 2021-08-28 | prevalence | 14389.69 | 15501.32 | 16158.1 | 16362.94 | 17322.19 | 18723.17 | Pessimistic | Afghanistan | AFG | 2022-01-02 | v8 | TRUE
https://raw.githubusercontent.com/mrc-ide/global-lmic-reports/master/AFG/projections.csv | 2021-08-28 | cumulative_infections | 3332159.98 | 3465271.77 | 3557310.25 | 3557563.77 | 3641855.93 | 3862505.64 | Pessimistic | Afghanistan | AFG | 2022-01-02 | v8 | TRUE
https://raw.githubusercontent.com/mrc-ide/global-lmic-reports/master/AFG/projections.csv | 2021-08-28 | cumulative_deaths | 6709.49 | 7069.85 | 7280.67 | 7268.94 | 7481.38 | 7974.9 | Pessimistic | Afghanistan | AFG | 2022-01-02 | v8 | TRUE
https://raw.githubusercontent.com/mrc-ide/global-lmic-reports/master/AFG/projections.csv | 2021-08-28 | Rt | 0.76 | 0.8 | 0.81 | 0.81 | 0.82 | 0.86 | Pessimistic | Afghanistan | AFG | 2022-01-02 | v8 | TRUE
https://raw.githubusercontent.com/mrc-ide/global-lmic-reports/master/AFG/projections.csv | 2021-08-28 | Reff | 0.67 | 0.7 | 0.71 | 0.71 | 0.72 | 0.75 | Pessimistic | Afghanistan | AFG | 2022-01-02 | v8 | TRUE
https://raw.githubusercontent.com/mrc-ide/global-lmic-reports/master/AFG/projections.csv | 2021-08-28 | infections | 1787.58 | 1915.38 | 2018.98 | 2021.89 | 2131.39 | 2322.7 | Relax Interventions 50% | Afghanistan | AFG | 2022-01-02 | v8 | TRUE
https://raw.githubusercontent.com/mrc-ide/global-lmic-reports/master/AFG/projections.csv | 2021-08-28 | deaths | 7.23 | 7.69 | 8.17 | 8.17 | 8.54 | 9.66 | Relax Interventions 50% | Afghanistan | AFG | 2022-01-02 | v8 | TRUE
https://raw.githubusercontent.com/mrc-ide/global-lmic-reports/master/AFG/projections.csv | 2021-08-28 | hospital_demand | 271.99 | 291.16 | 308.93 | 309.9 | 324.94 | 368.92 | Relax Interventions 50% | Afghanistan | AFG | 2022-01-02 | v8 | TRUE
https://raw.githubusercontent.com/mrc-ide/global-lmic-reports/master/AFG/projections.csv | 2021-08-28 | ICU_demand | 130.02 | 137.86 | 145.88 | 145.9 | 152.03 | 170.81 | Relax Interventions 50% | Afghanistan | AFG | 2022-01-02 | v8 | TRUE
https://raw.githubusercontent.com/mrc-ide/global-lmic-reports/master/AFG/projections.csv | 2021-08-28 | hospital_incidence | 17.63 | 18.78 | 19.85 | 20.02 | 21.21 | 23.24 | Relax Interventions 50% | Afghanistan | AFG | 2022-01-02 | v8 | TRUE
https://raw.githubusercontent.com/mrc-ide/global-lmic-reports/master/AFG/projections.csv | 2021-08-28 | ICU_incidence | 5.31 | 5.65 | 5.97 | 6.03 | 6.38 | 7 | Relax Interventions 50% | Afghanistan | AFG | 2022-01-02 | v8 | TRUE
https://raw.githubusercontent.com/mrc-ide/global-lmic-reports/master/AFG/projections.csv | 2021-08-28 | prevalence | 14389.69 | 15501.32 | 16158.1 | 16362.94 | 17322.19 | 18723.17 | Relax Interventions 50% | Afghanistan | AFG | 2022-01-02 | v8 | TRUE
https://raw.githubusercontent.com/mrc-ide/global-lmic-reports/master/AFG/projections.csv | 2021-08-28 | cumulative_infections | 3332159.98 | 3465271.77 | 3557310.25 | 3557563.77 | 3641855.93 | 3862505.64 | Relax Interventions 50% | Afghanistan | AFG | 2022-01-02 | v8 | TRUE
https://raw.githubusercontent.com/mrc-ide/global-lmic-reports/master/AFG/projections.csv | 2021-08-28 | cumulative_deaths | 6709.49 | 7069.85 | 7280.67 | 7268.94 | 7481.38 | 7974.9 | Relax Interventions 50% | Afghanistan | AFG | 2022-01-02 | v8 | TRUE
https://raw.githubusercontent.com/mrc-ide/global-lmic-reports/master/AFG/projections.csv | 2021-08-28 | Rt | 0.76 | 0.8 | 0.81 | 0.81 | 0.82 | 0.86 | Relax Interventions 50% | Afghanistan | AFG | 2022-01-02 | v8 | TRUE
https://raw.githubusercontent.com/mrc-ide/global-lmic-reports/master/AFG/projections.csv | 2021-08-28 | Reff | 0.67 | 0.7 | 0.71 | 0.71 | 0.72 | 0.75 | Relax Interventions 50% | Afghanistan | AFG | 2022-01-02 | v8 | TRUE
https://raw.githubusercontent.com/mrc-ide/global-lmic-reports/master/AFG/projections.csv | 2021-08-28 | infections | 1800.45 | 1978.97 | 2060.74 | 2048.87 | 2122.71 | 2287.89 | Surged Additional 50% Reduction | Afghanistan | AFG | 2022-01-02 | v8 | TRUE
https://raw.githubusercontent.com/mrc-ide/global-lmic-reports/master/AFG/projections.csv | 2021-08-28 | deaths | 7.64 | 8.12 | 8.49 | 8.57 | 9 | 9.64 | Surged Additional 50% Reduction | Afghanistan | AFG | 2022-01-02 | v8 | TRUE
https://raw.githubusercontent.com/mrc-ide/global-lmic-reports/master/AFG/projections.csv | 2021-08-28 | hospital_demand | 283.28 | 300.17 | 312.85 | 317.52 | 335.14 | 357.64 | Surged Additional 50% Reduction | Afghanistan | AFG | 2022-01-02 | v8 | TRUE
https://raw.githubusercontent.com/mrc-ide/global-lmic-reports/master/AFG/projections.csv | 2021-08-28 | ICU_demand | 143.7 | 152.58 | 157.8 | 159.69 | 167.43 | 178.29 | Surged Additional 50% Reduction | Afghanistan | AFG | 2022-01-02 | v8 | TRUE
https://raw.githubusercontent.com/mrc-ide/global-lmic-reports/master/AFG/projections.csv | 2021-08-28 | hospital_incidence | 18.01 | 19.15 | 19.92 | 20.24 | 21.15 | 22.5 | Surged Additional 50% Reduction | Afghanistan | AFG | 2022-01-02 | v8 | TRUE
https://raw.githubusercontent.com/mrc-ide/global-lmic-reports/master/AFG/projections.csv | 2021-08-28 | ICU_incidence | 5.42 | 5.77 | 6 | 6.09 | 6.37 | 6.77 | Surged Additional 50% Reduction | Afghanistan | AFG | 2022-01-02 | v8 | TRUE
https://raw.githubusercontent.com/mrc-ide/global-lmic-reports/master/AFG/projections.csv | 2021-08-28 | prevalence | 14722.34 | 15736.55 | 16607.51 | 16562.71 | 17139.74 | 18333.13 | Surged Additional 50% Reduction | Afghanistan | AFG | 2022-01-02 | v8 | TRUE
https://raw.githubusercontent.com/mrc-ide/global-lmic-reports/master/AFG/projections.csv | 2021-08-28 | cumulative_infections | 3381730.9 | 3464804.2 | 3534485.56 | 3537788.13 | 3593137.76 | 3739930.04 | Surged Additional 50% Reduction | Afghanistan | AFG | 2022-01-02 | v8 | TRUE
https://raw.githubusercontent.com/mrc-ide/global-lmic-reports/master/AFG/projections.csv | 2021-08-28 | cumulative_deaths | 5718.37 | 5830.29 | 5937.43 | 5948.19 | 6035.48 | 6306.79 | Surged Additional 50% Reduction | Afghanistan | AFG | 2022-01-02 | v8 | TRUE
https://raw.githubusercontent.com/mrc-ide/global-lmic-reports/master/AFG/projections.csv | 2021-08-28 | Rt | 0.78 | 0.81 | 0.81 | 0.82 | 0.83 | 0.86 | Surged Additional 50% Reduction | Afghanistan | AFG | 2022-01-02 | v8 | TRUE
https://raw.githubusercontent.com/mrc-ide/global-lmic-reports/master/AFG/projections.csv | 2021-08-28 | Reff | 0.68 | 0.7 | 0.71 | 0.71 | 0.73 | 0.75 | Surged Additional 50% Reduction | Afghanistan | AFG | 2022-01-02 | v8 | TRUE
https://raw.githubusercontent.com/mrc-ide/global-lmic-reports/master/AFG/projections.csv | 2021-08-28 | infections | 1800.45 | 1978.97 | 2060.74 | 2048.87 | 2122.71 | 2287.89 | Surged Maintain Status Quo | Afghanistan | AFG | 2022-01-02 | v8 | TRUE
https://raw.githubusercontent.com/mrc-ide/global-lmic-reports/master/AFG/projections.csv | 2021-08-28 | deaths | 7.64 | 8.12 | 8.49 | 8.57 | 9 | 9.64 | Surged Maintain Status Quo | Afghanistan | AFG | 2022-01-02 | v8 | TRUE
https://raw.githubusercontent.com/mrc-ide/global-lmic-reports/master/AFG/projections.csv | 2021-08-28 | hospital_demand | 283.28 | 300.17 | 312.85 | 317.52 | 335.14 | 357.64 | Surged Maintain Status Quo | Afghanistan | AFG | 2022-01-02 | v8 | TRUE
https://raw.githubusercontent.com/mrc-ide/global-lmic-reports/master/AFG/projections.csv | 2021-08-28 | ICU_demand | 143.7 | 152.58 | 157.8 | 159.69 | 167.43 | 178.29 | Surged Maintain Status Quo | Afghanistan | AFG | 2022-01-02 | v8 | TRUE
https://raw.githubusercontent.com/mrc-ide/global-lmic-reports/master/AFG/projections.csv | 2021-08-28 | hospital_incidence | 18.01 | 19.15 | 19.92 | 20.24 | 21.15 | 22.5 | Surged Maintain Status Quo | Afghanistan | AFG | 2022-01-02 | v8 | TRUE
https://raw.githubusercontent.com/mrc-ide/global-lmic-reports/master/AFG/projections.csv | 2021-08-28 | ICU_incidence | 5.42 | 5.77 | 6 | 6.09 | 6.37 | 6.77 | Surged Maintain Status Quo | Afghanistan | AFG | 2022-01-02 | v8 | TRUE
https://raw.githubusercontent.com/mrc-ide/global-lmic-reports/master/AFG/projections.csv | 2021-08-28 | prevalence | 14722.34 | 15736.55 | 16607.51 | 16562.71 | 17139.74 | 18333.13 | Surged Maintain Status Quo | Afghanistan | AFG | 2022-01-02 | v8 | TRUE
https://raw.githubusercontent.com/mrc-ide/global-lmic-reports/master/AFG/projections.csv | 2021-08-28 | cumulative_infections | 3381730.9 | 3464804.2 | 3534485.56 | 3537788.13 | 3593137.76 | 3739930.04 | Surged Maintain Status Quo | Afghanistan | AFG | 2022-01-02 | v8 | TRUE
https://raw.githubusercontent.com/mrc-ide/global-lmic-reports/master/AFG/projections.csv | 2021-08-28 | cumulative_deaths | 5718.37 | 5830.29 | 5937.43 | 5948.19 | 6035.48 | 6306.79 | Surged Maintain Status Quo | Afghanistan | AFG | 2022-01-02 | v8 | TRUE
https://raw.githubusercontent.com/mrc-ide/global-lmic-reports/master/AFG/projections.csv | 2021-08-28 | Rt | 0.78 | 0.81 | 0.81 | 0.82 | 0.83 | 0.86 | Surged Maintain Status Quo | Afghanistan | AFG | 2022-01-02 | v8 | TRUE
https://raw.githubusercontent.com/mrc-ide/global-lmic-reports/master/AFG/projections.csv | 2021-08-28 | Reff | 0.68 | 0.7 | 0.71 | 0.71 | 0.73 | 0.75 | Surged Maintain Status Quo | Afghanistan | AFG | 2022-01-02 | v8 | TRUE
https://raw.githubusercontent.com/mrc-ide/global-lmic-reports/master/AFG/projections.csv | 2021-08-28 | infections | 1800.45 | 1978.97 | 2060.74 | 2048.87 | 2122.71 | 2287.89 | Surged Optimistic | Afghanistan | AFG | 2022-01-02 | v8 | TRUE
https://raw.githubusercontent.com/mrc-ide/global-lmic-reports/master/AFG/projections.csv | 2021-08-28 | deaths | 7.64 | 8.12 | 8.49 | 8.57 | 9 | 9.64 | Surged Optimistic | Afghanistan | AFG | 2022-01-02 | v8 | TRUE
https://raw.githubusercontent.com/mrc-ide/global-lmic-reports/master/AFG/projections.csv | 2021-08-28 | hospital_demand | 283.28 | 300.17 | 312.85 | 317.52 | 335.14 | 357.64 | Surged Optimistic | Afghanistan | AFG | 2022-01-02 | v8 | TRUE
https://raw.githubusercontent.com/mrc-ide/global-lmic-reports/master/AFG/projections.csv | 2021-08-28 | ICU_demand | 143.7 | 152.58 | 157.8 | 159.69 | 167.43 | 178.29 | Surged Optimistic | Afghanistan | AFG | 2022-01-02 | v8 | TRUE
https://raw.githubusercontent.com/mrc-ide/global-lmic-reports/master/AFG/projections.csv | 2021-08-28 | hospital_incidence | 18.01 | 19.15 | 19.92 | 20.24 | 21.15 | 22.5 | Surged Optimistic | Afghanistan | AFG | 2022-01-02 | v8 | TRUE
https://raw.githubusercontent.com/mrc-ide/global-lmic-reports/master/AFG/projections.csv | 2021-08-28 | ICU_incidence | 5.42 | 5.77 | 6 | 6.09 | 6.37 | 6.77 | Surged Optimistic | Afghanistan | AFG | 2022-01-02 | v8 | TRUE
https://raw.githubusercontent.com/mrc-ide/global-lmic-reports/master/AFG/projections.csv | 2021-08-28 | prevalence | 14722.34 | 15736.55 | 16607.51 | 16562.71 | 17139.74 | 18333.13 | Surged Optimistic | Afghanistan | AFG | 2022-01-02 | v8 | TRUE
https://raw.githubusercontent.com/mrc-ide/global-lmic-reports/master/AFG/projections.csv | 2021-08-28 | cumulative_infections | 3381730.9 | 3464804.2 | 3534485.56 | 3537788.13 | 3593137.76 | 3739930.04 | Surged Optimistic | Afghanistan | AFG | 2022-01-02 | v8 | TRUE
https://raw.githubusercontent.com/mrc-ide/global-lmic-reports/master/AFG/projections.csv | 2021-08-28 | cumulative_deaths | 5718.37 | 5830.29 | 5937.43 | 5948.19 | 6035.48 | 6306.79 | Surged Optimistic | Afghanistan | AFG | 2022-01-02 | v8 | TRUE
https://raw.githubusercontent.com/mrc-ide/global-lmic-reports/master/AFG/projections.csv | 2021-08-28 | Rt | 0.78 | 0.81 | 0.81 | 0.82 | 0.83 | 0.86 | Surged Optimistic | Afghanistan | AFG | 2022-01-02 | v8 | TRUE
https://raw.githubusercontent.com/mrc-ide/global-lmic-reports/master/AFG/projections.csv | 2021-08-28 | Reff | 0.68 | 0.7 | 0.71 | 0.71 | 0.73 | 0.75 | Surged Optimistic | Afghanistan | AFG | 2022-01-02 | v8 | TRUE
https://raw.githubusercontent.com/mrc-ide/global-lmic-reports/master/AFG/projections.csv | 2021-08-28 | infections | 1800.45 | 1978.97 | 2060.74 | 2048.87 | 2122.71 | 2287.89 | Surged Pessimistic | Afghanistan | AFG | 2022-01-02 | v8 | TRUE
https://raw.githubusercontent.com/mrc-ide/global-lmic-reports/master/AFG/projections.csv | 2021-08-28 | deaths | 7.64 | 8.12 | 8.49 | 8.57 | 9 | 9.64 | Surged Pessimistic | Afghanistan | AFG | 2022-01-02 | v8 | TRUE
https://raw.githubusercontent.com/mrc-ide/global-lmic-reports/master/AFG/projections.csv | 2021-08-28 | hospital_demand | 283.28 | 300.17 | 312.85 | 317.52 | 335.14 | 357.64 | Surged Pessimistic | Afghanistan | AFG | 2022-01-02 | v8 | TRUE
https://raw.githubusercontent.com/mrc-ide/global-lmic-reports/master/AFG/projections.csv | 2021-08-28 | ICU_demand | 143.7 | 152.58 | 157.8 | 159.69 | 167.43 | 178.29 | Surged Pessimistic | Afghanistan | AFG | 2022-01-02 | v8 | TRUE
https://raw.githubusercontent.com/mrc-ide/global-lmic-reports/master/AFG/projections.csv | 2021-08-28 | hospital_incidence | 18.01 | 19.15 | 19.92 | 20.24 | 21.15 | 22.5 | Surged Pessimistic | Afghanistan | AFG | 2022-01-02 | v8 | TRUE
https://raw.githubusercontent.com/mrc-ide/global-lmic-reports/master/AFG/projections.csv | 2021-08-28 | ICU_incidence | 5.42 | 5.77 | 6 | 6.09 | 6.37 | 6.77 | Surged Pessimistic | Afghanistan | AFG | 2022-01-02 | v8 | TRUE
https://raw.githubusercontent.com/mrc-ide/global-lmic-reports/master/AFG/projections.csv | 2021-08-28 | prevalence | 14722.34 | 15736.55 | 16607.51 | 16562.71 | 17139.74 | 18333.13 | Surged Pessimistic | Afghanistan | AFG | 2022-01-02 | v8 | TRUE
https://raw.githubusercontent.com/mrc-ide/global-lmic-reports/master/AFG/projections.csv | 2021-08-28 | cumulative_infections | 3381730.9 | 3464804.2 | 3534485.56 | 3537788.13 | 3593137.76 | 3739930.04 | Surged Pessimistic | Afghanistan | AFG | 2022-01-02 | v8 | TRUE
https://raw.githubusercontent.com/mrc-ide/global-lmic-reports/master/AFG/projections.csv | 2021-08-28 | cumulative_deaths | 5718.37 | 5830.29 | 5937.43 | 5948.19 | 6035.48 | 6306.79 | Surged Pessimistic | Afghanistan | AFG | 2022-01-02 | v8 | TRUE
https://raw.githubusercontent.com/mrc-ide/global-lmic-reports/master/AFG/projections.csv | 2021-08-28 | Rt | 0.78 | 0.81 | 0.81 | 0.82 | 0.83 | 0.86 | Surged Pessimistic | Afghanistan | AFG | 2022-01-02 | v8 | TRUE
https://raw.githubusercontent.com/mrc-ide/global-lmic-reports/master/AFG/projections.csv | 2021-08-28 | Reff | 0.68 | 0.7 | 0.71 | 0.71 | 0.73 | 0.75 | Surged Pessimistic | Afghanistan | AFG | 2022-01-02 | v8 | TRUE
https://raw.githubusercontent.com/mrc-ide/global-lmic-reports/master/AFG/projections.csv | 2021-08-28 | infections | 1800.45 | 1978.97 | 2060.74 | 2048.87 | 2122.71 | 2287.89 | Surged Relax Interventions 50% | Afghanistan | AFG | 2022-01-02 | v8 | TRUE
https://raw.githubusercontent.com/mrc-ide/global-lmic-reports/master/AFG/projections.csv | 2021-08-28 | deaths | 7.64 | 8.12 | 8.49 | 8.57 | 9 | 9.64 | Surged Relax Interventions 50% | Afghanistan | AFG | 2022-01-02 | v8 | TRUE
https://raw.githubusercontent.com/mrc-ide/global-lmic-reports/master/AFG/projections.csv | 2021-08-28 | hospital_demand | 283.28 | 300.17 | 312.85 | 317.52 | 335.14 | 357.64 | Surged Relax Interventions 50% | Afghanistan | AFG | 2022-01-02 | v8 | TRUE
https://raw.githubusercontent.com/mrc-ide/global-lmic-reports/master/AFG/projections.csv | 2021-08-28 | ICU_demand | 143.7 | 152.58 | 157.8 | 159.69 | 167.43 | 178.29 | Surged Relax Interventions 50% | Afghanistan | AFG | 2022-01-02 | v8 | TRUE
https://raw.githubusercontent.com/mrc-ide/global-lmic-reports/master/AFG/projections.csv | 2021-08-28 | hospital_incidence | 18.01 | 19.15 | 19.92 | 20.24 | 21.15 | 22.5 | Surged Relax Interventions 50% | Afghanistan | AFG | 2022-01-02 | v8 | TRUE
https://raw.githubusercontent.com/mrc-ide/global-lmic-reports/master/AFG/projections.csv | 2021-08-28 | ICU_incidence | 5.42 | 5.77 | 6 | 6.09 | 6.37 | 6.77 | Surged Relax Interventions 50% | Afghanistan | AFG | 2022-01-02 | v8 | TRUE
https://raw.githubusercontent.com/mrc-ide/global-lmic-reports/master/AFG/projections.csv | 2021-08-28 | prevalence | 14722.34 | 15736.55 | 16607.51 | 16562.71 | 17139.74 | 18333.13 | Surged Relax Interventions 50% | Afghanistan | AFG | 2022-01-02 | v8 | TRUE
https://raw.githubusercontent.com/mrc-ide/global-lmic-reports/master/AFG/projections.csv | 2021-08-28 | cumulative_infections | 3381730.9 | 3464804.2 | 3534485.56 | 3537788.13 | 3593137.76 | 3739930.04 | Surged Relax Interventions 50% | Afghanistan | AFG | 2022-01-02 | v8 | TRUE
https://raw.githubusercontent.com/mrc-ide/global-lmic-reports/master/AFG/projections.csv | 2021-08-28 | cumulative_deaths | 5718.37 | 5830.29 | 5937.43 | 5948.19 | 6035.48 | 6306.79 | Surged Relax Interventions 50% | Afghanistan | AFG | 2022-01-02 | v8 | TRUE
https://raw.githubusercontent.com/mrc-ide/global-lmic-reports/master/AFG/projections.csv | 2021-08-28 | Rt | 0.78 | 0.81 | 0.81 | 0.82 | 0.83 | 0.86 | Surged Relax Interventions 50% | Afghanistan | AFG | 2022-01-02 | v8 | TRUE
https://raw.githubusercontent.com/mrc-ide/global-lmic-reports/master/AFG/projections.csv | 2021-08-28 | Reff | 0.68 | 0.7 | 0.71 | 0.71 | 0.73 | 0.75 | Surged Relax Interventions 50% | Afghanistan | AFG | 2022-01-02 | v8 | TRUE
https://raw.githubusercontent.com/mrc-ide/global-lmic-reports/master/AFG/projections.csv | 2021-08-29 | infections | 1638.56 | 1755 | 1845.31 | 1845.39 | 1954.09 | 2106.21 | Additional 50% Reduction | Afghanistan | AFG | 2022-01-02 | v8 | TRUE
https://raw.githubusercontent.com/mrc-ide/global-lmic-reports/master/AFG/projections.csv | 2021-08-29 | deaths | 6.88 | 7.32 | 7.78 | 7.78 | 8.14 | 9.21 | Additional 50% Reduction | Afghanistan | AFG | 2022-01-02 | v8 | TRUE
https://raw.githubusercontent.com/mrc-ide/global-lmic-reports/master/AFG/projections.csv | 2021-08-29 | hospital_demand | 257.41 | 275.42 | 292.15 | 293.24 | 307.44 | 348.25 | Additional 50% Reduction | Afghanistan | AFG | 2022-01-02 | v8 | TRUE
https://raw.githubusercontent.com/mrc-ide/global-lmic-reports/master/AFG/projections.csv | 2021-08-29 | ICU_demand | 123.91 | 131.53 | 139.1 | 139.19 | 145.2 | 163.03 | Additional 50% Reduction | Afghanistan | AFG | 2022-01-02 | v8 | TRUE
https://raw.githubusercontent.com/mrc-ide/global-lmic-reports/master/AFG/projections.csv | 2021-08-29 | hospital_incidence | 16.55 | 17.65 | 18.61 | 18.8 | 19.93 | 21.71 | Additional 50% Reduction | Afghanistan | AFG | 2022-01-02 | v8 | TRUE
https://raw.githubusercontent.com/mrc-ide/global-lmic-reports/master/AFG/projections.csv | 2021-08-29 | ICU_incidence | 4.99 | 5.32 | 5.61 | 5.66 | 6 | 6.54 | Additional 50% Reduction | Afghanistan | AFG | 2022-01-02 | v8 | TRUE
https://raw.githubusercontent.com/mrc-ide/global-lmic-reports/master/AFG/projections.csv | 2021-08-29 | prevalence | 13708.02 | 14713.06 | 15408.62 | 15578.42 | 16472.04 | 17843.17 | Additional 50% Reduction | Afghanistan | AFG | 2022-01-02 | v8 | TRUE
https://raw.githubusercontent.com/mrc-ide/global-lmic-reports/master/AFG/projections.csv | 2021-08-29 | cumulative_infections | 3334038.63 | 3467023.6 | 3559292.59 | 3559409.16 | 3643691.66 | 3864485.01 | Additional 50% Reduction | Afghanistan | AFG | 2022-01-02 | v8 | TRUE
https://raw.githubusercontent.com/mrc-ide/global-lmic-reports/master/AFG/projections.csv | 2021-08-29 | cumulative_deaths | 6718.53 | 7077.07 | 7288.47 | 7276.72 | 7489.47 | 7983 | Additional 50% Reduction | Afghanistan | AFG | 2022-01-02 | v8 | TRUE
https://raw.githubusercontent.com/mrc-ide/global-lmic-reports/master/AFG/projections.csv | 2021-08-29 | Rt | 0.79 | 0.83 | 0.84 | 0.84 | 0.85 | 0.89 | Additional 50% Reduction | Afghanistan | AFG | 2022-01-02 | v8 | TRUE
https://raw.githubusercontent.com/mrc-ide/global-lmic-reports/master/AFG/projections.csv | 2021-08-29 | Reff | 0.69 | 0.72 | 0.73 | 0.73 | 0.74 | 0.78 | Additional 50% Reduction | Afghanistan | AFG | 2022-01-02 | v8 | TRUE
https://raw.githubusercontent.com/mrc-ide/global-lmic-reports/master/AFG/projections.csv | 2021-08-29 | infections | 1638.56 | 1755 | 1845.31 | 1845.39 | 1954.09 | 2106.21 | Maintain Status Quo | Afghanistan | AFG | 2022-01-02 | v8 | TRUE
https://raw.githubusercontent.com/mrc-ide/global-lmic-reports/master/AFG/projections.csv | 2021-08-29 | deaths | 6.88 | 7.32 | 7.78 | 7.78 | 8.14 | 9.21 | Maintain Status Quo | Afghanistan | AFG | 2022-01-02 | v8 | TRUE
https://raw.githubusercontent.com/mrc-ide/global-lmic-reports/master/AFG/projections.csv | 2021-08-29 | hospital_demand | 257.41 | 275.42 | 292.15 | 293.24 | 307.44 | 348.25 | Maintain Status Quo | Afghanistan | AFG | 2022-01-02 | v8 | TRUE
https://raw.githubusercontent.com/mrc-ide/global-lmic-reports/master/AFG/projections.csv | 2021-08-29 | ICU_demand | 123.91 | 131.53 | 139.1 | 139.19 | 145.2 | 163.03 | Maintain Status Quo | Afghanistan | AFG | 2022-01-02 | v8 | TRUE
https://raw.githubusercontent.com/mrc-ide/global-lmic-reports/master/AFG/projections.csv | 2021-08-29 | hospital_incidence | 16.55 | 17.65 | 18.61 | 18.8 | 19.93 | 21.71 | Maintain Status Quo | Afghanistan | AFG | 2022-01-02 | v8 | TRUE
https://raw.githubusercontent.com/mrc-ide/global-lmic-reports/master/AFG/projections.csv | 2021-08-29 | ICU_incidence | 4.99 | 5.32 | 5.61 | 5.66 | 6 | 6.54 | Maintain Status Quo | Afghanistan | AFG | 2022-01-02 | v8 | TRUE
https://raw.githubusercontent.com/mrc-ide/global-lmic-reports/master/AFG/projections.csv | 2021-08-29 | prevalence | 13708.02 | 14713.06 | 15408.62 | 15578.42 | 16472.04 | 17843.17 | Maintain Status Quo | Afghanistan | AFG | 2022-01-02 | v8 | TRUE
https://raw.githubusercontent.com/mrc-ide/global-lmic-reports/master/AFG/projections.csv | 2021-08-29 | cumulative_infections | 3334038.63 | 3467023.6 | 3559292.59 | 3559409.16 | 3643691.66 | 3864485.01 | Maintain Status Quo | Afghanistan | AFG | 2022-01-02 | v8 | TRUE
https://raw.githubusercontent.com/mrc-ide/global-lmic-reports/master/AFG/projections.csv | 2021-08-29 | cumulative_deaths | 6718.53 | 7077.07 | 7288.47 | 7276.72 | 7489.47 | 7983 | Maintain Status Quo | Afghanistan | AFG | 2022-01-02 | v8 | TRUE
https://raw.githubusercontent.com/mrc-ide/global-lmic-reports/master/AFG/projections.csv | 2021-08-29 | Rt | 0.79 | 0.83 | 0.84 | 0.84 | 0.85 | 0.89 | Maintain Status Quo | Afghanistan | AFG | 2022-01-02 | v8 | TRUE
https://raw.githubusercontent.com/mrc-ide/global-lmic-reports/master/AFG/projections.csv | 2021-08-29 | Reff | 0.69 | 0.72 | 0.73 | 0.73 | 0.74 | 0.78 | Maintain Status Quo | Afghanistan | AFG | 2022-01-02 | v8 | TRUE
https://raw.githubusercontent.com/mrc-ide/global-lmic-reports/master/AFG/projections.csv | 2021-08-29 | infections | 1638.56 | 1755 | 1845.31 | 1845.39 | 1954.09 | 2106.21 | Optimistic | Afghanistan | AFG | 2022-01-02 | v8 | TRUE
https://raw.githubusercontent.com/mrc-ide/global-lmic-reports/master/AFG/projections.csv | 2021-08-29 | deaths | 6.88 | 7.32 | 7.78 | 7.78 | 8.14 | 9.21 | Optimistic | Afghanistan | AFG | 2022-01-02 | v8 | TRUE
https://raw.githubusercontent.com/mrc-ide/global-lmic-reports/master/AFG/projections.csv | 2021-08-29 | hospital_demand | 257.41 | 275.42 | 292.15 | 293.24 | 307.44 | 348.25 | Optimistic | Afghanistan | AFG | 2022-01-02 | v8 | TRUE
https://raw.githubusercontent.com/mrc-ide/global-lmic-reports/master/AFG/projections.csv | 2021-08-29 | ICU_demand | 123.91 | 131.53 | 139.1 | 139.19 | 145.2 | 163.03 | Optimistic | Afghanistan | AFG | 2022-01-02 | v8 | TRUE
https://raw.githubusercontent.com/mrc-ide/global-lmic-reports/master/AFG/projections.csv | 2021-08-29 | hospital_incidence | 16.55 | 17.65 | 18.61 | 18.8 | 19.93 | 21.71 | Optimistic | Afghanistan | AFG | 2022-01-02 | v8 | TRUE
https://raw.githubusercontent.com/mrc-ide/global-lmic-reports/master/AFG/projections.csv | 2021-08-29 | ICU_incidence | 4.99 | 5.32 | 5.61 | 5.66 | 6 | 6.54 | Optimistic | Afghanistan | AFG | 2022-01-02 | v8 | TRUE
https://raw.githubusercontent.com/mrc-ide/global-lmic-reports/master/AFG/projections.csv | 2021-08-29 | prevalence | 13708.02 | 14713.06 | 15408.62 | 15578.42 | 16472.04 | 17843.17 | Optimistic | Afghanistan | AFG | 2022-01-02 | v8 | TRUE
https://raw.githubusercontent.com/mrc-ide/global-lmic-reports/master/AFG/projections.csv | 2021-08-29 | cumulative_infections | 3334038.63 | 3467023.6 | 3559292.59 | 3559409.16 | 3643691.66 | 3864485.01 | Optimistic | Afghanistan | AFG | 2022-01-02 | v8 | TRUE
https://raw.githubusercontent.com/mrc-ide/global-lmic-reports/master/AFG/projections.csv | 2021-08-29 | cumulative_deaths | 6718.53 | 7077.07 | 7288.47 | 7276.72 | 7489.47 | 7983 | Optimistic | Afghanistan | AFG | 2022-01-02 | v8 | TRUE
https://raw.githubusercontent.com/mrc-ide/global-lmic-reports/master/AFG/projections.csv | 2021-08-29 | Rt | 0.79 | 0.83 | 0.84 | 0.84 | 0.85 | 0.89 | Optimistic | Afghanistan | AFG | 2022-01-02 | v8 | TRUE
https://raw.githubusercontent.com/mrc-ide/global-lmic-reports/master/AFG/projections.csv | 2021-08-29 | Reff | 0.69 | 0.72 | 0.73 | 0.73 | 0.74 | 0.78 | Optimistic | Afghanistan | AFG | 2022-01-02 | v8 | TRUE
https://raw.githubusercontent.com/mrc-ide/global-lmic-reports/master/AFG/projections.csv | 2021-08-29 | infections | 1638.56 | 1755 | 1845.31 | 1845.39 | 1954.09 | 2106.21 | Pessimistic | Afghanistan | AFG | 2022-01-02 | v8 | TRUE
https://raw.githubusercontent.com/mrc-ide/global-lmic-reports/master/AFG/projections.csv | 2021-08-29 | deaths | 6.88 | 7.32 | 7.78 | 7.78 | 8.14 | 9.21 | Pessimistic | Afghanistan | AFG | 2022-01-02 | v8 | TRUE
https://raw.githubusercontent.com/mrc-ide/global-lmic-reports/master/AFG/projections.csv | 2021-08-29 | hospital_demand | 257.41 | 275.42 | 292.15 | 293.24 | 307.44 | 348.25 | Pessimistic | Afghanistan | AFG | 2022-01-02 | v8 | TRUE
https://raw.githubusercontent.com/mrc-ide/global-lmic-reports/master/AFG/projections.csv | 2021-08-29 | ICU_demand | 123.91 | 131.53 | 139.1 | 139.19 | 145.2 | 163.03 | Pessimistic | Afghanistan | AFG | 2022-01-02 | v8 | TRUE
https://raw.githubusercontent.com/mrc-ide/global-lmic-reports/master/AFG/projections.csv | 2021-08-29 | hospital_incidence | 16.55 | 17.65 | 18.61 | 18.8 | 19.93 | 21.71 | Pessimistic | Afghanistan | AFG | 2022-01-02 | v8 | TRUE
https://raw.githubusercontent.com/mrc-ide/global-lmic-reports/master/AFG/projections.csv | 2021-08-29 | ICU_incidence | 4.99 | 5.32 | 5.61 | 5.66 | 6 | 6.54 | Pessimistic | Afghanistan | AFG | 2022-01-02 | v8 | TRUE
https://raw.githubusercontent.com/mrc-ide/global-lmic-reports/master/AFG/projections.csv | 2021-08-29 | prevalence | 13708.02 | 14713.06 | 15408.62 | 15578.42 | 16472.04 | 17843.17 | Pessimistic | Afghanistan | AFG | 2022-01-02 | v8 | TRUE
https://raw.githubusercontent.com/mrc-ide/global-lmic-reports/master/AFG/projections.csv | 2021-08-29 | cumulative_infections | 3334038.63 | 3467023.6 | 3559292.59 | 3559409.16 | 3643691.66 | 3864485.01 | Pessimistic | Afghanistan | AFG | 2022-01-02 | v8 | TRUE
https://raw.githubusercontent.com/mrc-ide/global-lmic-reports/master/AFG/projections.csv | 2021-08-29 | cumulative_deaths | 6718.53 | 7077.07 | 7288.47 | 7276.72 | 7489.47 | 7983 | Pessimistic | Afghanistan | AFG | 2022-01-02 | v8 | TRUE
https://raw.githubusercontent.com/mrc-ide/global-lmic-reports/master/AFG/projections.csv | 2021-08-29 | Rt | 0.79 | 0.83 | 0.84 | 0.84 | 0.85 | 0.89 | Pessimistic | Afghanistan | AFG | 2022-01-02 | v8 | TRUE
https://raw.githubusercontent.com/mrc-ide/global-lmic-reports/master/AFG/projections.csv | 2021-08-29 | Reff | 0.69 | 0.72 | 0.73 | 0.73 | 0.74 | 0.78 | Pessimistic | Afghanistan | AFG | 2022-01-02 | v8 | TRUE
https://raw.githubusercontent.com/mrc-ide/global-lmic-reports/master/AFG/projections.csv | 2021-08-29 | infections | 1638.56 | 1755 | 1845.31 | 1845.39 | 1954.09 | 2106.21 | Relax Interventions 50% | Afghanistan | AFG | 2022-01-02 | v8 | TRUE
https://raw.githubusercontent.com/mrc-ide/global-lmic-reports/master/AFG/projections.csv | 2021-08-29 | deaths | 6.88 | 7.32 | 7.78 | 7.78 | 8.14 | 9.21 | Relax Interventions 50% | Afghanistan | AFG | 2022-01-02 | v8 | TRUE
https://raw.githubusercontent.com/mrc-ide/global-lmic-reports/master/AFG/projections.csv | 2021-08-29 | hospital_demand | 257.41 | 275.42 | 292.15 | 293.24 | 307.44 | 348.25 | Relax Interventions 50% | Afghanistan | AFG | 2022-01-02 | v8 | TRUE
https://raw.githubusercontent.com/mrc-ide/global-lmic-reports/master/AFG/projections.csv | 2021-08-29 | ICU_demand | 123.91 | 131.53 | 139.1 | 139.19 | 145.2 | 163.03 | Relax Interventions 50% | Afghanistan | AFG | 2022-01-02 | v8 | TRUE
https://raw.githubusercontent.com/mrc-ide/global-lmic-reports/master/AFG/projections.csv | 2021-08-29 | hospital_incidence | 16.55 | 17.65 | 18.61 | 18.8 | 19.93 | 21.71 | Relax Interventions 50% | Afghanistan | AFG | 2022-01-02 | v8 | TRUE
https://raw.githubusercontent.com/mrc-ide/global-lmic-reports/master/AFG/projections.csv | 2021-08-29 | ICU_incidence | 4.99 | 5.32 | 5.61 | 5.66 | 6 | 6.54 | Relax Interventions 50% | Afghanistan | AFG | 2022-01-02 | v8 | TRUE
https://raw.githubusercontent.com/mrc-ide/global-lmic-reports/master/AFG/projections.csv | 2021-08-29 | prevalence | 13708.02 | 14713.06 | 15408.62 | 15578.42 | 16472.04 | 17843.17 | Relax Interventions 50% | Afghanistan | AFG | 2022-01-02 | v8 | TRUE
https://raw.githubusercontent.com/mrc-ide/global-lmic-reports/master/AFG/projections.csv | 2021-08-29 | cumulative_infections | 3334038.63 | 3467023.6 | 3559292.59 | 3559409.16 | 3643691.66 | 3864485.01 | Relax Interventions 50% | Afghanistan | AFG | 2022-01-02 | v8 | TRUE
https://raw.githubusercontent.com/mrc-ide/global-lmic-reports/master/AFG/projections.csv | 2021-08-29 | cumulative_deaths | 6718.53 | 7077.07 | 7288.47 | 7276.72 | 7489.47 | 7983 | Relax Interventions 50% | Afghanistan | AFG | 2022-01-02 | v8 | TRUE
https://raw.githubusercontent.com/mrc-ide/global-lmic-reports/master/AFG/projections.csv | 2021-08-29 | Rt | 0.79 | 0.83 | 0.84 | 0.84 | 0.85 | 0.89 | Relax Interventions 50% | Afghanistan | AFG | 2022-01-02 | v8 | TRUE
https://raw.githubusercontent.com/mrc-ide/global-lmic-reports/master/AFG/projections.csv | 2021-08-29 | Reff | 0.69 | 0.72 | 0.73 | 0.73 | 0.74 | 0.78 | Relax Interventions 50% | Afghanistan | AFG | 2022-01-02 | v8 | TRUE
https://raw.githubusercontent.com/mrc-ide/global-lmic-reports/master/AFG/projections.csv | 2021-08-29 | infections | 1643.36 | 1810.01 | 1885.47 | 1874.15 | 1948.61 | 2054.35 | Surged Additional 50% Reduction | Afghanistan | AFG | 2022-01-02 | v8 | TRUE
https://raw.githubusercontent.com/mrc-ide/global-lmic-reports/master/AFG/projections.csv | 2021-08-29 | deaths | 7.24 | 7.7 | 8.05 | 8.13 | 8.56 | 9.15 | Surged Additional 50% Reduction | Afghanistan | AFG | 2022-01-02 | v8 | TRUE
https://raw.githubusercontent.com/mrc-ide/global-lmic-reports/master/AFG/projections.csv | 2021-08-29 | hospital_demand | 268.34 | 284.05 | 295.75 | 300.26 | 316.85 | 337.84 | Surged Additional 50% Reduction | Afghanistan | AFG | 2022-01-02 | v8 | TRUE
https://raw.githubusercontent.com/mrc-ide/global-lmic-reports/master/AFG/projections.csv | 2021-08-29 | ICU_demand | 136.17 | 144.65 | 149.7 | 151.51 | 159.2 | 169.17 | Surged Additional 50% Reduction | Afghanistan | AFG | 2022-01-02 | v8 | TRUE
https://raw.githubusercontent.com/mrc-ide/global-lmic-reports/master/AFG/projections.csv | 2021-08-29 | hospital_incidence | 16.86 | 17.97 | 18.73 | 19 | 19.81 | 21.05 | Surged Additional 50% Reduction | Afghanistan | AFG | 2022-01-02 | v8 | TRUE
https://raw.githubusercontent.com/mrc-ide/global-lmic-reports/master/AFG/projections.csv | 2021-08-29 | ICU_incidence | 5.08 | 5.41 | 5.64 | 5.72 | 5.97 | 6.34 | Surged Additional 50% Reduction | Afghanistan | AFG | 2022-01-02 | v8 | TRUE
https://raw.githubusercontent.com/mrc-ide/global-lmic-reports/master/AFG/projections.csv | 2021-08-29 | prevalence | 14035.65 | 15035.52 | 15845.18 | 15776.2 | 16326.56 | 17535.48 | Surged Additional 50% Reduction | Afghanistan | AFG | 2022-01-02 | v8 | TRUE
https://raw.githubusercontent.com/mrc-ide/global-lmic-reports/master/AFG/projections.csv | 2021-08-29 | cumulative_infections | 3383521.53 | 3466662.78 | 3536291.58 | 3539662.29 | 3594976.79 | 3741702.04 | Surged Additional 50% Reduction | Afghanistan | AFG | 2022-01-02 | v8 | TRUE
https://raw.githubusercontent.com/mrc-ide/global-lmic-reports/master/AFG/projections.csv | 2021-08-29 | cumulative_deaths | 5726.61 | 5838.68 | 5945.68 | 5956.32 | 6044.13 | 6314.41 | Surged Additional 50% Reduction | Afghanistan | AFG | 2022-01-02 | v8 | TRUE
https://raw.githubusercontent.com/mrc-ide/global-lmic-reports/master/AFG/projections.csv | 2021-08-29 | Rt | 0.81 | 0.83 | 0.84 | 0.84 | 0.86 | 0.88 | Surged Additional 50% Reduction | Afghanistan | AFG | 2022-01-02 | v8 | TRUE
https://raw.githubusercontent.com/mrc-ide/global-lmic-reports/master/AFG/projections.csv | 2021-08-29 | Reff | 0.71 | 0.72 | 0.73 | 0.74 | 0.75 | 0.77 | Surged Additional 50% Reduction | Afghanistan | AFG | 2022-01-02 | v8 | TRUE
https://raw.githubusercontent.com/mrc-ide/global-lmic-reports/master/AFG/projections.csv | 2021-08-29 | infections | 1643.36 | 1810.01 | 1885.47 | 1874.15 | 1948.61 | 2054.35 | Surged Maintain Status Quo | Afghanistan | AFG | 2022-01-02 | v8 | TRUE
https://raw.githubusercontent.com/mrc-ide/global-lmic-reports/master/AFG/projections.csv | 2021-08-29 | deaths | 7.24 | 7.7 | 8.05 | 8.13 | 8.56 | 9.15 | Surged Maintain Status Quo | Afghanistan | AFG | 2022-01-02 | v8 | TRUE
https://raw.githubusercontent.com/mrc-ide/global-lmic-reports/master/AFG/projections.csv | 2021-08-29 | hospital_demand | 268.34 | 284.05 | 295.75 | 300.26 | 316.85 | 337.84 | Surged Maintain Status Quo | Afghanistan | AFG | 2022-01-02 | v8 | TRUE
https://raw.githubusercontent.com/mrc-ide/global-lmic-reports/master/AFG/projections.csv | 2021-08-29 | ICU_demand | 136.17 | 144.65 | 149.7 | 151.51 | 159.2 | 169.17 | Surged Maintain Status Quo | Afghanistan | AFG | 2022-01-02 | v8 | TRUE
https://raw.githubusercontent.com/mrc-ide/global-lmic-reports/master/AFG/projections.csv | 2021-08-29 | hospital_incidence | 16.86 | 17.97 | 18.73 | 19 | 19.81 | 21.05 | Surged Maintain Status Quo | Afghanistan | AFG | 2022-01-02 | v8 | TRUE
https://raw.githubusercontent.com/mrc-ide/global-lmic-reports/master/AFG/projections.csv | 2021-08-29 | ICU_incidence | 5.08 | 5.41 | 5.64 | 5.72 | 5.97 | 6.34 | Surged Maintain Status Quo | Afghanistan | AFG | 2022-01-02 | v8 | TRUE
https://raw.githubusercontent.com/mrc-ide/global-lmic-reports/master/AFG/projections.csv | 2021-08-29 | prevalence | 14035.65 | 15035.52 | 15845.18 | 15776.2 | 16326.56 | 17535.48 | Surged Maintain Status Quo | Afghanistan | AFG | 2022-01-02 | v8 | TRUE
https://raw.githubusercontent.com/mrc-ide/global-lmic-reports/master/AFG/projections.csv | 2021-08-29 | cumulative_infections | 3383521.53 | 3466662.78 | 3536291.58 | 3539662.29 | 3594976.79 | 3741702.04 | Surged Maintain Status Quo | Afghanistan | AFG | 2022-01-02 | v8 | TRUE
https://raw.githubusercontent.com/mrc-ide/global-lmic-reports/master/AFG/projections.csv | 2021-08-29 | cumulative_deaths | 5726.61 | 5838.68 | 5945.68 | 5956.32 | 6044.13 | 6314.41 | Surged Maintain Status Quo | Afghanistan | AFG | 2022-01-02 | v8 | TRUE
https://raw.githubusercontent.com/mrc-ide/global-lmic-reports/master/AFG/projections.csv | 2021-08-29 | Rt | 0.81 | 0.83 | 0.84 | 0.84 | 0.86 | 0.88 | Surged Maintain Status Quo | Afghanistan | AFG | 2022-01-02 | v8 | TRUE
https://raw.githubusercontent.com/mrc-ide/global-lmic-reports/master/AFG/projections.csv | 2021-08-29 | Reff | 0.71 | 0.72 | 0.73 | 0.74 | 0.75 | 0.77 | Surged Maintain Status Quo | Afghanistan | AFG | 2022-01-02 | v8 | TRUE
https://raw.githubusercontent.com/mrc-ide/global-lmic-reports/master/AFG/projections.csv | 2021-08-29 | infections | 1643.36 | 1810.01 | 1885.47 | 1874.15 | 1948.61 | 2054.35 | Surged Optimistic | Afghanistan | AFG | 2022-01-02 | v8 | TRUE
https://raw.githubusercontent.com/mrc-ide/global-lmic-reports/master/AFG/projections.csv | 2021-08-29 | deaths | 7.24 | 7.7 | 8.05 | 8.13 | 8.56 | 9.15 | Surged Optimistic | Afghanistan | AFG | 2022-01-02 | v8 | TRUE
https://raw.githubusercontent.com/mrc-ide/global-lmic-reports/master/AFG/projections.csv | 2021-08-29 | hospital_demand | 268.34 | 284.05 | 295.75 | 300.26 | 316.85 | 337.84 | Surged Optimistic | Afghanistan | AFG | 2022-01-02 | v8 | TRUE
https://raw.githubusercontent.com/mrc-ide/global-lmic-reports/master/AFG/projections.csv | 2021-08-29 | ICU_demand | 136.17 | 144.65 | 149.7 | 151.51 | 159.2 | 169.17 | Surged Optimistic | Afghanistan | AFG | 2022-01-02 | v8 | TRUE
https://raw.githubusercontent.com/mrc-ide/global-lmic-reports/master/AFG/projections.csv | 2021-08-29 | hospital_incidence | 16.86 | 17.97 | 18.73 | 19 | 19.81 | 21.05 | Surged Optimistic | Afghanistan | AFG | 2022-01-02 | v8 | TRUE
https://raw.githubusercontent.com/mrc-ide/global-lmic-reports/master/AFG/projections.csv | 2021-08-29 | ICU_incidence | 5.08 | 5.41 | 5.64 | 5.72 | 5.97 | 6.34 | Surged Optimistic | Afghanistan | AFG | 2022-01-02 | v8 | TRUE
https://raw.githubusercontent.com/mrc-ide/global-lmic-reports/master/AFG/projections.csv | 2021-08-29 | prevalence | 14035.65 | 15035.52 | 15845.18 | 15776.2 | 16326.56 | 17535.48 | Surged Optimistic | Afghanistan | AFG | 2022-01-02 | v8 | TRUE
https://raw.githubusercontent.com/mrc-ide/global-lmic-reports/master/AFG/projections.csv | 2021-08-29 | cumulative_infections | 3383521.53 | 3466662.78 | 3536291.58 | 3539662.29 | 3594976.79 | 3741702.04 | Surged Optimistic | Afghanistan | AFG | 2022-01-02 | v8 | TRUE
https://raw.githubusercontent.com/mrc-ide/global-lmic-reports/master/AFG/projections.csv | 2021-08-29 | cumulative_deaths | 5726.61 | 5838.68 | 5945.68 | 5956.32 | 6044.13 | 6314.41 | Surged Optimistic | Afghanistan | AFG | 2022-01-02 | v8 | TRUE
https://raw.githubusercontent.com/mrc-ide/global-lmic-reports/master/AFG/projections.csv | 2021-08-29 | Rt | 0.81 | 0.83 | 0.84 | 0.84 | 0.86 | 0.88 | Surged Optimistic | Afghanistan | AFG | 2022-01-02 | v8 | TRUE
https://raw.githubusercontent.com/mrc-ide/global-lmic-reports/master/AFG/projections.csv | 2021-08-29 | Reff | 0.71 | 0.72 | 0.73 | 0.74 | 0.75 | 0.77 | Surged Optimistic | Afghanistan | AFG | 2022-01-02 | v8 | TRUE
https://raw.githubusercontent.com/mrc-ide/global-lmic-reports/master/AFG/projections.csv | 2021-08-29 | infections | 1643.36 | 1810.01 | 1885.47 | 1874.15 | 1948.61 | 2054.35 | Surged Pessimistic | Afghanistan | AFG | 2022-01-02 | v8 | TRUE
https://raw.githubusercontent.com/mrc-ide/global-lmic-reports/master/AFG/projections.csv | 2021-08-29 | deaths | 7.24 | 7.7 | 8.05 | 8.13 | 8.56 | 9.15 | Surged Pessimistic | Afghanistan | AFG | 2022-01-02 | v8 | TRUE
https://raw.githubusercontent.com/mrc-ide/global-lmic-reports/master/AFG/projections.csv | 2021-08-29 | hospital_demand | 268.34 | 284.05 | 295.75 | 300.26 | 316.85 | 337.84 | Surged Pessimistic | Afghanistan | AFG | 2022-01-02 | v8 | TRUE
https://raw.githubusercontent.com/mrc-ide/global-lmic-reports/master/AFG/projections.csv | 2021-08-29 | ICU_demand | 136.17 | 144.65 | 149.7 | 151.51 | 159.2 | 169.17 | Surged Pessimistic | Afghanistan | AFG | 2022-01-02 | v8 | TRUE
https://raw.githubusercontent.com/mrc-ide/global-lmic-reports/master/AFG/projections.csv | 2021-08-29 | hospital_incidence | 16.86 | 17.97 | 18.73 | 19 | 19.81 | 21.05 | Surged Pessimistic | Afghanistan | AFG | 2022-01-02 | v8 | TRUE
https://raw.githubusercontent.com/mrc-ide/global-lmic-reports/master/AFG/projections.csv | 2021-08-29 | ICU_incidence | 5.08 | 5.41 | 5.64 | 5.72 | 5.97 | 6.34 | Surged Pessimistic | Afghanistan | AFG | 2022-01-02 | v8 | TRUE
https://raw.githubusercontent.com/mrc-ide/global-lmic-reports/master/AFG/projections.csv | 2021-08-29 | prevalence | 14035.65 | 15035.52 | 15845.18 | 15776.2 | 16326.56 | 17535.48 | Surged Pessimistic | Afghanistan | AFG | 2022-01-02 | v8 | TRUE
https://raw.githubusercontent.com/mrc-ide/global-lmic-reports/master/AFG/projections.csv | 2021-08-29 | cumulative_infections | 3383521.53 | 3466662.78 | 3536291.58 | 3539662.29 | 3594976.79 | 3741702.04 | Surged Pessimistic | Afghanistan | AFG | 2022-01-02 | v8 | TRUE
https://raw.githubusercontent.com/mrc-ide/global-lmic-reports/master/AFG/projections.csv | 2021-08-29 | cumulative_deaths | 5726.61 | 5838.68 | 5945.68 | 5956.32 | 6044.13 | 6314.41 | Surged Pessimistic | Afghanistan | AFG | 2022-01-02 | v8 | TRUE
https://raw.githubusercontent.com/mrc-ide/global-lmic-reports/master/AFG/projections.csv | 2021-08-29 | Rt | 0.81 | 0.83 | 0.84 | 0.84 | 0.86 | 0.88 | Surged Pessimistic | Afghanistan | AFG | 2022-01-02 | v8 | TRUE
https://raw.githubusercontent.com/mrc-ide/global-lmic-reports/master/AFG/projections.csv | 2021-08-29 | Reff | 0.71 | 0.72 | 0.73 | 0.74 | 0.75 | 0.77 | Surged Pessimistic | Afghanistan | AFG | 2022-01-02 | v8 | TRUE
https://raw.githubusercontent.com/mrc-ide/global-lmic-reports/master/AFG/projections.csv | 2021-08-29 | infections | 1643.36 | 1810.01 | 1885.47 | 1874.15 | 1948.61 | 2054.35 | Surged Relax Interventions 50% | Afghanistan | AFG | 2022-01-02 | v8 | TRUE
https://raw.githubusercontent.com/mrc-ide/global-lmic-reports/master/AFG/projections.csv | 2021-08-29 | deaths | 7.24 | 7.7 | 8.05 | 8.13 | 8.56 | 9.15 | Surged Relax Interventions 50% | Afghanistan | AFG | 2022-01-02 | v8 | TRUE
https://raw.githubusercontent.com/mrc-ide/global-lmic-reports/master/AFG/projections.csv | 2021-08-29 | hospital_demand | 268.34 | 284.05 | 295.75 | 300.26 | 316.85 | 337.84 | Surged Relax Interventions 50% | Afghanistan | AFG | 2022-01-02 | v8 | TRUE
https://raw.githubusercontent.com/mrc-ide/global-lmic-reports/master/AFG/projections.csv | 2021-08-29 | ICU_demand | 136.17 | 144.65 | 149.7 | 151.51 | 159.2 | 169.17 | Surged Relax Interventions 50% | Afghanistan | AFG | 2022-01-02 | v8 | TRUE
https://raw.githubusercontent.com/mrc-ide/global-lmic-reports/master/AFG/projections.csv | 2021-08-29 | hospital_incidence | 16.86 | 17.97 | 18.73 | 19 | 19.81 | 21.05 | Surged Relax Interventions 50% | Afghanistan | AFG | 2022-01-02 | v8 | TRUE
https://raw.githubusercontent.com/mrc-ide/global-lmic-reports/master/AFG/projections.csv | 2021-08-29 | ICU_incidence | 5.08 | 5.41 | 5.64 | 5.72 | 5.97 | 6.34 | Surged Relax Interventions 50% | Afghanistan | AFG | 2022-01-02 | v8 | TRUE
https://raw.githubusercontent.com/mrc-ide/global-lmic-reports/master/AFG/projections.csv | 2021-08-29 | prevalence | 14035.65 | 15035.52 | 15845.18 | 15776.2 | 16326.56 | 17535.48 | Surged Relax Interventions 50% | Afghanistan | AFG | 2022-01-02 | v8 | TRUE
https://raw.githubusercontent.com/mrc-ide/global-lmic-reports/master/AFG/projections.csv | 2021-08-29 | cumulative_infections | 3383521.53 | 3466662.78 | 3536291.58 | 3539662.29 | 3594976.79 | 3741702.04 | Surged Relax Interventions 50% | Afghanistan | AFG | 2022-01-02 | v8 | TRUE
https://raw.githubusercontent.com/mrc-ide/global-lmic-reports/master/AFG/projections.csv | 2021-08-29 | cumulative_deaths | 5726.61 | 5838.68 | 5945.68 | 5956.32 | 6044.13 | 6314.41 | Surged Relax Interventions 50% | Afghanistan | AFG | 2022-01-02 | v8 | TRUE
https://raw.githubusercontent.com/mrc-ide/global-lmic-reports/master/AFG/projections.csv | 2021-08-29 | Rt | 0.81 | 0.83 | 0.84 | 0.84 | 0.86 | 0.88 | Surged Relax Interventions 50% | Afghanistan | AFG | 2022-01-02 | v8 | TRUE
https://raw.githubusercontent.com/mrc-ide/global-lmic-reports/master/AFG/projections.csv | 2021-08-29 | Reff | 0.71 | 0.72 | 0.73 | 0.74 | 0.75 | 0.77 | Surged Relax Interventions 50% | Afghanistan | AFG | 2022-01-02 | v8 | TRUE
https://raw.githubusercontent.com/mrc-ide/global-lmic-reports/master/AFG/projections.csv | 2021-08-30 | infections | 1598.25 | 1716.64 | 1791.51 | 1806.46 | 1905.77 | 2066.37 | Additional 50% Reduction | Afghanistan | AFG | 2022-01-02 | v8 | TRUE
https://raw.githubusercontent.com/mrc-ide/global-lmic-reports/master/AFG/projections.csv | 2021-08-30 | deaths | 6.53 | 6.96 | 7.39 | 7.4 | 7.73 | 8.77 | Additional 50% Reduction | Afghanistan | AFG | 2022-01-02 | v8 | TRUE
https://raw.githubusercontent.com/mrc-ide/global-lmic-reports/master/AFG/projections.csv | 2021-08-30 | hospital_demand | 243.51 | 260.37 | 276.11 | 277.29 | 290.83 | 328.4 | Additional 50% Reduction | Afghanistan | AFG | 2022-01-02 | v8 | TRUE
https://raw.githubusercontent.com/mrc-ide/global-lmic-reports/master/AFG/projections.csv | 2021-08-30 | ICU_demand | 118.01 | 125.3 | 132.5 | 132.66 | 138.57 | 155.31 | Additional 50% Reduction | Afghanistan | AFG | 2022-01-02 | v8 | TRUE
https://raw.githubusercontent.com/mrc-ide/global-lmic-reports/master/AFG/projections.csv | 2021-08-30 | hospital_incidence | 15.58 | 16.6 | 17.51 | 17.69 | 18.76 | 20.33 | Additional 50% Reduction | Afghanistan | AFG | 2022-01-02 | v8 | TRUE
https://raw.githubusercontent.com/mrc-ide/global-lmic-reports/master/AFG/projections.csv | 2021-08-30 | ICU_incidence | 4.69 | 5 | 5.27 | 5.33 | 5.65 | 6.13 | Additional 50% Reduction | Afghanistan | AFG | 2022-01-02 | v8 | TRUE
https://raw.githubusercontent.com/mrc-ide/global-lmic-reports/master/AFG/projections.csv | 2021-08-30 | prevalence | 13105.47 | 14084.38 | 14787.68 | 14893.36 | 15732.18 | 17086.76 | Additional 50% Reduction | Afghanistan | AFG | 2022-01-02 | v8 | TRUE
https://raw.githubusercontent.com/mrc-ide/global-lmic-reports/master/AFG/projections.csv | 2021-08-30 | cumulative_infections | 3335885.41 | 3468740.37 | 3561210.52 | 3561215.62 | 3645494.84 | 3866456.68 | Additional 50% Reduction | Afghanistan | AFG | 2022-01-02 | v8 | TRUE
https://raw.githubusercontent.com/mrc-ide/global-lmic-reports/master/AFG/projections.csv | 2021-08-30 | cumulative_deaths | 6727.12 | 7083.95 | 7295.89 | 7284.12 | 7497.16 | 7990.72 | Additional 50% Reduction | Afghanistan | AFG | 2022-01-02 | v8 | TRUE
https://raw.githubusercontent.com/mrc-ide/global-lmic-reports/master/AFG/projections.csv | 2021-08-30 | Rt | 0.81 | 0.84 | 0.85 | 0.85 | 0.87 | 0.91 | Additional 50% Reduction | Afghanistan | AFG | 2022-01-02 | v8 | TRUE
https://raw.githubusercontent.com/mrc-ide/global-lmic-reports/master/AFG/projections.csv | 2021-08-30 | Reff | 0.7 | 0.73 | 0.74 | 0.74 | 0.76 | 0.79 | Additional 50% Reduction | Afghanistan | AFG | 2022-01-02 | v8 | TRUE
https://raw.githubusercontent.com/mrc-ide/global-lmic-reports/master/AFG/projections.csv | 2021-08-30 | infections | 1598.25 | 1716.64 | 1791.51 | 1806.46 | 1905.77 | 2066.37 | Maintain Status Quo | Afghanistan | AFG | 2022-01-02 | v8 | TRUE
https://raw.githubusercontent.com/mrc-ide/global-lmic-reports/master/AFG/projections.csv | 2021-08-30 | deaths | 6.53 | 6.96 | 7.39 | 7.4 | 7.73 | 8.77 | Maintain Status Quo | Afghanistan | AFG | 2022-01-02 | v8 | TRUE
https://raw.githubusercontent.com/mrc-ide/global-lmic-reports/master/AFG/projections.csv | 2021-08-30 | hospital_demand | 243.51 | 260.37 | 276.11 | 277.29 | 290.83 | 328.4 | Maintain Status Quo | Afghanistan | AFG | 2022-01-02 | v8 | TRUE
https://raw.githubusercontent.com/mrc-ide/global-lmic-reports/master/AFG/projections.csv | 2021-08-30 | ICU_demand | 118.01 | 125.3 | 132.5 | 132.66 | 138.57 | 155.31 | Maintain Status Quo | Afghanistan | AFG | 2022-01-02 | v8 | TRUE
https://raw.githubusercontent.com/mrc-ide/global-lmic-reports/master/AFG/projections.csv | 2021-08-30 | hospital_incidence | 15.58 | 16.6 | 17.51 | 17.69 | 18.76 | 20.33 | Maintain Status Quo | Afghanistan | AFG | 2022-01-02 | v8 | TRUE
https://raw.githubusercontent.com/mrc-ide/global-lmic-reports/master/AFG/projections.csv | 2021-08-30 | ICU_incidence | 4.69 | 5 | 5.27 | 5.33 | 5.65 | 6.13 | Maintain Status Quo | Afghanistan | AFG | 2022-01-02 | v8 | TRUE
https://raw.githubusercontent.com/mrc-ide/global-lmic-reports/master/AFG/projections.csv | 2021-08-30 | prevalence | 13105.47 | 14084.38 | 14787.68 | 14893.36 | 15732.18 | 17086.76 | Maintain Status Quo | Afghanistan | AFG | 2022-01-02 | v8 | TRUE
https://raw.githubusercontent.com/mrc-ide/global-lmic-reports/master/AFG/projections.csv | 2021-08-30 | cumulative_infections | 3335885.41 | 3468740.37 | 3561210.52 | 3561215.62 | 3645494.84 | 3866456.68 | Maintain Status Quo | Afghanistan | AFG | 2022-01-02 | v8 | TRUE
https://raw.githubusercontent.com/mrc-ide/global-lmic-reports/master/AFG/projections.csv | 2021-08-30 | cumulative_deaths | 6727.12 | 7083.95 | 7295.89 | 7284.12 | 7497.16 | 7990.72 | Maintain Status Quo | Afghanistan | AFG | 2022-01-02 | v8 | TRUE
https://raw.githubusercontent.com/mrc-ide/global-lmic-reports/master/AFG/projections.csv | 2021-08-30 | Rt | 0.81 | 0.84 | 0.85 | 0.85 | 0.87 | 0.91 | Maintain Status Quo | Afghanistan | AFG | 2022-01-02 | v8 | TRUE
https://raw.githubusercontent.com/mrc-ide/global-lmic-reports/master/AFG/projections.csv | 2021-08-30 | Reff | 0.7 | 0.73 | 0.74 | 0.74 | 0.76 | 0.79 | Maintain Status Quo | Afghanistan | AFG | 2022-01-02 | v8 | TRUE
https://raw.githubusercontent.com/mrc-ide/global-lmic-reports/master/AFG/projections.csv | 2021-08-30 | infections | 1598.25 | 1716.64 | 1791.51 | 1806.46 | 1905.77 | 2066.37 | Optimistic | Afghanistan | AFG | 2022-01-02 | v8 | TRUE
https://raw.githubusercontent.com/mrc-ide/global-lmic-reports/master/AFG/projections.csv | 2021-08-30 | deaths | 6.53 | 6.96 | 7.39 | 7.4 | 7.73 | 8.77 | Optimistic | Afghanistan | AFG | 2022-01-02 | v8 | TRUE
https://raw.githubusercontent.com/mrc-ide/global-lmic-reports/master/AFG/projections.csv | 2021-08-30 | hospital_demand | 243.51 | 260.37 | 276.11 | 277.29 | 290.83 | 328.4 | Optimistic | Afghanistan | AFG | 2022-01-02 | v8 | TRUE
https://raw.githubusercontent.com/mrc-ide/global-lmic-reports/master/AFG/projections.csv | 2021-08-30 | ICU_demand | 118.01 | 125.3 | 132.5 | 132.66 | 138.57 | 155.31 | Optimistic | Afghanistan | AFG | 2022-01-02 | v8 | TRUE
https://raw.githubusercontent.com/mrc-ide/global-lmic-reports/master/AFG/projections.csv | 2021-08-30 | hospital_incidence | 15.58 | 16.6 | 17.51 | 17.69 | 18.76 | 20.33 | Optimistic | Afghanistan | AFG | 2022-01-02 | v8 | TRUE
https://raw.githubusercontent.com/mrc-ide/global-lmic-reports/master/AFG/projections.csv | 2021-08-30 | ICU_incidence | 4.69 | 5 | 5.27 | 5.33 | 5.65 | 6.13 | Optimistic | Afghanistan | AFG | 2022-01-02 | v8 | TRUE
https://raw.githubusercontent.com/mrc-ide/global-lmic-reports/master/AFG/projections.csv | 2021-08-30 | prevalence | 13105.47 | 14084.38 | 14787.68 | 14893.36 | 15732.18 | 17086.76 | Optimistic | Afghanistan | AFG | 2022-01-02 | v8 | TRUE
https://raw.githubusercontent.com/mrc-ide/global-lmic-reports/master/AFG/projections.csv | 2021-08-30 | cumulative_infections | 3335885.41 | 3468740.37 | 3561210.52 | 3561215.62 | 3645494.84 | 3866456.68 | Optimistic | Afghanistan | AFG | 2022-01-02 | v8 | TRUE
https://raw.githubusercontent.com/mrc-ide/global-lmic-reports/master/AFG/projections.csv | 2021-08-30 | cumulative_deaths | 6727.12 | 7083.95 | 7295.89 | 7284.12 | 7497.16 | 7990.72 | Optimistic | Afghanistan | AFG | 2022-01-02 | v8 | TRUE
https://raw.githubusercontent.com/mrc-ide/global-lmic-reports/master/AFG/projections.csv | 2021-08-30 | Rt | 0.81 | 0.84 | 0.85 | 0.85 | 0.87 | 0.91 | Optimistic | Afghanistan | AFG | 2022-01-02 | v8 | TRUE
https://raw.githubusercontent.com/mrc-ide/global-lmic-reports/master/AFG/projections.csv | 2021-08-30 | Reff | 0.7 | 0.73 | 0.74 | 0.74 | 0.76 | 0.79 | Optimistic | Afghanistan | AFG | 2022-01-02 | v8 | TRUE
https://raw.githubusercontent.com/mrc-ide/global-lmic-reports/master/AFG/projections.csv | 2021-08-30 | infections | 1598.25 | 1716.64 | 1791.51 | 1806.46 | 1905.77 | 2066.37 | Pessimistic | Afghanistan | AFG | 2022-01-02 | v8 | TRUE
https://raw.githubusercontent.com/mrc-ide/global-lmic-reports/master/AFG/projections.csv | 2021-08-30 | deaths | 6.53 | 6.96 | 7.39 | 7.4 | 7.73 | 8.77 | Pessimistic | Afghanistan | AFG | 2022-01-02 | v8 | TRUE
https://raw.githubusercontent.com/mrc-ide/global-lmic-reports/master/AFG/projections.csv | 2021-08-30 | hospital_demand | 243.51 | 260.37 | 276.11 | 277.29 | 290.83 | 328.4 | Pessimistic | Afghanistan | AFG | 2022-01-02 | v8 | TRUE
https://raw.githubusercontent.com/mrc-ide/global-lmic-reports/master/AFG/projections.csv | 2021-08-30 | ICU_demand | 118.01 | 125.3 | 132.5 | 132.66 | 138.57 | 155.31 | Pessimistic | Afghanistan | AFG | 2022-01-02 | v8 | TRUE
https://raw.githubusercontent.com/mrc-ide/global-lmic-reports/master/AFG/projections.csv | 2021-08-30 | hospital_incidence | 15.58 | 16.6 | 17.51 | 17.69 | 18.76 | 20.33 | Pessimistic | Afghanistan | AFG | 2022-01-02 | v8 | TRUE
https://raw.githubusercontent.com/mrc-ide/global-lmic-reports/master/AFG/projections.csv | 2021-08-30 | ICU_incidence | 4.69 | 5 | 5.27 | 5.33 | 5.65 | 6.13 | Pessimistic | Afghanistan | AFG | 2022-01-02 | v8 | TRUE
https://raw.githubusercontent.com/mrc-ide/global-lmic-reports/master/AFG/projections.csv | 2021-08-30 | prevalence | 13105.47 | 14084.38 | 14787.68 | 14893.36 | 15732.18 | 17086.76 | Pessimistic | Afghanistan | AFG | 2022-01-02 | v8 | TRUE
https://raw.githubusercontent.com/mrc-ide/global-lmic-reports/master/AFG/projections.csv | 2021-08-30 | cumulative_infections | 3335885.41 | 3468740.37 | 3561210.52 | 3561215.62 | 3645494.84 | 3866456.68 | Pessimistic | Afghanistan | AFG | 2022-01-02 | v8 | TRUE
https://raw.githubusercontent.com/mrc-ide/global-lmic-reports/master/AFG/projections.csv | 2021-08-30 | cumulative_deaths | 6727.12 | 7083.95 | 7295.89 | 7284.12 | 7497.16 | 7990.72 | Pessimistic | Afghanistan | AFG | 2022-01-02 | v8 | TRUE
https://raw.githubusercontent.com/mrc-ide/global-lmic-reports/master/AFG/projections.csv | 2021-08-30 | Rt | 0.81 | 0.84 | 0.85 | 0.85 | 0.87 | 0.91 | Pessimistic | Afghanistan | AFG | 2022-01-02 | v8 | TRUE
https://raw.githubusercontent.com/mrc-ide/global-lmic-reports/master/AFG/projections.csv | 2021-08-30 | Reff | 0.7 | 0.73 | 0.74 | 0.74 | 0.76 | 0.79 | Pessimistic | Afghanistan | AFG | 2022-01-02 | v8 | TRUE
https://raw.githubusercontent.com/mrc-ide/global-lmic-reports/master/AFG/projections.csv | 2021-08-30 | infections | 1598.25 | 1716.64 | 1791.51 | 1806.46 | 1905.77 | 2066.37 | Relax Interventions 50% | Afghanistan | AFG | 2022-01-02 | v8 | TRUE
https://raw.githubusercontent.com/mrc-ide/global-lmic-reports/master/AFG/projections.csv | 2021-08-30 | deaths | 6.53 | 6.96 | 7.39 | 7.4 | 7.73 | 8.77 | Relax Interventions 50% | Afghanistan | AFG | 2022-01-02 | v8 | TRUE
https://raw.githubusercontent.com/mrc-ide/global-lmic-reports/master/AFG/projections.csv | 2021-08-30 | hospital_demand | 243.51 | 260.37 | 276.11 | 277.29 | 290.83 | 328.4 | Relax Interventions 50% | Afghanistan | AFG | 2022-01-02 | v8 | TRUE
https://raw.githubusercontent.com/mrc-ide/global-lmic-reports/master/AFG/projections.csv | 2021-08-30 | ICU_demand | 118.01 | 125.3 | 132.5 | 132.66 | 138.57 | 155.31 | Relax Interventions 50% | Afghanistan | AFG | 2022-01-02 | v8 | TRUE
https://raw.githubusercontent.com/mrc-ide/global-lmic-reports/master/AFG/projections.csv | 2021-08-30 | hospital_incidence | 15.58 | 16.6 | 17.51 | 17.69 | 18.76 | 20.33 | Relax Interventions 50% | Afghanistan | AFG | 2022-01-02 | v8 | TRUE
https://raw.githubusercontent.com/mrc-ide/global-lmic-reports/master/AFG/projections.csv | 2021-08-30 | ICU_incidence | 4.69 | 5 | 5.27 | 5.33 | 5.65 | 6.13 | Relax Interventions 50% | Afghanistan | AFG | 2022-01-02 | v8 | TRUE
https://raw.githubusercontent.com/mrc-ide/global-lmic-reports/master/AFG/projections.csv | 2021-08-30 | prevalence | 13105.47 | 14084.38 | 14787.68 | 14893.36 | 15732.18 | 17086.76 | Relax Interventions 50% | Afghanistan | AFG | 2022-01-02 | v8 | TRUE
https://raw.githubusercontent.com/mrc-ide/global-lmic-reports/master/AFG/projections.csv | 2021-08-30 | cumulative_infections | 3335885.41 | 3468740.37 | 3561210.52 | 3561215.62 | 3645494.84 | 3866456.68 | Relax Interventions 50% | Afghanistan | AFG | 2022-01-02 | v8 | TRUE
https://raw.githubusercontent.com/mrc-ide/global-lmic-reports/master/AFG/projections.csv | 2021-08-30 | cumulative_deaths | 6727.12 | 7083.95 | 7295.89 | 7284.12 | 7497.16 | 7990.72 | Relax Interventions 50% | Afghanistan | AFG | 2022-01-02 | v8 | TRUE
https://raw.githubusercontent.com/mrc-ide/global-lmic-reports/master/AFG/projections.csv | 2021-08-30 | Rt | 0.81 | 0.84 | 0.85 | 0.85 | 0.87 | 0.91 | Relax Interventions 50% | Afghanistan | AFG | 2022-01-02 | v8 | TRUE
https://raw.githubusercontent.com/mrc-ide/global-lmic-reports/master/AFG/projections.csv | 2021-08-30 | Reff | 0.7 | 0.73 | 0.74 | 0.74 | 0.76 | 0.79 | Relax Interventions 50% | Afghanistan | AFG | 2022-01-02 | v8 | TRUE
https://raw.githubusercontent.com/mrc-ide/global-lmic-reports/master/AFG/projections.csv | 2021-08-30 | infections | 1600.98 | 1772.35 | 1834.39 | 1831.18 | 1901.63 | 2034.79 | Surged Additional 50% Reduction | Afghanistan | AFG | 2022-01-02 | v8 | TRUE
https://raw.githubusercontent.com/mrc-ide/global-lmic-reports/master/AFG/projections.csv | 2021-08-30 | deaths | 6.87 | 7.3 | 7.62 | 7.71 | 8.14 | 8.67 | Surged Additional 50% Reduction | Afghanistan | AFG | 2022-01-02 | v8 | TRUE
https://raw.githubusercontent.com/mrc-ide/global-lmic-reports/master/AFG/projections.csv | 2021-08-30 | hospital_demand | 254.05 | 269.21 | 279.59 | 283.76 | 298.93 | 318.87 | Surged Additional 50% Reduction | Afghanistan | AFG | 2022-01-02 | v8 | TRUE
https://raw.githubusercontent.com/mrc-ide/global-lmic-reports/master/AFG/projections.csv | 2021-08-30 | ICU_demand | 129 | 137.03 | 141.95 | 143.68 | 151.3 | 160.4 | Surged Additional 50% Reduction | Afghanistan | AFG | 2022-01-02 | v8 | TRUE
https://raw.githubusercontent.com/mrc-ide/global-lmic-reports/master/AFG/projections.csv | 2021-08-30 | hospital_incidence | 15.91 | 16.92 | 17.71 | 17.89 | 18.6 | 19.75 | Surged Additional 50% Reduction | Afghanistan | AFG | 2022-01-02 | v8 | TRUE
https://raw.githubusercontent.com/mrc-ide/global-lmic-reports/master/AFG/projections.csv | 2021-08-30 | ICU_incidence | 4.79 | 5.1 | 5.34 | 5.39 | 5.61 | 5.95 | Surged Additional 50% Reduction | Afghanistan | AFG | 2022-01-02 | v8 | TRUE
https://raw.githubusercontent.com/mrc-ide/global-lmic-reports/master/AFG/projections.csv | 2021-08-30 | prevalence | 13406.27 | 14425.49 | 15166.33 | 15086.41 | 15613.17 | 16829.17 | Surged Additional 50% Reduction | Afghanistan | AFG | 2022-01-02 | v8 | TRUE
https://raw.githubusercontent.com/mrc-ide/global-lmic-reports/master/AFG/projections.csv | 2021-08-30 | cumulative_infections | 3385271.85 | 3468483.23 | 3538061.91 | 3541493.47 | 3596791.5 | 3743460.79 | Surged Additional 50% Reduction | Afghanistan | AFG | 2022-01-02 | v8 | TRUE
https://raw.githubusercontent.com/mrc-ide/global-lmic-reports/master/AFG/projections.csv | 2021-08-30 | cumulative_deaths | 5734.42 | 5846.64 | 5953.5 | 5964.03 | 6052.34 | 6321.63 | Surged Additional 50% Reduction | Afghanistan | AFG | 2022-01-02 | v8 | TRUE
https://raw.githubusercontent.com/mrc-ide/global-lmic-reports/master/AFG/projections.csv | 2021-08-30 | Rt | 0.82 | 0.84 | 0.85 | 0.85 | 0.87 | 0.89 | Surged Additional 50% Reduction | Afghanistan | AFG | 2022-01-02 | v8 | TRUE
https://raw.githubusercontent.com/mrc-ide/global-lmic-reports/master/AFG/projections.csv | 2021-08-30 | Reff | 0.72 | 0.73 | 0.74 | 0.75 | 0.76 | 0.77 | Surged Additional 50% Reduction | Afghanistan | AFG | 2022-01-02 | v8 | TRUE
https://raw.githubusercontent.com/mrc-ide/global-lmic-reports/master/AFG/projections.csv | 2021-08-30 | infections | 1600.98 | 1772.35 | 1834.39 | 1831.18 | 1901.63 | 2034.79 | Surged Maintain Status Quo | Afghanistan | AFG | 2022-01-02 | v8 | TRUE
https://raw.githubusercontent.com/mrc-ide/global-lmic-reports/master/AFG/projections.csv | 2021-08-30 | deaths | 6.87 | 7.3 | 7.62 | 7.71 | 8.14 | 8.67 | Surged Maintain Status Quo | Afghanistan | AFG | 2022-01-02 | v8 | TRUE
https://raw.githubusercontent.com/mrc-ide/global-lmic-reports/master/AFG/projections.csv | 2021-08-30 | hospital_demand | 254.05 | 269.21 | 279.59 | 283.76 | 298.93 | 318.87 | Surged Maintain Status Quo | Afghanistan | AFG | 2022-01-02 | v8 | TRUE
https://raw.githubusercontent.com/mrc-ide/global-lmic-reports/master/AFG/projections.csv | 2021-08-30 | ICU_demand | 129 | 137.03 | 141.95 | 143.68 | 151.3 | 160.4 | Surged Maintain Status Quo | Afghanistan | AFG | 2022-01-02 | v8 | TRUE
https://raw.githubusercontent.com/mrc-ide/global-lmic-reports/master/AFG/projections.csv | 2021-08-30 | hospital_incidence | 15.91 | 16.92 | 17.71 | 17.89 | 18.6 | 19.75 | Surged Maintain Status Quo | Afghanistan | AFG | 2022-01-02 | v8 | TRUE
https://raw.githubusercontent.com/mrc-ide/global-lmic-reports/master/AFG/projections.csv | 2021-08-30 | ICU_incidence | 4.79 | 5.1 | 5.34 | 5.39 | 5.61 | 5.95 | Surged Maintain Status Quo | Afghanistan | AFG | 2022-01-02 | v8 | TRUE
https://raw.githubusercontent.com/mrc-ide/global-lmic-reports/master/AFG/projections.csv | 2021-08-30 | prevalence | 13406.27 | 14425.49 | 15166.33 | 15086.41 | 15613.17 | 16829.17 | Surged Maintain Status Quo | Afghanistan | AFG | 2022-01-02 | v8 | TRUE
https://raw.githubusercontent.com/mrc-ide/global-lmic-reports/master/AFG/projections.csv | 2021-08-30 | cumulative_infections | 3385271.85 | 3468483.23 | 3538061.91 | 3541493.47 | 3596791.5 | 3743460.79 | Surged Maintain Status Quo | Afghanistan | AFG | 2022-01-02 | v8 | TRUE
https://raw.githubusercontent.com/mrc-ide/global-lmic-reports/master/AFG/projections.csv | 2021-08-30 | cumulative_deaths | 5734.42 | 5846.64 | 5953.5 | 5964.03 | 6052.34 | 6321.63 | Surged Maintain Status Quo | Afghanistan | AFG | 2022-01-02 | v8 | TRUE
https://raw.githubusercontent.com/mrc-ide/global-lmic-reports/master/AFG/projections.csv | 2021-08-30 | Rt | 0.82 | 0.84 | 0.85 | 0.85 | 0.87 | 0.89 | Surged Maintain Status Quo | Afghanistan | AFG | 2022-01-02 | v8 | TRUE
https://raw.githubusercontent.com/mrc-ide/global-lmic-reports/master/AFG/projections.csv | 2021-08-30 | Reff | 0.72 | 0.73 | 0.74 | 0.75 | 0.76 | 0.77 | Surged Maintain Status Quo | Afghanistan | AFG | 2022-01-02 | v8 | TRUE
https://raw.githubusercontent.com/mrc-ide/global-lmic-reports/master/AFG/projections.csv | 2021-08-30 | infections | 1600.98 | 1772.35 | 1834.39 | 1831.18 | 1901.63 | 2034.79 | Surged Optimistic | Afghanistan | AFG | 2022-01-02 | v8 | TRUE
https://raw.githubusercontent.com/mrc-ide/global-lmic-reports/master/AFG/projections.csv | 2021-08-30 | deaths | 6.87 | 7.3 | 7.62 | 7.71 | 8.14 | 8.67 | Surged Optimistic | Afghanistan | AFG | 2022-01-02 | v8 | TRUE
https://raw.githubusercontent.com/mrc-ide/global-lmic-reports/master/AFG/projections.csv | 2021-08-30 | hospital_demand | 254.05 | 269.21 | 279.59 | 283.76 | 298.93 | 318.87 | Surged Optimistic | Afghanistan | AFG | 2022-01-02 | v8 | TRUE
https://raw.githubusercontent.com/mrc-ide/global-lmic-reports/master/AFG/projections.csv | 2021-08-30 | ICU_demand | 129 | 137.03 | 141.95 | 143.68 | 151.3 | 160.4 | Surged Optimistic | Afghanistan | AFG | 2022-01-02 | v8 | TRUE
https://raw.githubusercontent.com/mrc-ide/global-lmic-reports/master/AFG/projections.csv | 2021-08-30 | hospital_incidence | 15.91 | 16.92 | 17.71 | 17.89 | 18.6 | 19.75 | Surged Optimistic | Afghanistan | AFG | 2022-01-02 | v8 | TRUE
https://raw.githubusercontent.com/mrc-ide/global-lmic-reports/master/AFG/projections.csv | 2021-08-30 | ICU_incidence | 4.79 | 5.1 | 5.34 | 5.39 | 5.61 | 5.95 | Surged Optimistic | Afghanistan | AFG | 2022-01-02 | v8 | TRUE
https://raw.githubusercontent.com/mrc-ide/global-lmic-reports/master/AFG/projections.csv | 2021-08-30 | prevalence | 13406.27 | 14425.49 | 15166.33 | 15086.41 | 15613.17 | 16829.17 | Surged Optimistic | Afghanistan | AFG | 2022-01-02 | v8 | TRUE
https://raw.githubusercontent.com/mrc-ide/global-lmic-reports/master/AFG/projections.csv | 2021-08-30 | cumulative_infections | 3385271.85 | 3468483.23 | 3538061.91 | 3541493.47 | 3596791.5 | 3743460.79 | Surged Optimistic | Afghanistan | AFG | 2022-01-02 | v8 | TRUE
https://raw.githubusercontent.com/mrc-ide/global-lmic-reports/master/AFG/projections.csv | 2021-08-30 | cumulative_deaths | 5734.42 | 5846.64 | 5953.5 | 5964.03 | 6052.34 | 6321.63 | Surged Optimistic | Afghanistan | AFG | 2022-01-02 | v8 | TRUE
https://raw.githubusercontent.com/mrc-ide/global-lmic-reports/master/AFG/projections.csv | 2021-08-30 | Rt | 0.82 | 0.84 | 0.85 | 0.85 | 0.87 | 0.89 | Surged Optimistic | Afghanistan | AFG | 2022-01-02 | v8 | TRUE
https://raw.githubusercontent.com/mrc-ide/global-lmic-reports/master/AFG/projections.csv | 2021-08-30 | Reff | 0.72 | 0.73 | 0.74 | 0.75 | 0.76 | 0.77 | Surged Optimistic | Afghanistan | AFG | 2022-01-02 | v8 | TRUE
https://raw.githubusercontent.com/mrc-ide/global-lmic-reports/master/AFG/projections.csv | 2021-08-30 | infections | 1600.98 | 1772.35 | 1834.39 | 1831.18 | 1901.63 | 2034.79 | Surged Pessimistic | Afghanistan | AFG | 2022-01-02 | v8 | TRUE
https://raw.githubusercontent.com/mrc-ide/global-lmic-reports/master/AFG/projections.csv | 2021-08-30 | deaths | 6.87 | 7.3 | 7.62 | 7.71 | 8.14 | 8.67 | Surged Pessimistic | Afghanistan | AFG | 2022-01-02 | v8 | TRUE
https://raw.githubusercontent.com/mrc-ide/global-lmic-reports/master/AFG/projections.csv | 2021-08-30 | hospital_demand | 254.05 | 269.21 | 279.59 | 283.76 | 298.93 | 318.87 | Surged Pessimistic | Afghanistan | AFG | 2022-01-02 | v8 | TRUE
https://raw.githubusercontent.com/mrc-ide/global-lmic-reports/master/AFG/projections.csv | 2021-08-30 | ICU_demand | 129 | 137.03 | 141.95 | 143.68 | 151.3 | 160.4 | Surged Pessimistic | Afghanistan | AFG | 2022-01-02 | v8 | TRUE
https://raw.githubusercontent.com/mrc-ide/global-lmic-reports/master/AFG/projections.csv | 2021-08-30 | hospital_incidence | 15.91 | 16.92 | 17.71 | 17.89 | 18.6 | 19.75 | Surged Pessimistic | Afghanistan | AFG | 2022-01-02 | v8 | TRUE
https://raw.githubusercontent.com/mrc-ide/global-lmic-reports/master/AFG/projections.csv | 2021-08-30 | ICU_incidence | 4.79 | 5.1 | 5.34 | 5.39 | 5.61 | 5.95 | Surged Pessimistic | Afghanistan | AFG | 2022-01-02 | v8 | TRUE
https://raw.githubusercontent.com/mrc-ide/global-lmic-reports/master/AFG/projections.csv | 2021-08-30 | prevalence | 13406.27 | 14425.49 | 15166.33 | 15086.41 | 15613.17 | 16829.17 | Surged Pessimistic | Afghanistan | AFG | 2022-01-02 | v8 | TRUE
https://raw.githubusercontent.com/mrc-ide/global-lmic-reports/master/AFG/projections.csv | 2021-08-30 | cumulative_infections | 3385271.85 | 3468483.23 | 3538061.91 | 3541493.47 | 3596791.5 | 3743460.79 | Surged Pessimistic | Afghanistan | AFG | 2022-01-02 | v8 | TRUE
https://raw.githubusercontent.com/mrc-ide/global-lmic-reports/master/AFG/projections.csv | 2021-08-30 | cumulative_deaths | 5734.42 | 5846.64 | 5953.5 | 5964.03 | 6052.34 | 6321.63 | Surged Pessimistic | Afghanistan | AFG | 2022-01-02 | v8 | TRUE
https://raw.githubusercontent.com/mrc-ide/global-lmic-reports/master/AFG/projections.csv | 2021-08-30 | Rt | 0.82 | 0.84 | 0.85 | 0.85 | 0.87 | 0.89 | Surged Pessimistic | Afghanistan | AFG | 2022-01-02 | v8 | TRUE
https://raw.githubusercontent.com/mrc-ide/global-lmic-reports/master/AFG/projections.csv | 2021-08-30 | Reff | 0.72 | 0.73 | 0.74 | 0.75 | 0.76 | 0.77 | Surged Pessimistic | Afghanistan | AFG | 2022-01-02 | v8 | TRUE
https://raw.githubusercontent.com/mrc-ide/global-lmic-reports/master/AFG/projections.csv | 2021-08-30 | infections | 1600.98 | 1772.35 | 1834.39 | 1831.18 | 1901.63 | 2034.79 | Surged Relax Interventions 50% | Afghanistan | AFG | 2022-01-02 | v8 | TRUE
https://raw.githubusercontent.com/mrc-ide/global-lmic-reports/master/AFG/projections.csv | 2021-08-30 | deaths | 6.87 | 7.3 | 7.62 | 7.71 | 8.14 | 8.67 | Surged Relax Interventions 50% | Afghanistan | AFG | 2022-01-02 | v8 | TRUE
https://raw.githubusercontent.com/mrc-ide/global-lmic-reports/master/AFG/projections.csv | 2021-08-30 | hospital_demand | 254.05 | 269.21 | 279.59 | 283.76 | 298.93 | 318.87 | Surged Relax Interventions 50% | Afghanistan | AFG | 2022-01-02 | v8 | TRUE
https://raw.githubusercontent.com/mrc-ide/global-lmic-reports/master/AFG/projections.csv | 2021-08-30 | ICU_demand | 129 | 137.03 | 141.95 | 143.68 | 151.3 | 160.4 | Surged Relax Interventions 50% | Afghanistan | AFG | 2022-01-02 | v8 | TRUE
https://raw.githubusercontent.com/mrc-ide/global-lmic-reports/master/AFG/projections.csv | 2021-08-30 | hospital_incidence | 15.91 | 16.92 | 17.71 | 17.89 | 18.6 | 19.75 | Surged Relax Interventions 50% | Afghanistan | AFG | 2022-01-02 | v8 | TRUE
https://raw.githubusercontent.com/mrc-ide/global-lmic-reports/master/AFG/projections.csv | 2021-08-30 | ICU_incidence | 4.79 | 5.1 | 5.34 | 5.39 | 5.61 | 5.95 | Surged Relax Interventions 50% | Afghanistan | AFG | 2022-01-02 | v8 | TRUE
https://raw.githubusercontent.com/mrc-ide/global-lmic-reports/master/AFG/projections.csv | 2021-08-30 | prevalence | 13406.27 | 14425.49 | 15166.33 | 15086.41 | 15613.17 | 16829.17 | Surged Relax Interventions 50% | Afghanistan | AFG | 2022-01-02 | v8 | TRUE
https://raw.githubusercontent.com/mrc-ide/global-lmic-reports/master/AFG/projections.csv | 2021-08-30 | cumulative_infections | 3385271.85 | 3468483.23 | 3538061.91 | 3541493.47 | 3596791.5 | 3743460.79 | Surged Relax Interventions 50% | Afghanistan | AFG | 2022-01-02 | v8 | TRUE
https://raw.githubusercontent.com/mrc-ide/global-lmic-reports/master/AFG/projections.csv | 2021-08-30 | cumulative_deaths | 5734.42 | 5846.64 | 5953.5 | 5964.03 | 6052.34 | 6321.63 | Surged Relax Interventions 50% | Afghanistan | AFG | 2022-01-02 | v8 | TRUE
https://raw.githubusercontent.com/mrc-ide/global-lmic-reports/master/AFG/projections.csv | 2021-08-30 | Rt | 0.82 | 0.84 | 0.85 | 0.85 | 0.87 | 0.89 | Surged Relax Interventions 50% | Afghanistan | AFG | 2022-01-02 | v8 | TRUE
https://raw.githubusercontent.com/mrc-ide/global-lmic-reports/master/AFG/projections.csv | 2021-08-30 | Reff | 0.72 | 0.73 | 0.74 | 0.75 | 0.76 | 0.77 | Surged Relax Interventions 50% | Afghanistan | AFG | 2022-01-02 | v8 | TRUE
https://raw.githubusercontent.com/mrc-ide/global-lmic-reports/master/AFG/projections.csv | 2021-08-31 | infections | 1534.9 | 1652.52 | 1727.93 | 1741.55 | 1836.51 | 1994.94 | Additional 50% Reduction | Afghanistan | AFG | 2022-01-02 | v8 | TRUE
https://raw.githubusercontent.com/mrc-ide/global-lmic-reports/master/AFG/projections.csv | 2021-08-31 | deaths | 6.2 | 6.62 | 7.02 | 7.03 | 7.36 | 8.33 | Additional 50% Reduction | Afghanistan | AFG | 2022-01-02 | v8 | TRUE
https://raw.githubusercontent.com/mrc-ide/global-lmic-reports/master/AFG/projections.csv | 2021-08-31 | hospital_demand | 230.34 | 246.01 | 260.89 | 262.11 | 275.18 | 309.46 | Additional 50% Reduction | Afghanistan | AFG | 2022-01-02 | v8 | TRUE
https://raw.githubusercontent.com/mrc-ide/global-lmic-reports/master/AFG/projections.csv | 2021-08-31 | ICU_demand | 112.32 | 119.26 | 126.13 | 126.34 | 131.95 | 147.78 | Additional 50% Reduction | Afghanistan | AFG | 2022-01-02 | v8 | TRUE
https://raw.githubusercontent.com/mrc-ide/global-lmic-reports/master/AFG/projections.csv | 2021-08-31 | hospital_incidence | 14.71 | 15.75 | 16.52 | 16.71 | 17.72 | 19.1 | Additional 50% Reduction | Afghanistan | AFG | 2022-01-02 | v8 | TRUE
https://raw.githubusercontent.com/mrc-ide/global-lmic-reports/master/AFG/projections.csv | 2021-08-31 | ICU_incidence | 4.43 | 4.74 | 4.98 | 5.03 | 5.34 | 5.76 | Additional 50% Reduction | Afghanistan | AFG | 2022-01-02 | v8 | TRUE
https://raw.githubusercontent.com/mrc-ide/global-lmic-reports/master/AFG/projections.csv | 2021-08-31 | prevalence | 12551.18 | 13498.85 | 14213.59 | 14266.77 | 15066.61 | 16414.45 | Additional 50% Reduction | Afghanistan | AFG | 2022-01-02 | v8 | TRUE
https://raw.githubusercontent.com/mrc-ide/global-lmic-reports/master/AFG/projections.csv | 2021-08-31 | cumulative_infections | 3337666.45 | 3470395.13 | 3563046.98 | 3562957.17 | 3647239.63 | 3868373.89 | Additional 50% Reduction | Afghanistan | AFG | 2022-01-02 | v8 | TRUE
https://raw.githubusercontent.com/mrc-ide/global-lmic-reports/master/AFG/projections.csv | 2021-08-31 | cumulative_deaths | 6735.28 | 7090.48 | 7302.94 | 7291.16 | 7504.47 | 7998.06 | Additional 50% Reduction | Afghanistan | AFG | 2022-01-02 | v8 | TRUE
https://raw.githubusercontent.com/mrc-ide/global-lmic-reports/master/AFG/projections.csv | 2021-08-31 | Rt | 0.79 | 0.83 | 0.84 | 0.84 | 0.85 | 0.89 | Additional 50% Reduction | Afghanistan | AFG | 2022-01-02 | v8 | TRUE
https://raw.githubusercontent.com/mrc-ide/global-lmic-reports/master/AFG/projections.csv | 2021-08-31 | Reff | 0.69 | 0.72 | 0.73 | 0.73 | 0.74 | 0.78 | Additional 50% Reduction | Afghanistan | AFG | 2022-01-02 | v8 | TRUE
https://raw.githubusercontent.com/mrc-ide/global-lmic-reports/master/AFG/projections.csv | 2021-08-31 | infections | 1534.9 | 1652.52 | 1727.93 | 1741.55 | 1836.51 | 1994.94 | Maintain Status Quo | Afghanistan | AFG | 2022-01-02 | v8 | TRUE
https://raw.githubusercontent.com/mrc-ide/global-lmic-reports/master/AFG/projections.csv | 2021-08-31 | deaths | 6.2 | 6.62 | 7.02 | 7.03 | 7.36 | 8.33 | Maintain Status Quo | Afghanistan | AFG | 2022-01-02 | v8 | TRUE
https://raw.githubusercontent.com/mrc-ide/global-lmic-reports/master/AFG/projections.csv | 2021-08-31 | hospital_demand | 230.34 | 246.01 | 260.89 | 262.11 | 275.18 | 309.46 | Maintain Status Quo | Afghanistan | AFG | 2022-01-02 | v8 | TRUE
https://raw.githubusercontent.com/mrc-ide/global-lmic-reports/master/AFG/projections.csv | 2021-08-31 | ICU_demand | 112.32 | 119.26 | 126.13 | 126.34 | 131.95 | 147.78 | Maintain Status Quo | Afghanistan | AFG | 2022-01-02 | v8 | TRUE
https://raw.githubusercontent.com/mrc-ide/global-lmic-reports/master/AFG/projections.csv | 2021-08-31 | hospital_incidence | 14.71 | 15.75 | 16.52 | 16.71 | 17.72 | 19.1 | Maintain Status Quo | Afghanistan | AFG | 2022-01-02 | v8 | TRUE
https://raw.githubusercontent.com/mrc-ide/global-lmic-reports/master/AFG/projections.csv | 2021-08-31 | ICU_incidence | 4.43 | 4.74 | 4.98 | 5.03 | 5.34 | 5.76 | Maintain Status Quo | Afghanistan | AFG | 2022-01-02 | v8 | TRUE
https://raw.githubusercontent.com/mrc-ide/global-lmic-reports/master/AFG/projections.csv | 2021-08-31 | prevalence | 12551.18 | 13498.85 | 14213.59 | 14266.77 | 15066.61 | 16414.45 | Maintain Status Quo | Afghanistan | AFG | 2022-01-02 | v8 | TRUE
https://raw.githubusercontent.com/mrc-ide/global-lmic-reports/master/AFG/projections.csv | 2021-08-31 | cumulative_infections | 3337666.45 | 3470395.13 | 3563046.98 | 3562957.17 | 3647239.63 | 3868373.89 | Maintain Status Quo | Afghanistan | AFG | 2022-01-02 | v8 | TRUE
https://raw.githubusercontent.com/mrc-ide/global-lmic-reports/master/AFG/projections.csv | 2021-08-31 | cumulative_deaths | 6735.28 | 7090.48 | 7302.94 | 7291.16 | 7504.47 | 7998.06 | Maintain Status Quo | Afghanistan | AFG | 2022-01-02 | v8 | TRUE
https://raw.githubusercontent.com/mrc-ide/global-lmic-reports/master/AFG/projections.csv | 2021-08-31 | Rt | 0.79 | 0.83 | 0.84 | 0.84 | 0.85 | 0.89 | Maintain Status Quo | Afghanistan | AFG | 2022-01-02 | v8 | TRUE
https://raw.githubusercontent.com/mrc-ide/global-lmic-reports/master/AFG/projections.csv | 2021-08-31 | Reff | 0.69 | 0.72 | 0.73 | 0.73 | 0.74 | 0.78 | Maintain Status Quo | Afghanistan | AFG | 2022-01-02 | v8 | TRUE
https://raw.githubusercontent.com/mrc-ide/global-lmic-reports/master/AFG/projections.csv | 2021-08-31 | infections | 1534.9 | 1652.52 | 1727.93 | 1741.55 | 1836.51 | 1994.94 | Optimistic | Afghanistan | AFG | 2022-01-02 | v8 | TRUE
https://raw.githubusercontent.com/mrc-ide/global-lmic-reports/master/AFG/projections.csv | 2021-08-31 | deaths | 6.2 | 6.62 | 7.02 | 7.03 | 7.36 | 8.33 | Optimistic | Afghanistan | AFG | 2022-01-02 | v8 | TRUE
https://raw.githubusercontent.com/mrc-ide/global-lmic-reports/master/AFG/projections.csv | 2021-08-31 | hospital_demand | 230.34 | 246.01 | 260.89 | 262.11 | 275.18 | 309.46 | Optimistic | Afghanistan | AFG | 2022-01-02 | v8 | TRUE
https://raw.githubusercontent.com/mrc-ide/global-lmic-reports/master/AFG/projections.csv | 2021-08-31 | ICU_demand | 112.32 | 119.26 | 126.13 | 126.34 | 131.95 | 147.78 | Optimistic | Afghanistan | AFG | 2022-01-02 | v8 | TRUE
https://raw.githubusercontent.com/mrc-ide/global-lmic-reports/master/AFG/projections.csv | 2021-08-31 | hospital_incidence | 14.71 | 15.75 | 16.52 | 16.71 | 17.72 | 19.1 | Optimistic | Afghanistan | AFG | 2022-01-02 | v8 | TRUE
https://raw.githubusercontent.com/mrc-ide/global-lmic-reports/master/AFG/projections.csv | 2021-08-31 | ICU_incidence | 4.43 | 4.74 | 4.98 | 5.03 | 5.34 | 5.76 | Optimistic | Afghanistan | AFG | 2022-01-02 | v8 | TRUE
https://raw.githubusercontent.com/mrc-ide/global-lmic-reports/master/AFG/projections.csv | 2021-08-31 | prevalence | 12551.18 | 13498.85 | 14213.59 | 14266.77 | 15066.61 | 16414.45 | Optimistic | Afghanistan | AFG | 2022-01-02 | v8 | TRUE
https://raw.githubusercontent.com/mrc-ide/global-lmic-reports/master/AFG/projections.csv | 2021-08-31 | cumulative_infections | 3337666.45 | 3470395.13 | 3563046.98 | 3562957.17 | 3647239.63 | 3868373.89 | Optimistic | Afghanistan | AFG | 2022-01-02 | v8 | TRUE
https://raw.githubusercontent.com/mrc-ide/global-lmic-reports/master/AFG/projections.csv | 2021-08-31 | cumulative_deaths | 6735.28 | 7090.48 | 7302.94 | 7291.16 | 7504.47 | 7998.06 | Optimistic | Afghanistan | AFG | 2022-01-02 | v8 | TRUE
https://raw.githubusercontent.com/mrc-ide/global-lmic-reports/master/AFG/projections.csv | 2021-08-31 | Rt | 0.79 | 0.83 | 0.84 | 0.84 | 0.85 | 0.89 | Optimistic | Afghanistan | AFG | 2022-01-02 | v8 | TRUE
https://raw.githubusercontent.com/mrc-ide/global-lmic-reports/master/AFG/projections.csv | 2021-08-31 | Reff | 0.69 | 0.72 | 0.73 | 0.73 | 0.74 | 0.78 | Optimistic | Afghanistan | AFG | 2022-01-02 | v8 | TRUE
https://raw.githubusercontent.com/mrc-ide/global-lmic-reports/master/AFG/projections.csv | 2021-08-31 | infections | 1534.9 | 1652.52 | 1727.93 | 1741.55 | 1836.51 | 1994.94 | Pessimistic | Afghanistan | AFG | 2022-01-02 | v8 | TRUE
https://raw.githubusercontent.com/mrc-ide/global-lmic-reports/master/AFG/projections.csv | 2021-08-31 | deaths | 6.2 | 6.62 | 7.02 | 7.03 | 7.36 | 8.33 | Pessimistic | Afghanistan | AFG | 2022-01-02 | v8 | TRUE
https://raw.githubusercontent.com/mrc-ide/global-lmic-reports/master/AFG/projections.csv | 2021-08-31 | hospital_demand | 230.34 | 246.01 | 260.89 | 262.11 | 275.18 | 309.46 | Pessimistic | Afghanistan | AFG | 2022-01-02 | v8 | TRUE
https://raw.githubusercontent.com/mrc-ide/global-lmic-reports/master/AFG/projections.csv | 2021-08-31 | ICU_demand | 112.32 | 119.26 | 126.13 | 126.34 | 131.95 | 147.78 | Pessimistic | Afghanistan | AFG | 2022-01-02 | v8 | TRUE
https://raw.githubusercontent.com/mrc-ide/global-lmic-reports/master/AFG/projections.csv | 2021-08-31 | hospital_incidence | 14.71 | 15.75 | 16.52 | 16.71 | 17.72 | 19.1 | Pessimistic | Afghanistan | AFG | 2022-01-02 | v8 | TRUE
https://raw.githubusercontent.com/mrc-ide/global-lmic-reports/master/AFG/projections.csv | 2021-08-31 | ICU_incidence | 4.43 | 4.74 | 4.98 | 5.03 | 5.34 | 5.76 | Pessimistic | Afghanistan | AFG | 2022-01-02 | v8 | TRUE
https://raw.githubusercontent.com/mrc-ide/global-lmic-reports/master/AFG/projections.csv | 2021-08-31 | prevalence | 12551.18 | 13498.85 | 14213.59 | 14266.77 | 15066.61 | 16414.45 | Pessimistic | Afghanistan | AFG | 2022-01-02 | v8 | TRUE
https://raw.githubusercontent.com/mrc-ide/global-lmic-reports/master/AFG/projections.csv | 2021-08-31 | cumulative_infections | 3337666.45 | 3470395.13 | 3563046.98 | 3562957.17 | 3647239.63 | 3868373.89 | Pessimistic | Afghanistan | AFG | 2022-01-02 | v8 | TRUE
https://raw.githubusercontent.com/mrc-ide/global-lmic-reports/master/AFG/projections.csv | 2021-08-31 | cumulative_deaths | 6735.28 | 7090.48 | 7302.94 | 7291.16 | 7504.47 | 7998.06 | Pessimistic | Afghanistan | AFG | 2022-01-02 | v8 | TRUE
https://raw.githubusercontent.com/mrc-ide/global-lmic-reports/master/AFG/projections.csv | 2021-08-31 | Rt | 0.79 | 0.83 | 0.84 | 0.84 | 0.85 | 0.89 | Pessimistic | Afghanistan | AFG | 2022-01-02 | v8 | TRUE
https://raw.githubusercontent.com/mrc-ide/global-lmic-reports/master/AFG/projections.csv | 2021-08-31 | Reff | 0.69 | 0.72 | 0.73 | 0.73 | 0.74 | 0.78 | Pessimistic | Afghanistan | AFG | 2022-01-02 | v8 | TRUE
https://raw.githubusercontent.com/mrc-ide/global-lmic-reports/master/AFG/projections.csv | 2021-08-31 | infections | 1534.9 | 1652.52 | 1727.93 | 1741.55 | 1836.51 | 1994.94 | Relax Interventions 50% | Afghanistan | AFG | 2022-01-02 | v8 | TRUE
https://raw.githubusercontent.com/mrc-ide/global-lmic-reports/master/AFG/projections.csv | 2021-08-31 | deaths | 6.2 | 6.62 | 7.02 | 7.03 | 7.36 | 8.33 | Relax Interventions 50% | Afghanistan | AFG | 2022-01-02 | v8 | TRUE
https://raw.githubusercontent.com/mrc-ide/global-lmic-reports/master/AFG/projections.csv | 2021-08-31 | hospital_demand | 230.34 | 246.01 | 260.89 | 262.11 | 275.18 | 309.46 | Relax Interventions 50% | Afghanistan | AFG | 2022-01-02 | v8 | TRUE
https://raw.githubusercontent.com/mrc-ide/global-lmic-reports/master/AFG/projections.csv | 2021-08-31 | ICU_demand | 112.32 | 119.26 | 126.13 | 126.34 | 131.95 | 147.78 | Relax Interventions 50% | Afghanistan | AFG | 2022-01-02 | v8 | TRUE
https://raw.githubusercontent.com/mrc-ide/global-lmic-reports/master/AFG/projections.csv | 2021-08-31 | hospital_incidence | 14.71 | 15.75 | 16.52 | 16.71 | 17.72 | 19.1 | Relax Interventions 50% | Afghanistan | AFG | 2022-01-02 | v8 | TRUE
https://raw.githubusercontent.com/mrc-ide/global-lmic-reports/master/AFG/projections.csv | 2021-08-31 | ICU_incidence | 4.43 | 4.74 | 4.98 | 5.03 | 5.34 | 5.76 | Relax Interventions 50% | Afghanistan | AFG | 2022-01-02 | v8 | TRUE
https://raw.githubusercontent.com/mrc-ide/global-lmic-reports/master/AFG/projections.csv | 2021-08-31 | prevalence | 12551.18 | 13498.85 | 14213.59 | 14266.77 | 15066.61 | 16414.45 | Relax Interventions 50% | Afghanistan | AFG | 2022-01-02 | v8 | TRUE
https://raw.githubusercontent.com/mrc-ide/global-lmic-reports/master/AFG/projections.csv | 2021-08-31 | cumulative_infections | 3337666.45 | 3470395.13 | 3563046.98 | 3562957.17 | 3647239.63 | 3868373.89 | Relax Interventions 50% | Afghanistan | AFG | 2022-01-02 | v8 | TRUE
https://raw.githubusercontent.com/mrc-ide/global-lmic-reports/master/AFG/projections.csv | 2021-08-31 | cumulative_deaths | 6735.28 | 7090.48 | 7302.94 | 7291.16 | 7504.47 | 7998.06 | Relax Interventions 50% | Afghanistan | AFG | 2022-01-02 | v8 | TRUE
https://raw.githubusercontent.com/mrc-ide/global-lmic-reports/master/AFG/projections.csv | 2021-08-31 | Rt | 0.79 | 0.83 | 0.84 | 0.84 | 0.85 | 0.89 | Relax Interventions 50% | Afghanistan | AFG | 2022-01-02 | v8 | TRUE
https://raw.githubusercontent.com/mrc-ide/global-lmic-reports/master/AFG/projections.csv | 2021-08-31 | Reff | 0.69 | 0.72 | 0.73 | 0.73 | 0.74 | 0.78 | Relax Interventions 50% | Afghanistan | AFG | 2022-01-02 | v8 | TRUE
https://raw.githubusercontent.com/mrc-ide/global-lmic-reports/master/AFG/projections.csv | 2021-08-31 | infections | 1536.04 | 1704.13 | 1767.79 | 1764.39 | 1830.47 | 1966.3 | Surged Additional 50% Reduction | Afghanistan | AFG | 2022-01-02 | v8 | TRUE
https://raw.githubusercontent.com/mrc-ide/global-lmic-reports/master/AFG/projections.csv | 2021-08-31 | deaths | 6.51 | 6.91 | 7.21 | 7.31 | 7.72 | 8.22 | Surged Additional 50% Reduction | Afghanistan | AFG | 2022-01-02 | v8 | TRUE
https://raw.githubusercontent.com/mrc-ide/global-lmic-reports/master/AFG/projections.csv | 2021-08-31 | hospital_demand | 240.43 | 254.52 | 264.24 | 268.07 | 281.89 | 300.79 | Surged Additional 50% Reduction | Afghanistan | AFG | 2022-01-02 | v8 | TRUE
https://raw.githubusercontent.com/mrc-ide/global-lmic-reports/master/AFG/projections.csv | 2021-08-31 | ICU_demand | 122.18 | 129.76 | 134.56 | 136.19 | 143.54 | 151.99 | Surged Additional 50% Reduction | Afghanistan | AFG | 2022-01-02 | v8 | TRUE
https://raw.githubusercontent.com/mrc-ide/global-lmic-reports/master/AFG/projections.csv | 2021-08-31 | hospital_incidence | 15.03 | 16.02 | 16.81 | 16.9 | 17.53 | 18.62 | Surged Additional 50% Reduction | Afghanistan | AFG | 2022-01-02 | v8 | TRUE
https://raw.githubusercontent.com/mrc-ide/global-lmic-reports/master/AFG/projections.csv | 2021-08-31 | ICU_incidence | 4.53 | 4.83 | 5.06 | 5.09 | 5.28 | 5.61 | Surged Additional 50% Reduction | Afghanistan | AFG | 2022-01-02 | v8 | TRUE
https://raw.githubusercontent.com/mrc-ide/global-lmic-reports/master/AFG/projections.csv | 2021-08-31 | prevalence | 12803.75 | 13865.17 | 14544.27 | 14454.1 | 14958.1 | 16176.39 | Surged Additional 50% Reduction | Afghanistan | AFG | 2022-01-02 | v8 | TRUE
https://raw.githubusercontent.com/mrc-ide/global-lmic-reports/master/AFG/projections.csv | 2021-08-31 | cumulative_infections | 3386960.96 | 3470242.27 | 3539766.63 | 3543257.86 | 3598546.56 | 3745167.57 | Surged Additional 50% Reduction | Afghanistan | AFG | 2022-01-02 | v8 | TRUE
https://raw.githubusercontent.com/mrc-ide/global-lmic-reports/master/AFG/projections.csv | 2021-08-31 | cumulative_deaths | 5741.47 | 5854.19 | 5960.92 | 5971.34 | 6060.15 | 6328.46 | Surged Additional 50% Reduction | Afghanistan | AFG | 2022-01-02 | v8 | TRUE
https://raw.githubusercontent.com/mrc-ide/global-lmic-reports/master/AFG/projections.csv | 2021-08-31 | Rt | 0.81 | 0.82 | 0.84 | 0.84 | 0.85 | 0.88 | Surged Additional 50% Reduction | Afghanistan | AFG | 2022-01-02 | v8 | TRUE
https://raw.githubusercontent.com/mrc-ide/global-lmic-reports/master/AFG/projections.csv | 2021-08-31 | Reff | 0.71 | 0.72 | 0.73 | 0.73 | 0.74 | 0.76 | Surged Additional 50% Reduction | Afghanistan | AFG | 2022-01-02 | v8 | TRUE
https://raw.githubusercontent.com/mrc-ide/global-lmic-reports/master/AFG/projections.csv | 2021-08-31 | infections | 1536.04 | 1704.13 | 1767.79 | 1764.39 | 1830.47 | 1966.3 | Surged Maintain Status Quo | Afghanistan | AFG | 2022-01-02 | v8 | TRUE
https://raw.githubusercontent.com/mrc-ide/global-lmic-reports/master/AFG/projections.csv | 2021-08-31 | deaths | 6.51 | 6.91 | 7.21 | 7.31 | 7.72 | 8.22 | Surged Maintain Status Quo | Afghanistan | AFG | 2022-01-02 | v8 | TRUE
https://raw.githubusercontent.com/mrc-ide/global-lmic-reports/master/AFG/projections.csv | 2021-08-31 | hospital_demand | 240.43 | 254.52 | 264.24 | 268.07 | 281.89 | 300.79 | Surged Maintain Status Quo | Afghanistan | AFG | 2022-01-02 | v8 | TRUE
https://raw.githubusercontent.com/mrc-ide/global-lmic-reports/master/AFG/projections.csv | 2021-08-31 | ICU_demand | 122.18 | 129.76 | 134.56 | 136.19 | 143.54 | 151.99 | Surged Maintain Status Quo | Afghanistan | AFG | 2022-01-02 | v8 | TRUE
https://raw.githubusercontent.com/mrc-ide/global-lmic-reports/master/AFG/projections.csv | 2021-08-31 | hospital_incidence | 15.03 | 16.02 | 16.81 | 16.9 | 17.53 | 18.62 | Surged Maintain Status Quo | Afghanistan | AFG | 2022-01-02 | v8 | TRUE
https://raw.githubusercontent.com/mrc-ide/global-lmic-reports/master/AFG/projections.csv | 2021-08-31 | ICU_incidence | 4.53 | 4.83 | 5.06 | 5.09 | 5.28 | 5.61 | Surged Maintain Status Quo | Afghanistan | AFG | 2022-01-02 | v8 | TRUE
https://raw.githubusercontent.com/mrc-ide/global-lmic-reports/master/AFG/projections.csv | 2021-08-31 | prevalence | 12803.75 | 13865.17 | 14544.27 | 14454.1 | 14958.1 | 16176.39 | Surged Maintain Status Quo | Afghanistan | AFG | 2022-01-02 | v8 | TRUE
https://raw.githubusercontent.com/mrc-ide/global-lmic-reports/master/AFG/projections.csv | 2021-08-31 | cumulative_infections | 3386960.96 | 3470242.27 | 3539766.63 | 3543257.86 | 3598546.56 | 3745167.57 | Surged Maintain Status Quo | Afghanistan | AFG | 2022-01-02 | v8 | TRUE
https://raw.githubusercontent.com/mrc-ide/global-lmic-reports/master/AFG/projections.csv | 2021-08-31 | cumulative_deaths | 5741.47 | 5854.19 | 5960.92 | 5971.34 | 6060.15 | 6328.46 | Surged Maintain Status Quo | Afghanistan | AFG | 2022-01-02 | v8 | TRUE
https://raw.githubusercontent.com/mrc-ide/global-lmic-reports/master/AFG/projections.csv | 2021-08-31 | Rt | 0.81 | 0.82 | 0.84 | 0.84 | 0.85 | 0.88 | Surged Maintain Status Quo | Afghanistan | AFG | 2022-01-02 | v8 | TRUE
https://raw.githubusercontent.com/mrc-ide/global-lmic-reports/master/AFG/projections.csv | 2021-08-31 | Reff | 0.71 | 0.72 | 0.73 | 0.73 | 0.74 | 0.76 | Surged Maintain Status Quo | Afghanistan | AFG | 2022-01-02 | v8 | TRUE
https://raw.githubusercontent.com/mrc-ide/global-lmic-reports/master/AFG/projections.csv | 2021-08-31 | infections | 1536.04 | 1704.13 | 1767.79 | 1764.39 | 1830.47 | 1966.3 | Surged Optimistic | Afghanistan | AFG | 2022-01-02 | v8 | TRUE
https://raw.githubusercontent.com/mrc-ide/global-lmic-reports/master/AFG/projections.csv | 2021-08-31 | deaths | 6.51 | 6.91 | 7.21 | 7.31 | 7.72 | 8.22 | Surged Optimistic | Afghanistan | AFG | 2022-01-02 | v8 | TRUE
https://raw.githubusercontent.com/mrc-ide/global-lmic-reports/master/AFG/projections.csv | 2021-08-31 | hospital_demand | 240.43 | 254.52 | 264.24 | 268.07 | 281.89 | 300.79 | Surged Optimistic | Afghanistan | AFG | 2022-01-02 | v8 | TRUE
https://raw.githubusercontent.com/mrc-ide/global-lmic-reports/master/AFG/projections.csv | 2021-08-31 | ICU_demand | 122.18 | 129.76 | 134.56 | 136.19 | 143.54 | 151.99 | Surged Optimistic | Afghanistan | AFG | 2022-01-02 | v8 | TRUE
https://raw.githubusercontent.com/mrc-ide/global-lmic-reports/master/AFG/projections.csv | 2021-08-31 | hospital_incidence | 15.03 | 16.02 | 16.81 | 16.9 | 17.53 | 18.62 | Surged Optimistic | Afghanistan | AFG | 2022-01-02 | v8 | TRUE
https://raw.githubusercontent.com/mrc-ide/global-lmic-reports/master/AFG/projections.csv | 2021-08-31 | ICU_incidence | 4.53 | 4.83 | 5.06 | 5.09 | 5.28 | 5.61 | Surged Optimistic | Afghanistan | AFG | 2022-01-02 | v8 | TRUE
https://raw.githubusercontent.com/mrc-ide/global-lmic-reports/master/AFG/projections.csv | 2021-08-31 | prevalence | 12803.75 | 13865.17 | 14544.27 | 14454.1 | 14958.1 | 16176.39 | Surged Optimistic | Afghanistan | AFG | 2022-01-02 | v8 | TRUE
https://raw.githubusercontent.com/mrc-ide/global-lmic-reports/master/AFG/projections.csv | 2021-08-31 | cumulative_infections | 3386960.96 | 3470242.27 | 3539766.63 | 3543257.86 | 3598546.56 | 3745167.57 | Surged Optimistic | Afghanistan | AFG | 2022-01-02 | v8 | TRUE
https://raw.githubusercontent.com/mrc-ide/global-lmic-reports/master/AFG/projections.csv | 2021-08-31 | cumulative_deaths | 5741.47 | 5854.19 | 5960.92 | 5971.34 | 6060.15 | 6328.46 | Surged Optimistic | Afghanistan | AFG | 2022-01-02 | v8 | TRUE
https://raw.githubusercontent.com/mrc-ide/global-lmic-reports/master/AFG/projections.csv | 2021-08-31 | Rt | 0.81 | 0.82 | 0.84 | 0.84 | 0.85 | 0.88 | Surged Optimistic | Afghanistan | AFG | 2022-01-02 | v8 | TRUE
https://raw.githubusercontent.com/mrc-ide/global-lmic-reports/master/AFG/projections.csv | 2021-08-31 | Reff | 0.71 | 0.72 | 0.73 | 0.73 | 0.74 | 0.76 | Surged Optimistic | Afghanistan | AFG | 2022-01-02 | v8 | TRUE
https://raw.githubusercontent.com/mrc-ide/global-lmic-reports/master/AFG/projections.csv | 2021-08-31 | infections | 1536.04 | 1704.13 | 1767.79 | 1764.39 | 1830.47 | 1966.3 | Surged Pessimistic | Afghanistan | AFG | 2022-01-02 | v8 | TRUE
https://raw.githubusercontent.com/mrc-ide/global-lmic-reports/master/AFG/projections.csv | 2021-08-31 | deaths | 6.51 | 6.91 | 7.21 | 7.31 | 7.72 | 8.22 | Surged Pessimistic | Afghanistan | AFG | 2022-01-02 | v8 | TRUE
https://raw.githubusercontent.com/mrc-ide/global-lmic-reports/master/AFG/projections.csv | 2021-08-31 | hospital_demand | 240.43 | 254.52 | 264.24 | 268.07 | 281.89 | 300.79 | Surged Pessimistic | Afghanistan | AFG | 2022-01-02 | v8 | TRUE
https://raw.githubusercontent.com/mrc-ide/global-lmic-reports/master/AFG/projections.csv | 2021-08-31 | ICU_demand | 122.18 | 129.76 | 134.56 | 136.19 | 143.54 | 151.99 | Surged Pessimistic | Afghanistan | AFG | 2022-01-02 | v8 | TRUE
https://raw.githubusercontent.com/mrc-ide/global-lmic-reports/master/AFG/projections.csv | 2021-08-31 | hospital_incidence | 15.03 | 16.02 | 16.81 | 16.9 | 17.53 | 18.62 | Surged Pessimistic | Afghanistan | AFG | 2022-01-02 | v8 | TRUE
https://raw.githubusercontent.com/mrc-ide/global-lmic-reports/master/AFG/projections.csv | 2021-08-31 | ICU_incidence | 4.53 | 4.83 | 5.06 | 5.09 | 5.28 | 5.61 | Surged Pessimistic | Afghanistan | AFG | 2022-01-02 | v8 | TRUE
https://raw.githubusercontent.com/mrc-ide/global-lmic-reports/master/AFG/projections.csv | 2021-08-31 | prevalence | 12803.75 | 13865.17 | 14544.27 | 14454.1 | 14958.1 | 16176.39 | Surged Pessimistic | Afghanistan | AFG | 2022-01-02 | v8 | TRUE
https://raw.githubusercontent.com/mrc-ide/global-lmic-reports/master/AFG/projections.csv | 2021-08-31 | cumulative_infections | 3386960.96 | 3470242.27 | 3539766.63 | 3543257.86 | 3598546.56 | 3745167.57 | Surged Pessimistic | Afghanistan | AFG | 2022-01-02 | v8 | TRUE
https://raw.githubusercontent.com/mrc-ide/global-lmic-reports/master/AFG/projections.csv | 2021-08-31 | cumulative_deaths | 5741.47 | 5854.19 | 5960.92 | 5971.34 | 6060.15 | 6328.46 | Surged Pessimistic | Afghanistan | AFG | 2022-01-02 | v8 | TRUE
https://raw.githubusercontent.com/mrc-ide/global-lmic-reports/master/AFG/projections.csv | 2021-08-31 | Rt | 0.81 | 0.82 | 0.84 | 0.84 | 0.85 | 0.88 | Surged Pessimistic | Afghanistan | AFG | 2022-01-02 | v8 | TRUE
https://raw.githubusercontent.com/mrc-ide/global-lmic-reports/master/AFG/projections.csv | 2021-08-31 | Reff | 0.71 | 0.72 | 0.73 | 0.73 | 0.74 | 0.76 | Surged Pessimistic | Afghanistan | AFG | 2022-01-02 | v8 | TRUE
https://raw.githubusercontent.com/mrc-ide/global-lmic-reports/master/AFG/projections.csv | 2021-08-31 | infections | 1536.04 | 1704.13 | 1767.79 | 1764.39 | 1830.47 | 1966.3 | Surged Relax Interventions 50% | Afghanistan | AFG | 2022-01-02 | v8 | TRUE
https://raw.githubusercontent.com/mrc-ide/global-lmic-reports/master/AFG/projections.csv | 2021-08-31 | deaths | 6.51 | 6.91 | 7.21 | 7.31 | 7.72 | 8.22 | Surged Relax Interventions 50% | Afghanistan | AFG | 2022-01-02 | v8 | TRUE
https://raw.githubusercontent.com/mrc-ide/global-lmic-reports/master/AFG/projections.csv | 2021-08-31 | hospital_demand | 240.43 | 254.52 | 264.24 | 268.07 | 281.89 | 300.79 | Surged Relax Interventions 50% | Afghanistan | AFG | 2022-01-02 | v8 | TRUE
https://raw.githubusercontent.com/mrc-ide/global-lmic-reports/master/AFG/projections.csv | 2021-08-31 | ICU_demand | 122.18 | 129.76 | 134.56 | 136.19 | 143.54 | 151.99 | Surged Relax Interventions 50% | Afghanistan | AFG | 2022-01-02 | v8 | TRUE
https://raw.githubusercontent.com/mrc-ide/global-lmic-reports/master/AFG/projections.csv | 2021-08-31 | hospital_incidence | 15.03 | 16.02 | 16.81 | 16.9 | 17.53 | 18.62 | Surged Relax Interventions 50% | Afghanistan | AFG | 2022-01-02 | v8 | TRUE
https://raw.githubusercontent.com/mrc-ide/global-lmic-reports/master/AFG/projections.csv | 2021-08-31 | ICU_incidence | 4.53 | 4.83 | 5.06 | 5.09 | 5.28 | 5.61 | Surged Relax Interventions 50% | Afghanistan | AFG | 2022-01-02 | v8 | TRUE
https://raw.githubusercontent.com/mrc-ide/global-lmic-reports/master/AFG/projections.csv | 2021-08-31 | prevalence | 12803.75 | 13865.17 | 14544.27 | 14454.1 | 14958.1 | 16176.39 | Surged Relax Interventions 50% | Afghanistan | AFG | 2022-01-02 | v8 | TRUE
https://raw.githubusercontent.com/mrc-ide/global-lmic-reports/master/AFG/projections.csv | 2021-08-31 | cumulative_infections | 3386960.96 | 3470242.27 | 3539766.63 | 3543257.86 | 3598546.56 | 3745167.57 | Surged Relax Interventions 50% | Afghanistan | AFG | 2022-01-02 | v8 | TRUE
https://raw.githubusercontent.com/mrc-ide/global-lmic-reports/master/AFG/projections.csv | 2021-08-31 | cumulative_deaths | 5741.47 | 5854.19 | 5960.92 | 5971.34 | 6060.15 | 6328.46 | Surged Relax Interventions 50% | Afghanistan | AFG | 2022-01-02 | v8 | TRUE
https://raw.githubusercontent.com/mrc-ide/global-lmic-reports/master/AFG/projections.csv | 2021-08-31 | Rt | 0.81 | 0.82 | 0.84 | 0.84 | 0.85 | 0.88 | Surged Relax Interventions 50% | Afghanistan | AFG | 2022-01-02 | v8 | TRUE
https://raw.githubusercontent.com/mrc-ide/global-lmic-reports/master/AFG/projections.csv | 2021-08-31 | Reff | 0.71 | 0.72 | 0.73 | 0.73 | 0.74 | 0.76 | Surged Relax Interventions 50% | Afghanistan | AFG | 2022-01-02 | v8 | TRUE
https://raw.githubusercontent.com/mrc-ide/global-lmic-reports/master/AFG/projections.csv | 2021-09-01 | infections | 1441.22 | 1551.86 | 1626.83 | 1633.32 | 1723.59 | 1857.98 | Additional 50% Reduction | Afghanistan | AFG | 2022-01-02 | v8 | TRUE
https://raw.githubusercontent.com/mrc-ide/global-lmic-reports/master/AFG/projections.csv | 2021-09-01 | deaths | 5.89 | 6.28 | 6.66 | 6.68 | 6.99 | 7.9 | Additional 50% Reduction | Afghanistan | AFG | 2022-01-02 | v8 | TRUE
https://raw.githubusercontent.com/mrc-ide/global-lmic-reports/master/AFG/projections.csv | 2021-09-01 | hospital_demand | 217.94 | 232.3 | 246.54 | 247.74 | 260.34 | 291.47 | Additional 50% Reduction | Afghanistan | AFG | 2022-01-02 | v8 | TRUE
https://raw.githubusercontent.com/mrc-ide/global-lmic-reports/master/AFG/projections.csv | 2021-09-01 | ICU_demand | 106.88 | 113.45 | 119.99 | 120.25 | 125.58 | 140.48 | Additional 50% Reduction | Afghanistan | AFG | 2022-01-02 | v8 | TRUE
https://raw.githubusercontent.com/mrc-ide/global-lmic-reports/master/AFG/projections.csv | 2021-09-01 | hospital_incidence | 13.94 | 14.99 | 15.64 | 15.84 | 16.79 | 18.13 | Additional 50% Reduction | Afghanistan | AFG | 2022-01-02 | v8 | TRUE
https://raw.githubusercontent.com/mrc-ide/global-lmic-reports/master/AFG/projections.csv | 2021-09-01 | ICU_incidence | 4.2 | 4.51 | 4.71 | 4.77 | 5.06 | 5.46 | Additional 50% Reduction | Afghanistan | AFG | 2022-01-02 | v8 | TRUE
https://raw.githubusercontent.com/mrc-ide/global-lmic-reports/master/AFG/projections.csv | 2021-09-01 | prevalence | 12017.87 | 12911.47 | 13612.34 | 13642.5 | 14402.94 | 15683.26 | Additional 50% Reduction | Afghanistan | AFG | 2022-01-02 | v8 | TRUE
https://raw.githubusercontent.com/mrc-ide/global-lmic-reports/master/AFG/projections.csv | 2021-09-01 | cumulative_infections | 3339327.08 | 3471942.29 | 3564772.72 | 3564590.49 | 3648882.42 | 3870161.09 | Additional 50% Reduction | Afghanistan | AFG | 2022-01-02 | v8 | TRUE
https://raw.githubusercontent.com/mrc-ide/global-lmic-reports/master/AFG/projections.csv | 2021-09-01 | cumulative_deaths | 6743.01 | 7096.57 | 7309.64 | 7297.83 | 7511.41 | 8005.03 | Additional 50% Reduction | Afghanistan | AFG | 2022-01-02 | v8 | TRUE
https://raw.githubusercontent.com/mrc-ide/global-lmic-reports/master/AFG/projections.csv | 2021-09-01 | Rt | 0.79 | 0.82 | 0.83 | 0.83 | 0.84 | 0.88 | Additional 50% Reduction | Afghanistan | AFG | 2022-01-02 | v8 | TRUE
https://raw.githubusercontent.com/mrc-ide/global-lmic-reports/master/AFG/projections.csv | 2021-09-01 | Reff | 0.69 | 0.72 | 0.73 | 0.73 | 0.74 | 0.77 | Additional 50% Reduction | Afghanistan | AFG | 2022-01-02 | v8 | TRUE
https://raw.githubusercontent.com/mrc-ide/global-lmic-reports/master/AFG/projections.csv | 2021-09-01 | infections | 1441.22 | 1551.86 | 1626.83 | 1633.32 | 1723.59 | 1857.98 | Maintain Status Quo | Afghanistan | AFG | 2022-01-02 | v8 | TRUE
https://raw.githubusercontent.com/mrc-ide/global-lmic-reports/master/AFG/projections.csv | 2021-09-01 | deaths | 5.89 | 6.28 | 6.66 | 6.68 | 6.99 | 7.9 | Maintain Status Quo | Afghanistan | AFG | 2022-01-02 | v8 | TRUE
https://raw.githubusercontent.com/mrc-ide/global-lmic-reports/master/AFG/projections.csv | 2021-09-01 | hospital_demand | 217.94 | 232.3 | 246.54 | 247.74 | 260.34 | 291.47 | Maintain Status Quo | Afghanistan | AFG | 2022-01-02 | v8 | TRUE
https://raw.githubusercontent.com/mrc-ide/global-lmic-reports/master/AFG/projections.csv | 2021-09-01 | ICU_demand | 106.88 | 113.45 | 119.99 | 120.25 | 125.58 | 140.48 | Maintain Status Quo | Afghanistan | AFG | 2022-01-02 | v8 | TRUE
https://raw.githubusercontent.com/mrc-ide/global-lmic-reports/master/AFG/projections.csv | 2021-09-01 | hospital_incidence | 13.94 | 14.99 | 15.64 | 15.84 | 16.79 | 18.13 | Maintain Status Quo | Afghanistan | AFG | 2022-01-02 | v8 | TRUE
https://raw.githubusercontent.com/mrc-ide/global-lmic-reports/master/AFG/projections.csv | 2021-09-01 | ICU_incidence | 4.2 | 4.51 | 4.71 | 4.77 | 5.06 | 5.46 | Maintain Status Quo | Afghanistan | AFG | 2022-01-02 | v8 | TRUE
https://raw.githubusercontent.com/mrc-ide/global-lmic-reports/master/AFG/projections.csv | 2021-09-01 | prevalence | 12017.87 | 12911.47 | 13612.34 | 13642.5 | 14402.94 | 15683.26 | Maintain Status Quo | Afghanistan | AFG | 2022-01-02 | v8 | TRUE
https://raw.githubusercontent.com/mrc-ide/global-lmic-reports/master/AFG/projections.csv | 2021-09-01 | cumulative_infections | 3339327.08 | 3471942.29 | 3564772.72 | 3564590.49 | 3648882.42 | 3870161.09 | Maintain Status Quo | Afghanistan | AFG | 2022-01-02 | v8 | TRUE
https://raw.githubusercontent.com/mrc-ide/global-lmic-reports/master/AFG/projections.csv | 2021-09-01 | cumulative_deaths | 6743.01 | 7096.57 | 7309.64 | 7297.83 | 7511.41 | 8005.03 | Maintain Status Quo | Afghanistan | AFG | 2022-01-02 | v8 | TRUE
https://raw.githubusercontent.com/mrc-ide/global-lmic-reports/master/AFG/projections.csv | 2021-09-01 | Rt | 0.79 | 0.82 | 0.83 | 0.83 | 0.84 | 0.88 | Maintain Status Quo | Afghanistan | AFG | 2022-01-02 | v8 | TRUE
https://raw.githubusercontent.com/mrc-ide/global-lmic-reports/master/AFG/projections.csv | 2021-09-01 | Reff | 0.69 | 0.72 | 0.73 | 0.73 | 0.74 | 0.77 | Maintain Status Quo | Afghanistan | AFG | 2022-01-02 | v8 | TRUE
https://raw.githubusercontent.com/mrc-ide/global-lmic-reports/master/AFG/projections.csv | 2021-09-01 | infections | 1441.22 | 1551.86 | 1626.83 | 1633.32 | 1723.59 | 1857.98 | Optimistic | Afghanistan | AFG | 2022-01-02 | v8 | TRUE
https://raw.githubusercontent.com/mrc-ide/global-lmic-reports/master/AFG/projections.csv | 2021-09-01 | deaths | 5.89 | 6.28 | 6.66 | 6.68 | 6.99 | 7.9 | Optimistic | Afghanistan | AFG | 2022-01-02 | v8 | TRUE
https://raw.githubusercontent.com/mrc-ide/global-lmic-reports/master/AFG/projections.csv | 2021-09-01 | hospital_demand | 217.94 | 232.3 | 246.54 | 247.74 | 260.34 | 291.47 | Optimistic | Afghanistan | AFG | 2022-01-02 | v8 | TRUE
https://raw.githubusercontent.com/mrc-ide/global-lmic-reports/master/AFG/projections.csv | 2021-09-01 | ICU_demand | 106.88 | 113.45 | 119.99 | 120.25 | 125.58 | 140.48 | Optimistic | Afghanistan | AFG | 2022-01-02 | v8 | TRUE
https://raw.githubusercontent.com/mrc-ide/global-lmic-reports/master/AFG/projections.csv | 2021-09-01 | hospital_incidence | 13.94 | 14.99 | 15.64 | 15.84 | 16.79 | 18.13 | Optimistic | Afghanistan | AFG | 2022-01-02 | v8 | TRUE
https://raw.githubusercontent.com/mrc-ide/global-lmic-reports/master/AFG/projections.csv | 2021-09-01 | ICU_incidence | 4.2 | 4.51 | 4.71 | 4.77 | 5.06 | 5.46 | Optimistic | Afghanistan | AFG | 2022-01-02 | v8 | TRUE
https://raw.githubusercontent.com/mrc-ide/global-lmic-reports/master/AFG/projections.csv | 2021-09-01 | prevalence | 12017.87 | 12911.47 | 13612.34 | 13642.5 | 14402.94 | 15683.26 | Optimistic | Afghanistan | AFG | 2022-01-02 | v8 | TRUE
https://raw.githubusercontent.com/mrc-ide/global-lmic-reports/master/AFG/projections.csv | 2021-09-01 | cumulative_infections | 3339327.08 | 3471942.29 | 3564772.72 | 3564590.49 | 3648882.42 | 3870161.09 | Optimistic | Afghanistan | AFG | 2022-01-02 | v8 | TRUE
https://raw.githubusercontent.com/mrc-ide/global-lmic-reports/master/AFG/projections.csv | 2021-09-01 | cumulative_deaths | 6743.01 | 7096.57 | 7309.64 | 7297.83 | 7511.41 | 8005.03 | Optimistic | Afghanistan | AFG | 2022-01-02 | v8 | TRUE
https://raw.githubusercontent.com/mrc-ide/global-lmic-reports/master/AFG/projections.csv | 2021-09-01 | Rt | 0.79 | 0.82 | 0.83 | 0.83 | 0.84 | 0.88 | Optimistic | Afghanistan | AFG | 2022-01-02 | v8 | TRUE
https://raw.githubusercontent.com/mrc-ide/global-lmic-reports/master/AFG/projections.csv | 2021-09-01 | Reff | 0.69 | 0.72 | 0.73 | 0.73 | 0.74 | 0.77 | Optimistic | Afghanistan | AFG | 2022-01-02 | v8 | TRUE
https://raw.githubusercontent.com/mrc-ide/global-lmic-reports/master/AFG/projections.csv | 2021-09-01 | infections | 1441.22 | 1551.86 | 1626.83 | 1633.32 | 1723.59 | 1857.98 | Pessimistic | Afghanistan | AFG | 2022-01-02 | v8 | TRUE
https://raw.githubusercontent.com/mrc-ide/global-lmic-reports/master/AFG/projections.csv | 2021-09-01 | deaths | 5.89 | 6.28 | 6.66 | 6.68 | 6.99 | 7.9 | Pessimistic | Afghanistan | AFG | 2022-01-02 | v8 | TRUE
https://raw.githubusercontent.com/mrc-ide/global-lmic-reports/master/AFG/projections.csv | 2021-09-01 | hospital_demand | 217.94 | 232.3 | 246.54 | 247.74 | 260.34 | 291.47 | Pessimistic | Afghanistan | AFG | 2022-01-02 | v8 | TRUE
https://raw.githubusercontent.com/mrc-ide/global-lmic-reports/master/AFG/projections.csv | 2021-09-01 | ICU_demand | 106.88 | 113.45 | 119.99 | 120.25 | 125.58 | 140.48 | Pessimistic | Afghanistan | AFG | 2022-01-02 | v8 | TRUE
https://raw.githubusercontent.com/mrc-ide/global-lmic-reports/master/AFG/projections.csv | 2021-09-01 | hospital_incidence | 13.94 | 14.99 | 15.64 | 15.84 | 16.79 | 18.13 | Pessimistic | Afghanistan | AFG | 2022-01-02 | v8 | TRUE
https://raw.githubusercontent.com/mrc-ide/global-lmic-reports/master/AFG/projections.csv | 2021-09-01 | ICU_incidence | 4.2 | 4.51 | 4.71 | 4.77 | 5.06 | 5.46 | Pessimistic | Afghanistan | AFG | 2022-01-02 | v8 | TRUE
https://raw.githubusercontent.com/mrc-ide/global-lmic-reports/master/AFG/projections.csv | 2021-09-01 | prevalence | 12017.87 | 12911.47 | 13612.34 | 13642.5 | 14402.94 | 15683.26 | Pessimistic | Afghanistan | AFG | 2022-01-02 | v8 | TRUE
https://raw.githubusercontent.com/mrc-ide/global-lmic-reports/master/AFG/projections.csv | 2021-09-01 | cumulative_infections | 3339327.08 | 3471942.29 | 3564772.72 | 3564590.49 | 3648882.42 | 3870161.09 | Pessimistic | Afghanistan | AFG | 2022-01-02 | v8 | TRUE
https://raw.githubusercontent.com/mrc-ide/global-lmic-reports/master/AFG/projections.csv | 2021-09-01 | cumulative_deaths | 6743.01 | 7096.57 | 7309.64 | 7297.83 | 7511.41 | 8005.03 | Pessimistic | Afghanistan | AFG | 2022-01-02 | v8 | TRUE
https://raw.githubusercontent.com/mrc-ide/global-lmic-reports/master/AFG/projections.csv | 2021-09-01 | Rt | 0.79 | 0.82 | 0.83 | 0.83 | 0.84 | 0.88 | Pessimistic | Afghanistan | AFG | 2022-01-02 | v8 | TRUE
https://raw.githubusercontent.com/mrc-ide/global-lmic-reports/master/AFG/projections.csv | 2021-09-01 | Reff | 0.69 | 0.72 | 0.73 | 0.73 | 0.74 | 0.77 | Pessimistic | Afghanistan | AFG | 2022-01-02 | v8 | TRUE
https://raw.githubusercontent.com/mrc-ide/global-lmic-reports/master/AFG/projections.csv | 2021-09-01 | infections | 1441.22 | 1551.86 | 1626.83 | 1633.32 | 1723.59 | 1857.98 | Relax Interventions 50% | Afghanistan | AFG | 2022-01-02 | v8 | TRUE
https://raw.githubusercontent.com/mrc-ide/global-lmic-reports/master/AFG/projections.csv | 2021-09-01 | deaths | 5.89 | 6.28 | 6.66 | 6.68 | 6.99 | 7.9 | Relax Interventions 50% | Afghanistan | AFG | 2022-01-02 | v8 | TRUE
https://raw.githubusercontent.com/mrc-ide/global-lmic-reports/master/AFG/projections.csv | 2021-09-01 | hospital_demand | 217.94 | 232.3 | 246.54 | 247.74 | 260.34 | 291.47 | Relax Interventions 50% | Afghanistan | AFG | 2022-01-02 | v8 | TRUE
https://raw.githubusercontent.com/mrc-ide/global-lmic-reports/master/AFG/projections.csv | 2021-09-01 | ICU_demand | 106.88 | 113.45 | 119.99 | 120.25 | 125.58 | 140.48 | Relax Interventions 50% | Afghanistan | AFG | 2022-01-02 | v8 | TRUE
https://raw.githubusercontent.com/mrc-ide/global-lmic-reports/master/AFG/projections.csv | 2021-09-01 | hospital_incidence | 13.94 | 14.99 | 15.64 | 15.84 | 16.79 | 18.13 | Relax Interventions 50% | Afghanistan | AFG | 2022-01-02 | v8 | TRUE
https://raw.githubusercontent.com/mrc-ide/global-lmic-reports/master/AFG/projections.csv | 2021-09-01 | ICU_incidence | 4.2 | 4.51 | 4.71 | 4.77 | 5.06 | 5.46 | Relax Interventions 50% | Afghanistan | AFG | 2022-01-02 | v8 | TRUE
https://raw.githubusercontent.com/mrc-ide/global-lmic-reports/master/AFG/projections.csv | 2021-09-01 | prevalence | 12017.87 | 12911.47 | 13612.34 | 13642.5 | 14402.94 | 15683.26 | Relax Interventions 50% | Afghanistan | AFG | 2022-01-02 | v8 | TRUE
https://raw.githubusercontent.com/mrc-ide/global-lmic-reports/master/AFG/projections.csv | 2021-09-01 | cumulative_infections | 3339327.08 | 3471942.29 | 3564772.72 | 3564590.49 | 3648882.42 | 3870161.09 | Relax Interventions 50% | Afghanistan | AFG | 2022-01-02 | v8 | TRUE
https://raw.githubusercontent.com/mrc-ide/global-lmic-reports/master/AFG/projections.csv | 2021-09-01 | cumulative_deaths | 6743.01 | 7096.57 | 7309.64 | 7297.83 | 7511.41 | 8005.03 | Relax Interventions 50% | Afghanistan | AFG | 2022-01-02 | v8 | TRUE
https://raw.githubusercontent.com/mrc-ide/global-lmic-reports/master/AFG/projections.csv | 2021-09-01 | Rt | 0.79 | 0.82 | 0.83 | 0.83 | 0.84 | 0.88 | Relax Interventions 50% | Afghanistan | AFG | 2022-01-02 | v8 | TRUE
https://raw.githubusercontent.com/mrc-ide/global-lmic-reports/master/AFG/projections.csv | 2021-09-01 | Reff | 0.69 | 0.72 | 0.73 | 0.73 | 0.74 | 0.77 | Relax Interventions 50% | Afghanistan | AFG | 2022-01-02 | v8 | TRUE
https://raw.githubusercontent.com/mrc-ide/global-lmic-reports/master/AFG/projections.csv | 2021-09-01 | infections | 1432.55 | 1604.48 | 1661.49 | 1656.97 | 1717.99 | 1828.19 | Surged Additional 50% Reduction | Afghanistan | AFG | 2022-01-02 | v8 | TRUE
https://raw.githubusercontent.com/mrc-ide/global-lmic-reports/master/AFG/projections.csv | 2021-09-01 | deaths | 6.18 | 6.55 | 6.82 | 6.92 | 7.31 | 7.77 | Surged Additional 50% Reduction | Afghanistan | AFG | 2022-01-02 | v8 | TRUE
https://raw.githubusercontent.com/mrc-ide/global-lmic-reports/master/AFG/projections.csv | 2021-09-01 | hospital_demand | 227.11 | 240.32 | 249.75 | 253.23 | 265.79 | 283.67 | Surged Additional 50% Reduction | Afghanistan | AFG | 2022-01-02 | v8 | TRUE
https://raw.githubusercontent.com/mrc-ide/global-lmic-reports/master/AFG/projections.csv | 2021-09-01 | ICU_demand | 115.78 | 122.85 | 127.53 | 129.07 | 135.87 | 143.97 | Surged Additional 50% Reduction | Afghanistan | AFG | 2022-01-02 | v8 | TRUE
https://raw.githubusercontent.com/mrc-ide/global-lmic-reports/master/AFG/projections.csv | 2021-09-01 | hospital_incidence | 14.25 | 15.22 | 16.01 | 16.02 | 16.58 | 17.71 | Surged Additional 50% Reduction | Afghanistan | AFG | 2022-01-02 | v8 | TRUE
https://raw.githubusercontent.com/mrc-ide/global-lmic-reports/master/AFG/projections.csv | 2021-09-01 | ICU_incidence | 4.29 | 4.59 | 4.82 | 4.83 | 4.99 | 5.33 | Surged Additional 50% Reduction | Afghanistan | AFG | 2022-01-02 | v8 | TRUE
https://raw.githubusercontent.com/mrc-ide/global-lmic-reports/master/AFG/projections.csv | 2021-09-01 | prevalence | 12211.25 | 13313.07 | 13937.8 | 13825.63 | 14311.31 | 15446.09 | Surged Additional 50% Reduction | Afghanistan | AFG | 2022-01-02 | v8 | TRUE
https://raw.githubusercontent.com/mrc-ide/global-lmic-reports/master/AFG/projections.csv | 2021-09-01 | cumulative_infections | 3388552.52 | 3471889.21 | 3541357.07 | 3544914.83 | 3600184.69 | 3746761.34 | Surged Additional 50% Reduction | Afghanistan | AFG | 2022-01-02 | v8 | TRUE
https://raw.githubusercontent.com/mrc-ide/global-lmic-reports/master/AFG/projections.csv | 2021-09-01 | cumulative_deaths | 5747.88 | 5861.33 | 5967.95 | 5978.26 | 6067.61 | 6334.94 | Surged Additional 50% Reduction | Afghanistan | AFG | 2022-01-02 | v8 | TRUE
https://raw.githubusercontent.com/mrc-ide/global-lmic-reports/master/AFG/projections.csv | 2021-09-01 | Rt | 0.8 | 0.82 | 0.84 | 0.84 | 0.85 | 0.87 | Surged Additional 50% Reduction | Afghanistan | AFG | 2022-01-02 | v8 | TRUE
https://raw.githubusercontent.com/mrc-ide/global-lmic-reports/master/AFG/projections.csv | 2021-09-01 | Reff | 0.7 | 0.72 | 0.73 | 0.73 | 0.74 | 0.76 | Surged Additional 50% Reduction | Afghanistan | AFG | 2022-01-02 | v8 | TRUE
https://raw.githubusercontent.com/mrc-ide/global-lmic-reports/master/AFG/projections.csv | 2021-09-01 | infections | 1432.55 | 1604.48 | 1661.49 | 1656.97 | 1717.99 | 1828.19 | Surged Maintain Status Quo | Afghanistan | AFG | 2022-01-02 | v8 | TRUE
https://raw.githubusercontent.com/mrc-ide/global-lmic-reports/master/AFG/projections.csv | 2021-09-01 | deaths | 6.18 | 6.55 | 6.82 | 6.92 | 7.31 | 7.77 | Surged Maintain Status Quo | Afghanistan | AFG | 2022-01-02 | v8 | TRUE
https://raw.githubusercontent.com/mrc-ide/global-lmic-reports/master/AFG/projections.csv | 2021-09-01 | hospital_demand | 227.11 | 240.32 | 249.75 | 253.23 | 265.79 | 283.67 | Surged Maintain Status Quo | Afghanistan | AFG | 2022-01-02 | v8 | TRUE
https://raw.githubusercontent.com/mrc-ide/global-lmic-reports/master/AFG/projections.csv | 2021-09-01 | ICU_demand | 115.78 | 122.85 | 127.53 | 129.07 | 135.87 | 143.97 | Surged Maintain Status Quo | Afghanistan | AFG | 2022-01-02 | v8 | TRUE
https://raw.githubusercontent.com/mrc-ide/global-lmic-reports/master/AFG/projections.csv | 2021-09-01 | hospital_incidence | 14.25 | 15.22 | 16.01 | 16.02 | 16.58 | 17.71 | Surged Maintain Status Quo | Afghanistan | AFG | 2022-01-02 | v8 | TRUE
https://raw.githubusercontent.com/mrc-ide/global-lmic-reports/master/AFG/projections.csv | 2021-09-01 | ICU_incidence | 4.29 | 4.59 | 4.82 | 4.83 | 4.99 | 5.33 | Surged Maintain Status Quo | Afghanistan | AFG | 2022-01-02 | v8 | TRUE
https://raw.githubusercontent.com/mrc-ide/global-lmic-reports/master/AFG/projections.csv | 2021-09-01 | prevalence | 12211.25 | 13313.07 | 13937.8 | 13825.63 | 14311.31 | 15446.09 | Surged Maintain Status Quo | Afghanistan | AFG | 2022-01-02 | v8 | TRUE
https://raw.githubusercontent.com/mrc-ide/global-lmic-reports/master/AFG/projections.csv | 2021-09-01 | cumulative_infections | 3388552.52 | 3471889.21 | 3541357.07 | 3544914.83 | 3600184.69 | 3746761.34 | Surged Maintain Status Quo | Afghanistan | AFG | 2022-01-02 | v8 | TRUE
https://raw.githubusercontent.com/mrc-ide/global-lmic-reports/master/AFG/projections.csv | 2021-09-01 | cumulative_deaths | 5747.88 | 5861.33 | 5967.95 | 5978.26 | 6067.61 | 6334.94 | Surged Maintain Status Quo | Afghanistan | AFG | 2022-01-02 | v8 | TRUE
https://raw.githubusercontent.com/mrc-ide/global-lmic-reports/master/AFG/projections.csv | 2021-09-01 | Rt | 0.8 | 0.82 | 0.84 | 0.84 | 0.85 | 0.87 | Surged Maintain Status Quo | Afghanistan | AFG | 2022-01-02 | v8 | TRUE
https://raw.githubusercontent.com/mrc-ide/global-lmic-reports/master/AFG/projections.csv | 2021-09-01 | Reff | 0.7 | 0.72 | 0.73 | 0.73 | 0.74 | 0.76 | Surged Maintain Status Quo | Afghanistan | AFG | 2022-01-02 | v8 | TRUE
https://raw.githubusercontent.com/mrc-ide/global-lmic-reports/master/AFG/projections.csv | 2021-09-01 | infections | 1432.55 | 1604.48 | 1661.49 | 1656.97 | 1717.99 | 1828.19 | Surged Optimistic | Afghanistan | AFG | 2022-01-02 | v8 | TRUE
https://raw.githubusercontent.com/mrc-ide/global-lmic-reports/master/AFG/projections.csv | 2021-09-01 | deaths | 6.18 | 6.55 | 6.82 | 6.92 | 7.31 | 7.77 | Surged Optimistic | Afghanistan | AFG | 2022-01-02 | v8 | TRUE
https://raw.githubusercontent.com/mrc-ide/global-lmic-reports/master/AFG/projections.csv | 2021-09-01 | hospital_demand | 227.11 | 240.32 | 249.75 | 253.23 | 265.79 | 283.67 | Surged Optimistic | Afghanistan | AFG | 2022-01-02 | v8 | TRUE
https://raw.githubusercontent.com/mrc-ide/global-lmic-reports/master/AFG/projections.csv | 2021-09-01 | ICU_demand | 115.78 | 122.85 | 127.53 | 129.07 | 135.87 | 143.97 | Surged Optimistic | Afghanistan | AFG | 2022-01-02 | v8 | TRUE
https://raw.githubusercontent.com/mrc-ide/global-lmic-reports/master/AFG/projections.csv | 2021-09-01 | hospital_incidence | 14.25 | 15.22 | 16.01 | 16.02 | 16.58 | 17.71 | Surged Optimistic | Afghanistan | AFG | 2022-01-02 | v8 | TRUE
https://raw.githubusercontent.com/mrc-ide/global-lmic-reports/master/AFG/projections.csv | 2021-09-01 | ICU_incidence | 4.29 | 4.59 | 4.82 | 4.83 | 4.99 | 5.33 | Surged Optimistic | Afghanistan | AFG | 2022-01-02 | v8 | TRUE
https://raw.githubusercontent.com/mrc-ide/global-lmic-reports/master/AFG/projections.csv | 2021-09-01 | prevalence | 12211.25 | 13313.07 | 13937.8 | 13825.63 | 14311.31 | 15446.09 | Surged Optimistic | Afghanistan | AFG | 2022-01-02 | v8 | TRUE
https://raw.githubusercontent.com/mrc-ide/global-lmic-reports/master/AFG/projections.csv | 2021-09-01 | cumulative_infections | 3388552.52 | 3471889.21 | 3541357.07 | 3544914.83 | 3600184.69 | 3746761.34 | Surged Optimistic | Afghanistan | AFG | 2022-01-02 | v8 | TRUE
https://raw.githubusercontent.com/mrc-ide/global-lmic-reports/master/AFG/projections.csv | 2021-09-01 | cumulative_deaths | 5747.88 | 5861.33 | 5967.95 | 5978.26 | 6067.61 | 6334.94 | Surged Optimistic | Afghanistan | AFG | 2022-01-02 | v8 | TRUE
https://raw.githubusercontent.com/mrc-ide/global-lmic-reports/master/AFG/projections.csv | 2021-09-01 | Rt | 0.8 | 0.82 | 0.84 | 0.84 | 0.85 | 0.87 | Surged Optimistic | Afghanistan | AFG | 2022-01-02 | v8 | TRUE
https://raw.githubusercontent.com/mrc-ide/global-lmic-reports/master/AFG/projections.csv | 2021-09-01 | Reff | 0.7 | 0.72 | 0.73 | 0.73 | 0.74 | 0.76 | Surged Optimistic | Afghanistan | AFG | 2022-01-02 | v8 | TRUE
https://raw.githubusercontent.com/mrc-ide/global-lmic-reports/master/AFG/projections.csv | 2021-09-01 | infections | 1432.55 | 1604.48 | 1661.49 | 1656.97 | 1717.99 | 1828.19 | Surged Pessimistic | Afghanistan | AFG | 2022-01-02 | v8 | TRUE
https://raw.githubusercontent.com/mrc-ide/global-lmic-reports/master/AFG/projections.csv | 2021-09-01 | deaths | 6.18 | 6.55 | 6.82 | 6.92 | 7.31 | 7.77 | Surged Pessimistic | Afghanistan | AFG | 2022-01-02 | v8 | TRUE
https://raw.githubusercontent.com/mrc-ide/global-lmic-reports/master/AFG/projections.csv | 2021-09-01 | hospital_demand | 227.11 | 240.32 | 249.75 | 253.23 | 265.79 | 283.67 | Surged Pessimistic | Afghanistan | AFG | 2022-01-02 | v8 | TRUE
https://raw.githubusercontent.com/mrc-ide/global-lmic-reports/master/AFG/projections.csv | 2021-09-01 | ICU_demand | 115.78 | 122.85 | 127.53 | 129.07 | 135.87 | 143.97 | Surged Pessimistic | Afghanistan | AFG | 2022-01-02 | v8 | TRUE
https://raw.githubusercontent.com/mrc-ide/global-lmic-reports/master/AFG/projections.csv | 2021-09-01 | hospital_incidence | 14.25 | 15.22 | 16.01 | 16.02 | 16.58 | 17.71 | Surged Pessimistic | Afghanistan | AFG | 2022-01-02 | v8 | TRUE
https://raw.githubusercontent.com/mrc-ide/global-lmic-reports/master/AFG/projections.csv | 2021-09-01 | ICU_incidence | 4.29 | 4.59 | 4.82 | 4.83 | 4.99 | 5.33 | Surged Pessimistic | Afghanistan | AFG | 2022-01-02 | v8 | TRUE
https://raw.githubusercontent.com/mrc-ide/global-lmic-reports/master/AFG/projections.csv | 2021-09-01 | prevalence | 12211.25 | 13313.07 | 13937.8 | 13825.63 | 14311.31 | 15446.09 | Surged Pessimistic | Afghanistan | AFG | 2022-01-02 | v8 | TRUE
https://raw.githubusercontent.com/mrc-ide/global-lmic-reports/master/AFG/projections.csv | 2021-09-01 | cumulative_infections | 3388552.52 | 3471889.21 | 3541357.07 | 3544914.83 | 3600184.69 | 3746761.34 | Surged Pessimistic | Afghanistan | AFG | 2022-01-02 | v8 | TRUE
https://raw.githubusercontent.com/mrc-ide/global-lmic-reports/master/AFG/projections.csv | 2021-09-01 | cumulative_deaths | 5747.88 | 5861.33 | 5967.95 | 5978.26 | 6067.61 | 6334.94 | Surged Pessimistic | Afghanistan | AFG | 2022-01-02 | v8 | TRUE
https://raw.githubusercontent.com/mrc-ide/global-lmic-reports/master/AFG/projections.csv | 2021-09-01 | Rt | 0.8 | 0.82 | 0.84 | 0.84 | 0.85 | 0.87 | Surged Pessimistic | Afghanistan | AFG | 2022-01-02 | v8 | TRUE
https://raw.githubusercontent.com/mrc-ide/global-lmic-reports/master/AFG/projections.csv | 2021-09-01 | Reff | 0.7 | 0.72 | 0.73 | 0.73 | 0.74 | 0.76 | Surged Pessimistic | Afghanistan | AFG | 2022-01-02 | v8 | TRUE
https://raw.githubusercontent.com/mrc-ide/global-lmic-reports/master/AFG/projections.csv | 2021-09-01 | infections | 1432.55 | 1604.48 | 1661.49 | 1656.97 | 1717.99 | 1828.19 | Surged Relax Interventions 50% | Afghanistan | AFG | 2022-01-02 | v8 | TRUE
https://raw.githubusercontent.com/mrc-ide/global-lmic-reports/master/AFG/projections.csv | 2021-09-01 | deaths | 6.18 | 6.55 | 6.82 | 6.92 | 7.31 | 7.77 | Surged Relax Interventions 50% | Afghanistan | AFG | 2022-01-02 | v8 | TRUE
https://raw.githubusercontent.com/mrc-ide/global-lmic-reports/master/AFG/projections.csv | 2021-09-01 | hospital_demand | 227.11 | 240.32 | 249.75 | 253.23 | 265.79 | 283.67 | Surged Relax Interventions 50% | Afghanistan | AFG | 2022-01-02 | v8 | TRUE
https://raw.githubusercontent.com/mrc-ide/global-lmic-reports/master/AFG/projections.csv | 2021-09-01 | ICU_demand | 115.78 | 122.85 | 127.53 | 129.07 | 135.87 | 143.97 | Surged Relax Interventions 50% | Afghanistan | AFG | 2022-01-02 | v8 | TRUE
https://raw.githubusercontent.com/mrc-ide/global-lmic-reports/master/AFG/projections.csv | 2021-09-01 | hospital_incidence | 14.25 | 15.22 | 16.01 | 16.02 | 16.58 | 17.71 | Surged Relax Interventions 50% | Afghanistan | AFG | 2022-01-02 | v8 | TRUE
https://raw.githubusercontent.com/mrc-ide/global-lmic-reports/master/AFG/projections.csv | 2021-09-01 | ICU_incidence | 4.29 | 4.59 | 4.82 | 4.83 | 4.99 | 5.33 | Surged Relax Interventions 50% | Afghanistan | AFG | 2022-01-02 | v8 | TRUE
https://raw.githubusercontent.com/mrc-ide/global-lmic-reports/master/AFG/projections.csv | 2021-09-01 | prevalence | 12211.25 | 13313.07 | 13937.8 | 13825.63 | 14311.31 | 15446.09 | Surged Relax Interventions 50% | Afghanistan | AFG | 2022-01-02 | v8 | TRUE
https://raw.githubusercontent.com/mrc-ide/global-lmic-reports/master/AFG/projections.csv | 2021-09-01 | cumulative_infections | 3388552.52 | 3471889.21 | 3541357.07 | 3544914.83 | 3600184.69 | 3746761.34 | Surged Relax Interventions 50% | Afghanistan | AFG | 2022-01-02 | v8 | TRUE
https://raw.githubusercontent.com/mrc-ide/global-lmic-reports/master/AFG/projections.csv | 2021-09-01 | cumulative_deaths | 5747.88 | 5861.33 | 5967.95 | 5978.26 | 6067.61 | 6334.94 | Surged Relax Interventions 50% | Afghanistan | AFG | 2022-01-02 | v8 | TRUE
https://raw.githubusercontent.com/mrc-ide/global-lmic-reports/master/AFG/projections.csv | 2021-09-01 | Rt | 0.8 | 0.82 | 0.84 | 0.84 | 0.85 | 0.87 | Surged Relax Interventions 50% | Afghanistan | AFG | 2022-01-02 | v8 | TRUE
https://raw.githubusercontent.com/mrc-ide/global-lmic-reports/master/AFG/projections.csv | 2021-09-01 | Reff | 0.7 | 0.72 | 0.73 | 0.73 | 0.74 | 0.76 | Surged Relax Interventions 50% | Afghanistan | AFG | 2022-01-02 | v8 | TRUE
https://raw.githubusercontent.com/mrc-ide/global-lmic-reports/master/AFG/projections.csv | 2021-09-02 | infections | 1364.78 | 1478.13 | 1549.74 | 1551.87 | 1639.24 | 1759.18 | Additional 50% Reduction | Afghanistan | AFG | 2022-01-02 | v8 | TRUE
https://raw.githubusercontent.com/mrc-ide/global-lmic-reports/master/AFG/projections.csv | 2021-09-02 | deaths | 5.58 | 5.96 | 6.31 | 6.33 | 6.63 | 7.48 | Additional 50% Reduction | Afghanistan | AFG | 2022-01-02 | v8 | TRUE
https://raw.githubusercontent.com/mrc-ide/global-lmic-reports/master/AFG/projections.csv | 2021-09-02 | hospital_demand | 206.32 | 219.37 | 233.02 | 234.2 | 246.38 | 274.58 | Additional 50% Reduction | Afghanistan | AFG | 2022-01-02 | v8 | TRUE
https://raw.githubusercontent.com/mrc-ide/global-lmic-reports/master/AFG/projections.csv | 2021-09-02 | ICU_demand | 101.69 | 107.87 | 114.11 | 114.41 | 119.59 | 133.44 | Additional 50% Reduction | Afghanistan | AFG | 2022-01-02 | v8 | TRUE
https://raw.githubusercontent.com/mrc-ide/global-lmic-reports/master/AFG/projections.csv | 2021-09-02 | hospital_incidence | 13.25 | 14.26 | 14.85 | 15.06 | 15.96 | 17.26 | Additional 50% Reduction | Afghanistan | AFG | 2022-01-02 | v8 | TRUE
https://raw.githubusercontent.com/mrc-ide/global-lmic-reports/master/AFG/projections.csv | 2021-09-02 | ICU_incidence | 3.99 | 4.29 | 4.47 | 4.53 | 4.8 | 5.2 | Additional 50% Reduction | Afghanistan | AFG | 2022-01-02 | v8 | TRUE
https://raw.githubusercontent.com/mrc-ide/global-lmic-reports/master/AFG/projections.csv | 2021-09-02 | prevalence | 11507.62 | 12329.12 | 13024.42 | 13037.85 | 13753.15 | 14954.77 | Additional 50% Reduction | Afghanistan | AFG | 2022-01-02 | v8 | TRUE
https://raw.githubusercontent.com/mrc-ide/global-lmic-reports/master/AFG/projections.csv | 2021-09-02 | cumulative_infections | 3340899.86 | 3473409.71 | 3566410.13 | 3566142.37 | 3650449.75 | 3871858.2 | Additional 50% Reduction | Afghanistan | AFG | 2022-01-02 | v8 | TRUE
https://raw.githubusercontent.com/mrc-ide/global-lmic-reports/master/AFG/projections.csv | 2021-09-02 | cumulative_deaths | 6750.34 | 7102.23 | 7315.98 | 7304.16 | 7517.99 | 8011.66 | Additional 50% Reduction | Afghanistan | AFG | 2022-01-02 | v8 | TRUE
https://raw.githubusercontent.com/mrc-ide/global-lmic-reports/master/AFG/projections.csv | 2021-09-02 | Rt | 0.76 | 0.8 | 0.81 | 0.81 | 0.82 | 0.86 | Additional 50% Reduction | Afghanistan | AFG | 2022-01-02 | v8 | TRUE
https://raw.githubusercontent.com/mrc-ide/global-lmic-reports/master/AFG/projections.csv | 2021-09-02 | Reff | 0.66 | 0.7 | 0.71 | 0.71 | 0.71 | 0.74 | Additional 50% Reduction | Afghanistan | AFG | 2022-01-02 | v8 | TRUE
https://raw.githubusercontent.com/mrc-ide/global-lmic-reports/master/AFG/projections.csv | 2021-09-02 | infections | 1364.78 | 1478.13 | 1549.74 | 1551.87 | 1639.24 | 1759.18 | Maintain Status Quo | Afghanistan | AFG | 2022-01-02 | v8 | TRUE
https://raw.githubusercontent.com/mrc-ide/global-lmic-reports/master/AFG/projections.csv | 2021-09-02 | deaths | 5.58 | 5.96 | 6.31 | 6.33 | 6.63 | 7.48 | Maintain Status Quo | Afghanistan | AFG | 2022-01-02 | v8 | TRUE
https://raw.githubusercontent.com/mrc-ide/global-lmic-reports/master/AFG/projections.csv | 2021-09-02 | hospital_demand | 206.32 | 219.37 | 233.02 | 234.2 | 246.38 | 274.58 | Maintain Status Quo | Afghanistan | AFG | 2022-01-02 | v8 | TRUE
https://raw.githubusercontent.com/mrc-ide/global-lmic-reports/master/AFG/projections.csv | 2021-09-02 | ICU_demand | 101.69 | 107.87 | 114.11 | 114.41 | 119.59 | 133.44 | Maintain Status Quo | Afghanistan | AFG | 2022-01-02 | v8 | TRUE
https://raw.githubusercontent.com/mrc-ide/global-lmic-reports/master/AFG/projections.csv | 2021-09-02 | hospital_incidence | 13.25 | 14.26 | 14.85 | 15.06 | 15.96 | 17.26 | Maintain Status Quo | Afghanistan | AFG | 2022-01-02 | v8 | TRUE
https://raw.githubusercontent.com/mrc-ide/global-lmic-reports/master/AFG/projections.csv | 2021-09-02 | ICU_incidence | 3.99 | 4.29 | 4.47 | 4.53 | 4.8 | 5.2 | Maintain Status Quo | Afghanistan | AFG | 2022-01-02 | v8 | TRUE
https://raw.githubusercontent.com/mrc-ide/global-lmic-reports/master/AFG/projections.csv | 2021-09-02 | prevalence | 11507.62 | 12329.12 | 13024.42 | 13037.85 | 13753.15 | 14954.77 | Maintain Status Quo | Afghanistan | AFG | 2022-01-02 | v8 | TRUE
https://raw.githubusercontent.com/mrc-ide/global-lmic-reports/master/AFG/projections.csv | 2021-09-02 | cumulative_infections | 3340899.86 | 3473409.71 | 3566410.13 | 3566142.37 | 3650449.75 | 3871858.2 | Maintain Status Quo | Afghanistan | AFG | 2022-01-02 | v8 | TRUE
https://raw.githubusercontent.com/mrc-ide/global-lmic-reports/master/AFG/projections.csv | 2021-09-02 | cumulative_deaths | 6750.34 | 7102.23 | 7315.98 | 7304.16 | 7517.99 | 8011.66 | Maintain Status Quo | Afghanistan | AFG | 2022-01-02 | v8 | TRUE
https://raw.githubusercontent.com/mrc-ide/global-lmic-reports/master/AFG/projections.csv | 2021-09-02 | Rt | 0.76 | 0.8 | 0.81 | 0.81 | 0.82 | 0.86 | Maintain Status Quo | Afghanistan | AFG | 2022-01-02 | v8 | TRUE
https://raw.githubusercontent.com/mrc-ide/global-lmic-reports/master/AFG/projections.csv | 2021-09-02 | Reff | 0.66 | 0.7 | 0.71 | 0.71 | 0.71 | 0.74 | Maintain Status Quo | Afghanistan | AFG | 2022-01-02 | v8 | TRUE
https://raw.githubusercontent.com/mrc-ide/global-lmic-reports/master/AFG/projections.csv | 2021-09-02 | infections | 1364.78 | 1478.13 | 1549.74 | 1551.87 | 1639.24 | 1759.18 | Optimistic | Afghanistan | AFG | 2022-01-02 | v8 | TRUE
https://raw.githubusercontent.com/mrc-ide/global-lmic-reports/master/AFG/projections.csv | 2021-09-02 | deaths | 5.58 | 5.96 | 6.31 | 6.33 | 6.63 | 7.48 | Optimistic | Afghanistan | AFG | 2022-01-02 | v8 | TRUE
https://raw.githubusercontent.com/mrc-ide/global-lmic-reports/master/AFG/projections.csv | 2021-09-02 | hospital_demand | 206.32 | 219.37 | 233.02 | 234.2 | 246.38 | 274.58 | Optimistic | Afghanistan | AFG | 2022-01-02 | v8 | TRUE
https://raw.githubusercontent.com/mrc-ide/global-lmic-reports/master/AFG/projections.csv | 2021-09-02 | ICU_demand | 101.69 | 107.87 | 114.11 | 114.41 | 119.59 | 133.44 | Optimistic | Afghanistan | AFG | 2022-01-02 | v8 | TRUE
https://raw.githubusercontent.com/mrc-ide/global-lmic-reports/master/AFG/projections.csv | 2021-09-02 | hospital_incidence | 13.25 | 14.26 | 14.85 | 15.06 | 15.96 | 17.26 | Optimistic | Afghanistan | AFG | 2022-01-02 | v8 | TRUE
https://raw.githubusercontent.com/mrc-ide/global-lmic-reports/master/AFG/projections.csv | 2021-09-02 | ICU_incidence | 3.99 | 4.29 | 4.47 | 4.53 | 4.8 | 5.2 | Optimistic | Afghanistan | AFG | 2022-01-02 | v8 | TRUE
https://raw.githubusercontent.com/mrc-ide/global-lmic-reports/master/AFG/projections.csv | 2021-09-02 | prevalence | 11507.62 | 12329.12 | 13024.42 | 13037.85 | 13753.15 | 14954.77 | Optimistic | Afghanistan | AFG | 2022-01-02 | v8 | TRUE
https://raw.githubusercontent.com/mrc-ide/global-lmic-reports/master/AFG/projections.csv | 2021-09-02 | cumulative_infections | 3340899.86 | 3473409.71 | 3566410.13 | 3566142.37 | 3650449.75 | 3871858.2 | Optimistic | Afghanistan | AFG | 2022-01-02 | v8 | TRUE
https://raw.githubusercontent.com/mrc-ide/global-lmic-reports/master/AFG/projections.csv | 2021-09-02 | cumulative_deaths | 6750.34 | 7102.23 | 7315.98 | 7304.16 | 7517.99 | 8011.66 | Optimistic | Afghanistan | AFG | 2022-01-02 | v8 | TRUE
https://raw.githubusercontent.com/mrc-ide/global-lmic-reports/master/AFG/projections.csv | 2021-09-02 | Rt | 0.76 | 0.8 | 0.81 | 0.81 | 0.82 | 0.86 | Optimistic | Afghanistan | AFG | 2022-01-02 | v8 | TRUE
https://raw.githubusercontent.com/mrc-ide/global-lmic-reports/master/AFG/projections.csv | 2021-09-02 | Reff | 0.66 | 0.7 | 0.71 | 0.71 | 0.71 | 0.74 | Optimistic | Afghanistan | AFG | 2022-01-02 | v8 | TRUE
https://raw.githubusercontent.com/mrc-ide/global-lmic-reports/master/AFG/projections.csv | 2021-09-02 | infections | 1364.78 | 1478.13 | 1549.74 | 1551.87 | 1639.24 | 1759.18 | Pessimistic | Afghanistan | AFG | 2022-01-02 | v8 | TRUE
https://raw.githubusercontent.com/mrc-ide/global-lmic-reports/master/AFG/projections.csv | 2021-09-02 | deaths | 5.58 | 5.96 | 6.31 | 6.33 | 6.63 | 7.48 | Pessimistic | Afghanistan | AFG | 2022-01-02 | v8 | TRUE
https://raw.githubusercontent.com/mrc-ide/global-lmic-reports/master/AFG/projections.csv | 2021-09-02 | hospital_demand | 206.32 | 219.37 | 233.02 | 234.2 | 246.38 | 274.58 | Pessimistic | Afghanistan | AFG | 2022-01-02 | v8 | TRUE
https://raw.githubusercontent.com/mrc-ide/global-lmic-reports/master/AFG/projections.csv | 2021-09-02 | ICU_demand | 101.69 | 107.87 | 114.11 | 114.41 | 119.59 | 133.44 | Pessimistic | Afghanistan | AFG | 2022-01-02 | v8 | TRUE
https://raw.githubusercontent.com/mrc-ide/global-lmic-reports/master/AFG/projections.csv | 2021-09-02 | hospital_incidence | 13.25 | 14.26 | 14.85 | 15.06 | 15.96 | 17.26 | Pessimistic | Afghanistan | AFG | 2022-01-02 | v8 | TRUE
https://raw.githubusercontent.com/mrc-ide/global-lmic-reports/master/AFG/projections.csv | 2021-09-02 | ICU_incidence | 3.99 | 4.29 | 4.47 | 4.53 | 4.8 | 5.2 | Pessimistic | Afghanistan | AFG | 2022-01-02 | v8 | TRUE
https://raw.githubusercontent.com/mrc-ide/global-lmic-reports/master/AFG/projections.csv | 2021-09-02 | prevalence | 11507.62 | 12329.12 | 13024.42 | 13037.85 | 13753.15 | 14954.77 | Pessimistic | Afghanistan | AFG | 2022-01-02 | v8 | TRUE
https://raw.githubusercontent.com/mrc-ide/global-lmic-reports/master/AFG/projections.csv | 2021-09-02 | cumulative_infections | 3340899.86 | 3473409.71 | 3566410.13 | 3566142.37 | 3650449.75 | 3871858.2 | Pessimistic | Afghanistan | AFG | 2022-01-02 | v8 | TRUE
https://raw.githubusercontent.com/mrc-ide/global-lmic-reports/master/AFG/projections.csv | 2021-09-02 | cumulative_deaths | 6750.34 | 7102.23 | 7315.98 | 7304.16 | 7517.99 | 8011.66 | Pessimistic | Afghanistan | AFG | 2022-01-02 | v8 | TRUE
https://raw.githubusercontent.com/mrc-ide/global-lmic-reports/master/AFG/projections.csv | 2021-09-02 | Rt | 0.76 | 0.8 | 0.81 | 0.81 | 0.82 | 0.86 | Pessimistic | Afghanistan | AFG | 2022-01-02 | v8 | TRUE
https://raw.githubusercontent.com/mrc-ide/global-lmic-reports/master/AFG/projections.csv | 2021-09-02 | Reff | 0.66 | 0.7 | 0.71 | 0.71 | 0.71 | 0.74 | Pessimistic | Afghanistan | AFG | 2022-01-02 | v8 | TRUE
https://raw.githubusercontent.com/mrc-ide/global-lmic-reports/master/AFG/projections.csv | 2021-09-02 | infections | 1364.78 | 1478.13 | 1549.74 | 1551.87 | 1639.24 | 1759.18 | Relax Interventions 50% | Afghanistan | AFG | 2022-01-02 | v8 | TRUE
https://raw.githubusercontent.com/mrc-ide/global-lmic-reports/master/AFG/projections.csv | 2021-09-02 | deaths | 5.58 | 5.96 | 6.31 | 6.33 | 6.63 | 7.48 | Relax Interventions 50% | Afghanistan | AFG | 2022-01-02 | v8 | TRUE
https://raw.githubusercontent.com/mrc-ide/global-lmic-reports/master/AFG/projections.csv | 2021-09-02 | hospital_demand | 206.32 | 219.37 | 233.02 | 234.2 | 246.38 | 274.58 | Relax Interventions 50% | Afghanistan | AFG | 2022-01-02 | v8 | TRUE
https://raw.githubusercontent.com/mrc-ide/global-lmic-reports/master/AFG/projections.csv | 2021-09-02 | ICU_demand | 101.69 | 107.87 | 114.11 | 114.41 | 119.59 | 133.44 | Relax Interventions 50% | Afghanistan | AFG | 2022-01-02 | v8 | TRUE
https://raw.githubusercontent.com/mrc-ide/global-lmic-reports/master/AFG/projections.csv | 2021-09-02 | hospital_incidence | 13.25 | 14.26 | 14.85 | 15.06 | 15.96 | 17.26 | Relax Interventions 50% | Afghanistan | AFG | 2022-01-02 | v8 | TRUE
https://raw.githubusercontent.com/mrc-ide/global-lmic-reports/master/AFG/projections.csv | 2021-09-02 | ICU_incidence | 3.99 | 4.29 | 4.47 | 4.53 | 4.8 | 5.2 | Relax Interventions 50% | Afghanistan | AFG | 2022-01-02 | v8 | TRUE
https://raw.githubusercontent.com/mrc-ide/global-lmic-reports/master/AFG/projections.csv | 2021-09-02 | prevalence | 11507.62 | 12329.12 | 13024.42 | 13037.85 | 13753.15 | 14954.77 | Relax Interventions 50% | Afghanistan | AFG | 2022-01-02 | v8 | TRUE
https://raw.githubusercontent.com/mrc-ide/global-lmic-reports/master/AFG/projections.csv | 2021-09-02 | cumulative_infections | 3340899.86 | 3473409.71 | 3566410.13 | 3566142.37 | 3650449.75 | 3871858.2 | Relax Interventions 50% | Afghanistan | AFG | 2022-01-02 | v8 | TRUE
https://raw.githubusercontent.com/mrc-ide/global-lmic-reports/master/AFG/projections.csv | 2021-09-02 | cumulative_deaths | 6750.34 | 7102.23 | 7315.98 | 7304.16 | 7517.99 | 8011.66 | Relax Interventions 50% | Afghanistan | AFG | 2022-01-02 | v8 | TRUE
https://raw.githubusercontent.com/mrc-ide/global-lmic-reports/master/AFG/projections.csv | 2021-09-02 | Rt | 0.76 | 0.8 | 0.81 | 0.81 | 0.82 | 0.86 | Relax Interventions 50% | Afghanistan | AFG | 2022-01-02 | v8 | TRUE
https://raw.githubusercontent.com/mrc-ide/global-lmic-reports/master/AFG/projections.csv | 2021-09-02 | Reff | 0.66 | 0.7 | 0.71 | 0.71 | 0.71 | 0.74 | Relax Interventions 50% | Afghanistan | AFG | 2022-01-02 | v8 | TRUE
https://raw.githubusercontent.com/mrc-ide/global-lmic-reports/master/AFG/projections.csv | 2021-09-02 | infections | 1353.3 | 1523.44 | 1583.64 | 1575.34 | 1634.39 | 1730.53 | Surged Additional 50% Reduction | Afghanistan | AFG | 2022-01-02 | v8 | TRUE
https://raw.githubusercontent.com/mrc-ide/global-lmic-reports/master/AFG/projections.csv | 2021-09-02 | deaths | 5.85 | 6.2 | 6.45 | 6.54 | 6.91 | 7.35 | Surged Additional 50% Reduction | Afghanistan | AFG | 2022-01-02 | v8 | TRUE
https://raw.githubusercontent.com/mrc-ide/global-lmic-reports/master/AFG/projections.csv | 2021-09-02 | hospital_demand | 214.58 | 227.47 | 236.12 | 239.27 | 250.64 | 267.53 | Surged Additional 50% Reduction | Afghanistan | AFG | 2022-01-02 | v8 | TRUE
https://raw.githubusercontent.com/mrc-ide/global-lmic-reports/master/AFG/projections.csv | 2021-09-02 | ICU_demand | 109.84 | 116.5 | 120.87 | 122.31 | 128.59 | 136.33 | Surged Additional 50% Reduction | Afghanistan | AFG | 2022-01-02 | v8 | TRUE
https://raw.githubusercontent.com/mrc-ide/global-lmic-reports/master/AFG/projections.csv | 2021-09-02 | hospital_incidence | 13.55 | 14.51 | 15.27 | 15.24 | 15.73 | 16.9 | Surged Additional 50% Reduction | Afghanistan | AFG | 2022-01-02 | v8 | TRUE
https://raw.githubusercontent.com/mrc-ide/global-lmic-reports/master/AFG/projections.csv | 2021-09-02 | ICU_incidence | 4.08 | 4.37 | 4.6 | 4.59 | 4.73 | 5.09 | Surged Additional 50% Reduction | Afghanistan | AFG | 2022-01-02 | v8 | TRUE
https://raw.githubusercontent.com/mrc-ide/global-lmic-reports/master/AFG/projections.csv | 2021-09-02 | prevalence | 11641.05 | 12767.88 | 13314.82 | 13217.23 | 13660.72 | 14723.64 | Surged Additional 50% Reduction | Afghanistan | AFG | 2022-01-02 | v8 | TRUE
https://raw.githubusercontent.com/mrc-ide/global-lmic-reports/master/AFG/projections.csv | 2021-09-02 | cumulative_infections | 3390069.88 | 3473372.93 | 3542863.46 | 3546490.17 | 3601737.75 | 3748275.54 | Surged Additional 50% Reduction | Afghanistan | AFG | 2022-01-02 | v8 | TRUE
https://raw.githubusercontent.com/mrc-ide/global-lmic-reports/master/AFG/projections.csv | 2021-09-02 | cumulative_deaths | 5753.95 | 5868.1 | 5974.61 | 5984.8 | 6074.7 | 6341.07 | Surged Additional 50% Reduction | Afghanistan | AFG | 2022-01-02 | v8 | TRUE
https://raw.githubusercontent.com/mrc-ide/global-lmic-reports/master/AFG/projections.csv | 2021-09-02 | Rt | 0.78 | 0.8 | 0.81 | 0.81 | 0.83 | 0.85 | Surged Additional 50% Reduction | Afghanistan | AFG | 2022-01-02 | v8 | TRUE
https://raw.githubusercontent.com/mrc-ide/global-lmic-reports/master/AFG/projections.csv | 2021-09-02 | Reff | 0.68 | 0.7 | 0.71 | 0.71 | 0.72 | 0.74 | Surged Additional 50% Reduction | Afghanistan | AFG | 2022-01-02 | v8 | TRUE
https://raw.githubusercontent.com/mrc-ide/global-lmic-reports/master/AFG/projections.csv | 2021-09-02 | infections | 1353.3 | 1523.44 | 1583.64 | 1575.34 | 1634.39 | 1730.53 | Surged Maintain Status Quo | Afghanistan | AFG | 2022-01-02 | v8 | TRUE
https://raw.githubusercontent.com/mrc-ide/global-lmic-reports/master/AFG/projections.csv | 2021-09-02 | deaths | 5.85 | 6.2 | 6.45 | 6.54 | 6.91 | 7.35 | Surged Maintain Status Quo | Afghanistan | AFG | 2022-01-02 | v8 | TRUE
https://raw.githubusercontent.com/mrc-ide/global-lmic-reports/master/AFG/projections.csv | 2021-09-02 | hospital_demand | 214.58 | 227.47 | 236.12 | 239.27 | 250.64 | 267.53 | Surged Maintain Status Quo | Afghanistan | AFG | 2022-01-02 | v8 | TRUE
https://raw.githubusercontent.com/mrc-ide/global-lmic-reports/master/AFG/projections.csv | 2021-09-02 | ICU_demand | 109.84 | 116.5 | 120.87 | 122.31 | 128.59 | 136.33 | Surged Maintain Status Quo | Afghanistan | AFG | 2022-01-02 | v8 | TRUE
https://raw.githubusercontent.com/mrc-ide/global-lmic-reports/master/AFG/projections.csv | 2021-09-02 | hospital_incidence | 13.55 | 14.51 | 15.27 | 15.24 | 15.73 | 16.9 | Surged Maintain Status Quo | Afghanistan | AFG | 2022-01-02 | v8 | TRUE
https://raw.githubusercontent.com/mrc-ide/global-lmic-reports/master/AFG/projections.csv | 2021-09-02 | ICU_incidence | 4.08 | 4.37 | 4.6 | 4.59 | 4.73 | 5.09 | Surged Maintain Status Quo | Afghanistan | AFG | 2022-01-02 | v8 | TRUE
https://raw.githubusercontent.com/mrc-ide/global-lmic-reports/master/AFG/projections.csv | 2021-09-02 | prevalence | 11641.05 | 12767.88 | 13314.82 | 13217.23 | 13660.72 | 14723.64 | Surged Maintain Status Quo | Afghanistan | AFG | 2022-01-02 | v8 | TRUE
https://raw.githubusercontent.com/mrc-ide/global-lmic-reports/master/AFG/projections.csv | 2021-09-02 | cumulative_infections | 3390069.88 | 3473372.93 | 3542863.46 | 3546490.17 | 3601737.75 | 3748275.54 | Surged Maintain Status Quo | Afghanistan | AFG | 2022-01-02 | v8 | TRUE
https://raw.githubusercontent.com/mrc-ide/global-lmic-reports/master/AFG/projections.csv | 2021-09-02 | cumulative_deaths | 5753.95 | 5868.1 | 5974.61 | 5984.8 | 6074.7 | 6341.07 | Surged Maintain Status Quo | Afghanistan | AFG | 2022-01-02 | v8 | TRUE
https://raw.githubusercontent.com/mrc-ide/global-lmic-reports/master/AFG/projections.csv | 2021-09-02 | Rt | 0.78 | 0.8 | 0.81 | 0.81 | 0.83 | 0.85 | Surged Maintain Status Quo | Afghanistan | AFG | 2022-01-02 | v8 | TRUE
https://raw.githubusercontent.com/mrc-ide/global-lmic-reports/master/AFG/projections.csv | 2021-09-02 | Reff | 0.68 | 0.7 | 0.71 | 0.71 | 0.72 | 0.74 | Surged Maintain Status Quo | Afghanistan | AFG | 2022-01-02 | v8 | TRUE
https://raw.githubusercontent.com/mrc-ide/global-lmic-reports/master/AFG/projections.csv | 2021-09-02 | infections | 1353.3 | 1523.44 | 1583.64 | 1575.34 | 1634.39 | 1730.53 | Surged Optimistic | Afghanistan | AFG | 2022-01-02 | v8 | TRUE
https://raw.githubusercontent.com/mrc-ide/global-lmic-reports/master/AFG/projections.csv | 2021-09-02 | deaths | 5.85 | 6.2 | 6.45 | 6.54 | 6.91 | 7.35 | Surged Optimistic | Afghanistan | AFG | 2022-01-02 | v8 | TRUE
https://raw.githubusercontent.com/mrc-ide/global-lmic-reports/master/AFG/projections.csv | 2021-09-02 | hospital_demand | 214.58 | 227.47 | 236.12 | 239.27 | 250.64 | 267.53 | Surged Optimistic | Afghanistan | AFG | 2022-01-02 | v8 | TRUE
https://raw.githubusercontent.com/mrc-ide/global-lmic-reports/master/AFG/projections.csv | 2021-09-02 | ICU_demand | 109.84 | 116.5 | 120.87 | 122.31 | 128.59 | 136.33 | Surged Optimistic | Afghanistan | AFG | 2022-01-02 | v8 | TRUE
https://raw.githubusercontent.com/mrc-ide/global-lmic-reports/master/AFG/projections.csv | 2021-09-02 | hospital_incidence | 13.55 | 14.51 | 15.27 | 15.24 | 15.73 | 16.9 | Surged Optimistic | Afghanistan | AFG | 2022-01-02 | v8 | TRUE
https://raw.githubusercontent.com/mrc-ide/global-lmic-reports/master/AFG/projections.csv | 2021-09-02 | ICU_incidence | 4.08 | 4.37 | 4.6 | 4.59 | 4.73 | 5.09 | Surged Optimistic | Afghanistan | AFG | 2022-01-02 | v8 | TRUE
https://raw.githubusercontent.com/mrc-ide/global-lmic-reports/master/AFG/projections.csv | 2021-09-02 | prevalence | 11641.05 | 12767.88 | 13314.82 | 13217.23 | 13660.72 | 14723.64 | Surged Optimistic | Afghanistan | AFG | 2022-01-02 | v8 | TRUE
https://raw.githubusercontent.com/mrc-ide/global-lmic-reports/master/AFG/projections.csv | 2021-09-02 | cumulative_infections | 3390069.88 | 3473372.93 | 3542863.46 | 3546490.17 | 3601737.75 | 3748275.54 | Surged Optimistic | Afghanistan | AFG | 2022-01-02 | v8 | TRUE
https://raw.githubusercontent.com/mrc-ide/global-lmic-reports/master/AFG/projections.csv | 2021-09-02 | cumulative_deaths | 5753.95 | 5868.1 | 5974.61 | 5984.8 | 6074.7 | 6341.07 | Surged Optimistic | Afghanistan | AFG | 2022-01-02 | v8 | TRUE
https://raw.githubusercontent.com/mrc-ide/global-lmic-reports/master/AFG/projections.csv | 2021-09-02 | Rt | 0.78 | 0.8 | 0.81 | 0.81 | 0.83 | 0.85 | Surged Optimistic | Afghanistan | AFG | 2022-01-02 | v8 | TRUE
https://raw.githubusercontent.com/mrc-ide/global-lmic-reports/master/AFG/projections.csv | 2021-09-02 | Reff | 0.68 | 0.7 | 0.71 | 0.71 | 0.72 | 0.74 | Surged Optimistic | Afghanistan | AFG | 2022-01-02 | v8 | TRUE
https://raw.githubusercontent.com/mrc-ide/global-lmic-reports/master/AFG/projections.csv | 2021-09-02 | infections | 1353.3 | 1523.44 | 1583.64 | 1575.34 | 1634.39 | 1730.53 | Surged Pessimistic | Afghanistan | AFG | 2022-01-02 | v8 | TRUE
https://raw.githubusercontent.com/mrc-ide/global-lmic-reports/master/AFG/projections.csv | 2021-09-02 | deaths | 5.85 | 6.2 | 6.45 | 6.54 | 6.91 | 7.35 | Surged Pessimistic | Afghanistan | AFG | 2022-01-02 | v8 | TRUE
https://raw.githubusercontent.com/mrc-ide/global-lmic-reports/master/AFG/projections.csv | 2021-09-02 | hospital_demand | 214.58 | 227.47 | 236.12 | 239.27 | 250.64 | 267.53 | Surged Pessimistic | Afghanistan | AFG | 2022-01-02 | v8 | TRUE
https://raw.githubusercontent.com/mrc-ide/global-lmic-reports/master/AFG/projections.csv | 2021-09-02 | ICU_demand | 109.84 | 116.5 | 120.87 | 122.31 | 128.59 | 136.33 | Surged Pessimistic | Afghanistan | AFG | 2022-01-02 | v8 | TRUE
https://raw.githubusercontent.com/mrc-ide/global-lmic-reports/master/AFG/projections.csv | 2021-09-02 | hospital_incidence | 13.55 | 14.51 | 15.27 | 15.24 | 15.73 | 16.9 | Surged Pessimistic | Afghanistan | AFG | 2022-01-02 | v8 | TRUE
https://raw.githubusercontent.com/mrc-ide/global-lmic-reports/master/AFG/projections.csv | 2021-09-02 | ICU_incidence | 4.08 | 4.37 | 4.6 | 4.59 | 4.73 | 5.09 | Surged Pessimistic | Afghanistan | AFG | 2022-01-02 | v8 | TRUE
https://raw.githubusercontent.com/mrc-ide/global-lmic-reports/master/AFG/projections.csv | 2021-09-02 | prevalence | 11641.05 | 12767.88 | 13314.82 | 13217.23 | 13660.72 | 14723.64 | Surged Pessimistic | Afghanistan | AFG | 2022-01-02 | v8 | TRUE
https://raw.githubusercontent.com/mrc-ide/global-lmic-reports/master/AFG/projections.csv | 2021-09-02 | cumulative_infections | 3390069.88 | 3473372.93 | 3542863.46 | 3546490.17 | 3601737.75 | 3748275.54 | Surged Pessimistic | Afghanistan | AFG | 2022-01-02 | v8 | TRUE
https://raw.githubusercontent.com/mrc-ide/global-lmic-reports/master/AFG/projections.csv | 2021-09-02 | cumulative_deaths | 5753.95 | 5868.1 | 5974.61 | 5984.8 | 6074.7 | 6341.07 | Surged Pessimistic | Afghanistan | AFG | 2022-01-02 | v8 | TRUE
https://raw.githubusercontent.com/mrc-ide/global-lmic-reports/master/AFG/projections.csv | 2021-09-02 | Rt | 0.78 | 0.8 | 0.81 | 0.81 | 0.83 | 0.85 | Surged Pessimistic | Afghanistan | AFG | 2022-01-02 | v8 | TRUE
https://raw.githubusercontent.com/mrc-ide/global-lmic-reports/master/AFG/projections.csv | 2021-09-02 | Reff | 0.68 | 0.7 | 0.71 | 0.71 | 0.72 | 0.74 | Surged Pessimistic | Afghanistan | AFG | 2022-01-02 | v8 | TRUE
https://raw.githubusercontent.com/mrc-ide/global-lmic-reports/master/AFG/projections.csv | 2021-09-02 | infections | 1353.3 | 1523.44 | 1583.64 | 1575.34 | 1634.39 | 1730.53 | Surged Relax Interventions 50% | Afghanistan | AFG | 2022-01-02 | v8 | TRUE
https://raw.githubusercontent.com/mrc-ide/global-lmic-reports/master/AFG/projections.csv | 2021-09-02 | deaths | 5.85 | 6.2 | 6.45 | 6.54 | 6.91 | 7.35 | Surged Relax Interventions 50% | Afghanistan | AFG | 2022-01-02 | v8 | TRUE
https://raw.githubusercontent.com/mrc-ide/global-lmic-reports/master/AFG/projections.csv | 2021-09-02 | hospital_demand | 214.58 | 227.47 | 236.12 | 239.27 | 250.64 | 267.53 | Surged Relax Interventions 50% | Afghanistan | AFG | 2022-01-02 | v8 | TRUE
https://raw.githubusercontent.com/mrc-ide/global-lmic-reports/master/AFG/projections.csv | 2021-09-02 | ICU_demand | 109.84 | 116.5 | 120.87 | 122.31 | 128.59 | 136.33 | Surged Relax Interventions 50% | Afghanistan | AFG | 2022-01-02 | v8 | TRUE
https://raw.githubusercontent.com/mrc-ide/global-lmic-reports/master/AFG/projections.csv | 2021-09-02 | hospital_incidence | 13.55 | 14.51 | 15.27 | 15.24 | 15.73 | 16.9 | Surged Relax Interventions 50% | Afghanistan | AFG | 2022-01-02 | v8 | TRUE
https://raw.githubusercontent.com/mrc-ide/global-lmic-reports/master/AFG/projections.csv | 2021-09-02 | ICU_incidence | 4.08 | 4.37 | 4.6 | 4.59 | 4.73 | 5.09 | Surged Relax Interventions 50% | Afghanistan | AFG | 2022-01-02 | v8 | TRUE
https://raw.githubusercontent.com/mrc-ide/global-lmic-reports/master/AFG/projections.csv | 2021-09-02 | prevalence | 11641.05 | 12767.88 | 13314.82 | 13217.23 | 13660.72 | 14723.64 | Surged Relax Interventions 50% | Afghanistan | AFG | 2022-01-02 | v8 | TRUE
https://raw.githubusercontent.com/mrc-ide/global-lmic-reports/master/AFG/projections.csv | 2021-09-02 | cumulative_infections | 3390069.88 | 3473372.93 | 3542863.46 | 3546490.17 | 3601737.75 | 3748275.54 | Surged Relax Interventions 50% | Afghanistan | AFG | 2022-01-02 | v8 | TRUE
https://raw.githubusercontent.com/mrc-ide/global-lmic-reports/master/AFG/projections.csv | 2021-09-02 | cumulative_deaths | 5753.95 | 5868.1 | 5974.61 | 5984.8 | 6074.7 | 6341.07 | Surged Relax Interventions 50% | Afghanistan | AFG | 2022-01-02 | v8 | TRUE
https://raw.githubusercontent.com/mrc-ide/global-lmic-reports/master/AFG/projections.csv | 2021-09-02 | Rt | 0.78 | 0.8 | 0.81 | 0.81 | 0.83 | 0.85 | Surged Relax Interventions 50% | Afghanistan | AFG | 2022-01-02 | v8 | TRUE
https://raw.githubusercontent.com/mrc-ide/global-lmic-reports/master/AFG/projections.csv | 2021-09-02 | Reff | 0.68 | 0.7 | 0.71 | 0.71 | 0.72 | 0.74 | Surged Relax Interventions 50% | Afghanistan | AFG | 2022-01-02 | v8 | TRUE
https://raw.githubusercontent.com/mrc-ide/global-lmic-reports/master/AFG/projections.csv | 2021-09-03 | infections | 1266.84 | 1362.01 | 1444.71 | 1440.19 | 1521.38 | 1617.23 | Additional 50% Reduction | Afghanistan | AFG | 2022-01-02 | v8 | TRUE
https://raw.githubusercontent.com/mrc-ide/global-lmic-reports/master/AFG/projections.csv | 2021-09-03 | deaths | 5.29 | 5.64 | 5.98 | 6 | 6.29 | 7.08 | Additional 50% Reduction | Afghanistan | AFG | 2022-01-02 | v8 | TRUE
https://raw.githubusercontent.com/mrc-ide/global-lmic-reports/master/AFG/projections.csv | 2021-09-03 | hospital_demand | 195.49 | 207.24 | 220.33 | 221.49 | 233.05 | 258.83 | Additional 50% Reduction | Afghanistan | AFG | 2022-01-02 | v8 | TRUE
https://raw.githubusercontent.com/mrc-ide/global-lmic-reports/master/AFG/projections.csv | 2021-09-03 | ICU_demand | 96.77 | 102.5 | 108.5 | 108.83 | 113.89 | 126.67 | Additional 50% Reduction | Afghanistan | AFG | 2022-01-02 | v8 | TRUE
https://raw.githubusercontent.com/mrc-ide/global-lmic-reports/master/AFG/projections.csv | 2021-09-03 | hospital_incidence | 12.63 | 13.55 | 14.21 | 14.35 | 15.17 | 16.47 | Additional 50% Reduction | Afghanistan | AFG | 2022-01-02 | v8 | TRUE
https://raw.githubusercontent.com/mrc-ide/global-lmic-reports/master/AFG/projections.csv | 2021-09-03 | ICU_incidence | 3.8 | 4.08 | 4.28 | 4.32 | 4.57 | 4.96 | Additional 50% Reduction | Afghanistan | AFG | 2022-01-02 | v8 | TRUE
https://raw.githubusercontent.com/mrc-ide/global-lmic-reports/master/AFG/projections.csv | 2021-09-03 | prevalence | 10985.41 | 11785 | 12353.45 | 12416.47 | 13092.55 | 14198.75 | Additional 50% Reduction | Afghanistan | AFG | 2022-01-02 | v8 | TRUE
https://raw.githubusercontent.com/mrc-ide/global-lmic-reports/master/AFG/projections.csv | 2021-09-03 | cumulative_infections | 3342346.45 | 3474766.15 | 3567937.9 | 3567582.55 | 3651910.89 | 3873414.66 | Additional 50% Reduction | Afghanistan | AFG | 2022-01-02 | v8 | TRUE
https://raw.githubusercontent.com/mrc-ide/global-lmic-reports/master/AFG/projections.csv | 2021-09-03 | cumulative_deaths | 6757.27 | 7107.6 | 7322 | 7310.16 | 7524.22 | 8017.95 | Additional 50% Reduction | Afghanistan | AFG | 2022-01-02 | v8 | TRUE
https://raw.githubusercontent.com/mrc-ide/global-lmic-reports/master/AFG/projections.csv | 2021-09-03 | Rt | 0.78 | 0.81 | 0.82 | 0.82 | 0.83 | 0.87 | Additional 50% Reduction | Afghanistan | AFG | 2022-01-02 | v8 | TRUE
https://raw.githubusercontent.com/mrc-ide/global-lmic-reports/master/AFG/projections.csv | 2021-09-03 | Reff | 0.68 | 0.71 | 0.72 | 0.72 | 0.72 | 0.76 | Additional 50% Reduction | Afghanistan | AFG | 2022-01-02 | v8 | TRUE
https://raw.githubusercontent.com/mrc-ide/global-lmic-reports/master/AFG/projections.csv | 2021-09-03 | infections | 1266.84 | 1362.01 | 1444.71 | 1440.19 | 1521.38 | 1617.23 | Maintain Status Quo | Afghanistan | AFG | 2022-01-02 | v8 | TRUE
https://raw.githubusercontent.com/mrc-ide/global-lmic-reports/master/AFG/projections.csv | 2021-09-03 | deaths | 5.29 | 5.64 | 5.98 | 6 | 6.29 | 7.08 | Maintain Status Quo | Afghanistan | AFG | 2022-01-02 | v8 | TRUE
https://raw.githubusercontent.com/mrc-ide/global-lmic-reports/master/AFG/projections.csv | 2021-09-03 | hospital_demand | 195.49 | 207.24 | 220.33 | 221.49 | 233.05 | 258.83 | Maintain Status Quo | Afghanistan | AFG | 2022-01-02 | v8 | TRUE
https://raw.githubusercontent.com/mrc-ide/global-lmic-reports/master/AFG/projections.csv | 2021-09-03 | ICU_demand | 96.77 | 102.5 | 108.5 | 108.83 | 113.89 | 126.67 | Maintain Status Quo | Afghanistan | AFG | 2022-01-02 | v8 | TRUE
https://raw.githubusercontent.com/mrc-ide/global-lmic-reports/master/AFG/projections.csv | 2021-09-03 | hospital_incidence | 12.63 | 13.55 | 14.21 | 14.35 | 15.17 | 16.47 | Maintain Status Quo | Afghanistan | AFG | 2022-01-02 | v8 | TRUE
https://raw.githubusercontent.com/mrc-ide/global-lmic-reports/master/AFG/projections.csv | 2021-09-03 | ICU_incidence | 3.8 | 4.08 | 4.28 | 4.32 | 4.57 | 4.96 | Maintain Status Quo | Afghanistan | AFG | 2022-01-02 | v8 | TRUE
https://raw.githubusercontent.com/mrc-ide/global-lmic-reports/master/AFG/projections.csv | 2021-09-03 | prevalence | 10985.41 | 11785 | 12353.45 | 12416.47 | 13092.55 | 14198.75 | Maintain Status Quo | Afghanistan | AFG | 2022-01-02 | v8 | TRUE
https://raw.githubusercontent.com/mrc-ide/global-lmic-reports/master/AFG/projections.csv | 2021-09-03 | cumulative_infections | 3342346.45 | 3474766.15 | 3567937.9 | 3567582.55 | 3651910.89 | 3873414.66 | Maintain Status Quo | Afghanistan | AFG | 2022-01-02 | v8 | TRUE
https://raw.githubusercontent.com/mrc-ide/global-lmic-reports/master/AFG/projections.csv | 2021-09-03 | cumulative_deaths | 6757.27 | 7107.6 | 7322 | 7310.16 | 7524.22 | 8017.95 | Maintain Status Quo | Afghanistan | AFG | 2022-01-02 | v8 | TRUE
https://raw.githubusercontent.com/mrc-ide/global-lmic-reports/master/AFG/projections.csv | 2021-09-03 | Rt | 0.78 | 0.81 | 0.82 | 0.82 | 0.83 | 0.87 | Maintain Status Quo | Afghanistan | AFG | 2022-01-02 | v8 | TRUE
https://raw.githubusercontent.com/mrc-ide/global-lmic-reports/master/AFG/projections.csv | 2021-09-03 | Reff | 0.68 | 0.71 | 0.72 | 0.72 | 0.72 | 0.76 | Maintain Status Quo | Afghanistan | AFG | 2022-01-02 | v8 | TRUE
https://raw.githubusercontent.com/mrc-ide/global-lmic-reports/master/AFG/projections.csv | 2021-09-03 | infections | 1266.84 | 1362.01 | 1444.71 | 1440.19 | 1521.38 | 1617.23 | Optimistic | Afghanistan | AFG | 2022-01-02 | v8 | TRUE
https://raw.githubusercontent.com/mrc-ide/global-lmic-reports/master/AFG/projections.csv | 2021-09-03 | deaths | 5.29 | 5.64 | 5.98 | 6 | 6.29 | 7.08 | Optimistic | Afghanistan | AFG | 2022-01-02 | v8 | TRUE
https://raw.githubusercontent.com/mrc-ide/global-lmic-reports/master/AFG/projections.csv | 2021-09-03 | hospital_demand | 195.49 | 207.24 | 220.33 | 221.49 | 233.05 | 258.83 | Optimistic | Afghanistan | AFG | 2022-01-02 | v8 | TRUE
https://raw.githubusercontent.com/mrc-ide/global-lmic-reports/master/AFG/projections.csv | 2021-09-03 | ICU_demand | 96.77 | 102.5 | 108.5 | 108.83 | 113.89 | 126.67 | Optimistic | Afghanistan | AFG | 2022-01-02 | v8 | TRUE
https://raw.githubusercontent.com/mrc-ide/global-lmic-reports/master/AFG/projections.csv | 2021-09-03 | hospital_incidence | 12.63 | 13.55 | 14.21 | 14.35 | 15.17 | 16.47 | Optimistic | Afghanistan | AFG | 2022-01-02 | v8 | TRUE
https://raw.githubusercontent.com/mrc-ide/global-lmic-reports/master/AFG/projections.csv | 2021-09-03 | ICU_incidence | 3.8 | 4.08 | 4.28 | 4.32 | 4.57 | 4.96 | Optimistic | Afghanistan | AFG | 2022-01-02 | v8 | TRUE
https://raw.githubusercontent.com/mrc-ide/global-lmic-reports/master/AFG/projections.csv | 2021-09-03 | prevalence | 10985.41 | 11785 | 12353.45 | 12416.47 | 13092.55 | 14198.75 | Optimistic | Afghanistan | AFG | 2022-01-02 | v8 | TRUE
https://raw.githubusercontent.com/mrc-ide/global-lmic-reports/master/AFG/projections.csv | 2021-09-03 | cumulative_infections | 3342346.45 | 3474766.15 | 3567937.9 | 3567582.55 | 3651910.89 | 3873414.66 | Optimistic | Afghanistan | AFG | 2022-01-02 | v8 | TRUE
https://raw.githubusercontent.com/mrc-ide/global-lmic-reports/master/AFG/projections.csv | 2021-09-03 | cumulative_deaths | 6757.27 | 7107.6 | 7322 | 7310.16 | 7524.22 | 8017.95 | Optimistic | Afghanistan | AFG | 2022-01-02 | v8 | TRUE
https://raw.githubusercontent.com/mrc-ide/global-lmic-reports/master/AFG/projections.csv | 2021-09-03 | Rt | 0.78 | 0.81 | 0.82 | 0.82 | 0.83 | 0.87 | Optimistic | Afghanistan | AFG | 2022-01-02 | v8 | TRUE
https://raw.githubusercontent.com/mrc-ide/global-lmic-reports/master/AFG/projections.csv | 2021-09-03 | Reff | 0.68 | 0.71 | 0.72 | 0.72 | 0.72 | 0.76 | Optimistic | Afghanistan | AFG | 2022-01-02 | v8 | TRUE
https://raw.githubusercontent.com/mrc-ide/global-lmic-reports/master/AFG/projections.csv | 2021-09-03 | infections | 1266.84 | 1362.01 | 1444.71 | 1440.19 | 1521.38 | 1617.23 | Pessimistic | Afghanistan | AFG | 2022-01-02 | v8 | TRUE
https://raw.githubusercontent.com/mrc-ide/global-lmic-reports/master/AFG/projections.csv | 2021-09-03 | deaths | 5.29 | 5.64 | 5.98 | 6 | 6.29 | 7.08 | Pessimistic | Afghanistan | AFG | 2022-01-02 | v8 | TRUE
https://raw.githubusercontent.com/mrc-ide/global-lmic-reports/master/AFG/projections.csv | 2021-09-03 | hospital_demand | 195.49 | 207.24 | 220.33 | 221.49 | 233.05 | 258.83 | Pessimistic | Afghanistan | AFG | 2022-01-02 | v8 | TRUE
https://raw.githubusercontent.com/mrc-ide/global-lmic-reports/master/AFG/projections.csv | 2021-09-03 | ICU_demand | 96.77 | 102.5 | 108.5 | 108.83 | 113.89 | 126.67 | Pessimistic | Afghanistan | AFG | 2022-01-02 | v8 | TRUE
https://raw.githubusercontent.com/mrc-ide/global-lmic-reports/master/AFG/projections.csv | 2021-09-03 | hospital_incidence | 12.63 | 13.55 | 14.21 | 14.35 | 15.17 | 16.47 | Pessimistic | Afghanistan | AFG | 2022-01-02 | v8 | TRUE
https://raw.githubusercontent.com/mrc-ide/global-lmic-reports/master/AFG/projections.csv | 2021-09-03 | ICU_incidence | 3.8 | 4.08 | 4.28 | 4.32 | 4.57 | 4.96 | Pessimistic | Afghanistan | AFG | 2022-01-02 | v8 | TRUE
https://raw.githubusercontent.com/mrc-ide/global-lmic-reports/master/AFG/projections.csv | 2021-09-03 | prevalence | 10985.41 | 11785 | 12353.45 | 12416.47 | 13092.55 | 14198.75 | Pessimistic | Afghanistan | AFG | 2022-01-02 | v8 | TRUE
https://raw.githubusercontent.com/mrc-ide/global-lmic-reports/master/AFG/projections.csv | 2021-09-03 | cumulative_infections | 3342346.45 | 3474766.15 | 3567937.9 | 3567582.55 | 3651910.89 | 3873414.66 | Pessimistic | Afghanistan | AFG | 2022-01-02 | v8 | TRUE
https://raw.githubusercontent.com/mrc-ide/global-lmic-reports/master/AFG/projections.csv | 2021-09-03 | cumulative_deaths | 6757.27 | 7107.6 | 7322 | 7310.16 | 7524.22 | 8017.95 | Pessimistic | Afghanistan | AFG | 2022-01-02 | v8 | TRUE
https://raw.githubusercontent.com/mrc-ide/global-lmic-reports/master/AFG/projections.csv | 2021-09-03 | Rt | 0.78 | 0.81 | 0.82 | 0.82 | 0.83 | 0.87 | Pessimistic | Afghanistan | AFG | 2022-01-02 | v8 | TRUE
https://raw.githubusercontent.com/mrc-ide/global-lmic-reports/master/AFG/projections.csv | 2021-09-03 | Reff | 0.68 | 0.71 | 0.72 | 0.72 | 0.72 | 0.76 | Pessimistic | Afghanistan | AFG | 2022-01-02 | v8 | TRUE
https://raw.githubusercontent.com/mrc-ide/global-lmic-reports/master/AFG/projections.csv | 2021-09-03 | infections | 1266.84 | 1362.01 | 1444.71 | 1440.19 | 1521.38 | 1617.23 | Relax Interventions 50% | Afghanistan | AFG | 2022-01-02 | v8 | TRUE
https://raw.githubusercontent.com/mrc-ide/global-lmic-reports/master/AFG/projections.csv | 2021-09-03 | deaths | 5.29 | 5.64 | 5.98 | 6 | 6.29 | 7.08 | Relax Interventions 50% | Afghanistan | AFG | 2022-01-02 | v8 | TRUE
https://raw.githubusercontent.com/mrc-ide/global-lmic-reports/master/AFG/projections.csv | 2021-09-03 | hospital_demand | 195.49 | 207.24 | 220.33 | 221.49 | 233.05 | 258.83 | Relax Interventions 50% | Afghanistan | AFG | 2022-01-02 | v8 | TRUE
https://raw.githubusercontent.com/mrc-ide/global-lmic-reports/master/AFG/projections.csv | 2021-09-03 | ICU_demand | 96.77 | 102.5 | 108.5 | 108.83 | 113.89 | 126.67 | Relax Interventions 50% | Afghanistan | AFG | 2022-01-02 | v8 | TRUE
https://raw.githubusercontent.com/mrc-ide/global-lmic-reports/master/AFG/projections.csv | 2021-09-03 | hospital_incidence | 12.63 | 13.55 | 14.21 | 14.35 | 15.17 | 16.47 | Relax Interventions 50% | Afghanistan | AFG | 2022-01-02 | v8 | TRUE
https://raw.githubusercontent.com/mrc-ide/global-lmic-reports/master/AFG/projections.csv | 2021-09-03 | ICU_incidence | 3.8 | 4.08 | 4.28 | 4.32 | 4.57 | 4.96 | Relax Interventions 50% | Afghanistan | AFG | 2022-01-02 | v8 | TRUE
https://raw.githubusercontent.com/mrc-ide/global-lmic-reports/master/AFG/projections.csv | 2021-09-03 | prevalence | 10985.41 | 11785 | 12353.45 | 12416.47 | 13092.55 | 14198.75 | Relax Interventions 50% | Afghanistan | AFG | 2022-01-02 | v8 | TRUE
https://raw.githubusercontent.com/mrc-ide/global-lmic-reports/master/AFG/projections.csv | 2021-09-03 | cumulative_infections | 3342346.45 | 3474766.15 | 3567937.9 | 3567582.55 | 3651910.89 | 3873414.66 | Relax Interventions 50% | Afghanistan | AFG | 2022-01-02 | v8 | TRUE
https://raw.githubusercontent.com/mrc-ide/global-lmic-reports/master/AFG/projections.csv | 2021-09-03 | cumulative_deaths | 6757.27 | 7107.6 | 7322 | 7310.16 | 7524.22 | 8017.95 | Relax Interventions 50% | Afghanistan | AFG | 2022-01-02 | v8 | TRUE
https://raw.githubusercontent.com/mrc-ide/global-lmic-reports/master/AFG/projections.csv | 2021-09-03 | Rt | 0.78 | 0.81 | 0.82 | 0.82 | 0.83 | 0.87 | Relax Interventions 50% | Afghanistan | AFG | 2022-01-02 | v8 | TRUE
https://raw.githubusercontent.com/mrc-ide/global-lmic-reports/master/AFG/projections.csv | 2021-09-03 | Reff | 0.68 | 0.71 | 0.72 | 0.72 | 0.72 | 0.76 | Relax Interventions 50% | Afghanistan | AFG | 2022-01-02 | v8 | TRUE
https://raw.githubusercontent.com/mrc-ide/global-lmic-reports/master/AFG/projections.csv | 2021-09-03 | infections | 1253.47 | 1414.83 | 1468.06 | 1465.08 | 1524.5 | 1582.46 | Surged Additional 50% Reduction | Afghanistan | AFG | 2022-01-02 | v8 | TRUE
https://raw.githubusercontent.com/mrc-ide/global-lmic-reports/master/AFG/projections.csv | 2021-09-03 | deaths | 5.54 | 5.87 | 6.1 | 6.19 | 6.52 | 6.94 | Surged Additional 50% Reduction | Afghanistan | AFG | 2022-01-02 | v8 | TRUE
https://raw.githubusercontent.com/mrc-ide/global-lmic-reports/master/AFG/projections.csv | 2021-09-03 | hospital_demand | 202.76 | 215.42 | 223.15 | 226.18 | 236.46 | 252.39 | Surged Additional 50% Reduction | Afghanistan | AFG | 2022-01-02 | v8 | TRUE
https://raw.githubusercontent.com/mrc-ide/global-lmic-reports/master/AFG/projections.csv | 2021-09-03 | ICU_demand | 104.22 | 110.44 | 114.58 | 115.9 | 121.69 | 129.08 | Surged Additional 50% Reduction | Afghanistan | AFG | 2022-01-02 | v8 | TRUE
https://raw.githubusercontent.com/mrc-ide/global-lmic-reports/master/AFG/projections.csv | 2021-09-03 | hospital_incidence | 12.91 | 13.87 | 14.59 | 14.52 | 15 | 16.17 | Surged Additional 50% Reduction | Afghanistan | AFG | 2022-01-02 | v8 | TRUE
https://raw.githubusercontent.com/mrc-ide/global-lmic-reports/master/AFG/projections.csv | 2021-09-03 | ICU_incidence | 3.89 | 4.17 | 4.39 | 4.37 | 4.51 | 4.86 | Surged Additional 50% Reduction | Afghanistan | AFG | 2022-01-02 | v8 | TRUE
https://raw.githubusercontent.com/mrc-ide/global-lmic-reports/master/AFG/projections.csv | 2021-09-03 | prevalence | 11065.4 | 12191.05 | 12641.23 | 12594.09 | 13070.38 | 13970.43 | Surged Additional 50% Reduction | Afghanistan | AFG | 2022-01-02 | v8 | TRUE
https://raw.githubusercontent.com/mrc-ide/global-lmic-reports/master/AFG/projections.csv | 2021-09-03 | cumulative_infections | 3391487.41 | 3474753.02 | 3544251.62 | 3547955.25 | 3603168.34 | 3749667.17 | Surged Additional 50% Reduction | Afghanistan | AFG | 2022-01-02 | v8 | TRUE
https://raw.githubusercontent.com/mrc-ide/global-lmic-reports/master/AFG/projections.csv | 2021-09-03 | cumulative_deaths | 5759.7 | 5874.49 | 5980.91 | 5990.99 | 6081.4 | 6346.87 | Surged Additional 50% Reduction | Afghanistan | AFG | 2022-01-02 | v8 | TRUE
https://raw.githubusercontent.com/mrc-ide/global-lmic-reports/master/AFG/projections.csv | 2021-09-03 | Rt | 0.79 | 0.81 | 0.82 | 0.83 | 0.84 | 0.86 | Surged Additional 50% Reduction | Afghanistan | AFG | 2022-01-02 | v8 | TRUE
https://raw.githubusercontent.com/mrc-ide/global-lmic-reports/master/AFG/projections.csv | 2021-09-03 | Reff | 0.69 | 0.71 | 0.72 | 0.72 | 0.73 | 0.75 | Surged Additional 50% Reduction | Afghanistan | AFG | 2022-01-02 | v8 | TRUE
https://raw.githubusercontent.com/mrc-ide/global-lmic-reports/master/AFG/projections.csv | 2021-09-03 | infections | 1253.47 | 1414.83 | 1468.06 | 1465.08 | 1524.5 | 1582.46 | Surged Maintain Status Quo | Afghanistan | AFG | 2022-01-02 | v8 | TRUE
https://raw.githubusercontent.com/mrc-ide/global-lmic-reports/master/AFG/projections.csv | 2021-09-03 | deaths | 5.54 | 5.87 | 6.1 | 6.19 | 6.52 | 6.94 | Surged Maintain Status Quo | Afghanistan | AFG | 2022-01-02 | v8 | TRUE
https://raw.githubusercontent.com/mrc-ide/global-lmic-reports/master/AFG/projections.csv | 2021-09-03 | hospital_demand | 202.76 | 215.42 | 223.15 | 226.18 | 236.46 | 252.39 | Surged Maintain Status Quo | Afghanistan | AFG | 2022-01-02 | v8 | TRUE
https://raw.githubusercontent.com/mrc-ide/global-lmic-reports/master/AFG/projections.csv | 2021-09-03 | ICU_demand | 104.22 | 110.44 | 114.58 | 115.9 | 121.69 | 129.08 | Surged Maintain Status Quo | Afghanistan | AFG | 2022-01-02 | v8 | TRUE
https://raw.githubusercontent.com/mrc-ide/global-lmic-reports/master/AFG/projections.csv | 2021-09-03 | hospital_incidence | 12.91 | 13.87 | 14.59 | 14.52 | 15 | 16.17 | Surged Maintain Status Quo | Afghanistan | AFG | 2022-01-02 | v8 | TRUE
https://raw.githubusercontent.com/mrc-ide/global-lmic-reports/master/AFG/projections.csv | 2021-09-03 | ICU_incidence | 3.89 | 4.17 | 4.39 | 4.37 | 4.51 | 4.86 | Surged Maintain Status Quo | Afghanistan | AFG | 2022-01-02 | v8 | TRUE
https://raw.githubusercontent.com/mrc-ide/global-lmic-reports/master/AFG/projections.csv | 2021-09-03 | prevalence | 11065.4 | 12191.05 | 12641.23 | 12594.09 | 13070.38 | 13970.43 | Surged Maintain Status Quo | Afghanistan | AFG | 2022-01-02 | v8 | TRUE
https://raw.githubusercontent.com/mrc-ide/global-lmic-reports/master/AFG/projections.csv | 2021-09-03 | cumulative_infections | 3391487.41 | 3474753.02 | 3544251.62 | 3547955.25 | 3603168.34 | 3749667.17 | Surged Maintain Status Quo | Afghanistan | AFG | 2022-01-02 | v8 | TRUE
https://raw.githubusercontent.com/mrc-ide/global-lmic-reports/master/AFG/projections.csv | 2021-09-03 | cumulative_deaths | 5759.7 | 5874.49 | 5980.91 | 5990.99 | 6081.4 | 6346.87 | Surged Maintain Status Quo | Afghanistan | AFG | 2022-01-02 | v8 | TRUE
https://raw.githubusercontent.com/mrc-ide/global-lmic-reports/master/AFG/projections.csv | 2021-09-03 | Rt | 0.79 | 0.81 | 0.82 | 0.83 | 0.84 | 0.86 | Surged Maintain Status Quo | Afghanistan | AFG | 2022-01-02 | v8 | TRUE
https://raw.githubusercontent.com/mrc-ide/global-lmic-reports/master/AFG/projections.csv | 2021-09-03 | Reff | 0.69 | 0.71 | 0.72 | 0.72 | 0.73 | 0.75 | Surged Maintain Status Quo | Afghanistan | AFG | 2022-01-02 | v8 | TRUE
https://raw.githubusercontent.com/mrc-ide/global-lmic-reports/master/AFG/projections.csv | 2021-09-03 | infections | 1253.47 | 1414.83 | 1468.06 | 1465.08 | 1524.5 | 1582.46 | Surged Optimistic | Afghanistan | AFG | 2022-01-02 | v8 | TRUE
https://raw.githubusercontent.com/mrc-ide/global-lmic-reports/master/AFG/projections.csv | 2021-09-03 | deaths | 5.54 | 5.87 | 6.1 | 6.19 | 6.52 | 6.94 | Surged Optimistic | Afghanistan | AFG | 2022-01-02 | v8 | TRUE
https://raw.githubusercontent.com/mrc-ide/global-lmic-reports/master/AFG/projections.csv | 2021-09-03 | hospital_demand | 202.76 | 215.42 | 223.15 | 226.18 | 236.46 | 252.39 | Surged Optimistic | Afghanistan | AFG | 2022-01-02 | v8 | TRUE
https://raw.githubusercontent.com/mrc-ide/global-lmic-reports/master/AFG/projections.csv | 2021-09-03 | ICU_demand | 104.22 | 110.44 | 114.58 | 115.9 | 121.69 | 129.08 | Surged Optimistic | Afghanistan | AFG | 2022-01-02 | v8 | TRUE
https://raw.githubusercontent.com/mrc-ide/global-lmic-reports/master/AFG/projections.csv | 2021-09-03 | hospital_incidence | 12.91 | 13.87 | 14.59 | 14.52 | 15 | 16.17 | Surged Optimistic | Afghanistan | AFG | 2022-01-02 | v8 | TRUE
https://raw.githubusercontent.com/mrc-ide/global-lmic-reports/master/AFG/projections.csv | 2021-09-03 | ICU_incidence | 3.89 | 4.17 | 4.39 | 4.37 | 4.51 | 4.86 | Surged Optimistic | Afghanistan | AFG | 2022-01-02 | v8 | TRUE
https://raw.githubusercontent.com/mrc-ide/global-lmic-reports/master/AFG/projections.csv | 2021-09-03 | prevalence | 11065.4 | 12191.05 | 12641.23 | 12594.09 | 13070.38 | 13970.43 | Surged Optimistic | Afghanistan | AFG | 2022-01-02 | v8 | TRUE
https://raw.githubusercontent.com/mrc-ide/global-lmic-reports/master/AFG/projections.csv | 2021-09-03 | cumulative_infections | 3391487.41 | 3474753.02 | 3544251.62 | 3547955.25 | 3603168.34 | 3749667.17 | Surged Optimistic | Afghanistan | AFG | 2022-01-02 | v8 | TRUE
https://raw.githubusercontent.com/mrc-ide/global-lmic-reports/master/AFG/projections.csv | 2021-09-03 | cumulative_deaths | 5759.7 | 5874.49 | 5980.91 | 5990.99 | 6081.4 | 6346.87 | Surged Optimistic | Afghanistan | AFG | 2022-01-02 | v8 | TRUE
https://raw.githubusercontent.com/mrc-ide/global-lmic-reports/master/AFG/projections.csv | 2021-09-03 | Rt | 0.79 | 0.81 | 0.82 | 0.83 | 0.84 | 0.86 | Surged Optimistic | Afghanistan | AFG | 2022-01-02 | v8 | TRUE
https://raw.githubusercontent.com/mrc-ide/global-lmic-reports/master/AFG/projections.csv | 2021-09-03 | Reff | 0.69 | 0.71 | 0.72 | 0.72 | 0.73 | 0.75 | Surged Optimistic | Afghanistan | AFG | 2022-01-02 | v8 | TRUE
https://raw.githubusercontent.com/mrc-ide/global-lmic-reports/master/AFG/projections.csv | 2021-09-03 | infections | 1253.47 | 1414.83 | 1468.06 | 1465.08 | 1524.5 | 1582.46 | Surged Pessimistic | Afghanistan | AFG | 2022-01-02 | v8 | TRUE
https://raw.githubusercontent.com/mrc-ide/global-lmic-reports/master/AFG/projections.csv | 2021-09-03 | deaths | 5.54 | 5.87 | 6.1 | 6.19 | 6.52 | 6.94 | Surged Pessimistic | Afghanistan | AFG | 2022-01-02 | v8 | TRUE
https://raw.githubusercontent.com/mrc-ide/global-lmic-reports/master/AFG/projections.csv | 2021-09-03 | hospital_demand | 202.76 | 215.42 | 223.15 | 226.18 | 236.46 | 252.39 | Surged Pessimistic | Afghanistan | AFG | 2022-01-02 | v8 | TRUE
https://raw.githubusercontent.com/mrc-ide/global-lmic-reports/master/AFG/projections.csv | 2021-09-03 | ICU_demand | 104.22 | 110.44 | 114.58 | 115.9 | 121.69 | 129.08 | Surged Pessimistic | Afghanistan | AFG | 2022-01-02 | v8 | TRUE
https://raw.githubusercontent.com/mrc-ide/global-lmic-reports/master/AFG/projections.csv | 2021-09-03 | hospital_incidence | 12.91 | 13.87 | 14.59 | 14.52 | 15 | 16.17 | Surged Pessimistic | Afghanistan | AFG | 2022-01-02 | v8 | TRUE
https://raw.githubusercontent.com/mrc-ide/global-lmic-reports/master/AFG/projections.csv | 2021-09-03 | ICU_incidence | 3.89 | 4.17 | 4.39 | 4.37 | 4.51 | 4.86 | Surged Pessimistic | Afghanistan | AFG | 2022-01-02 | v8 | TRUE
https://raw.githubusercontent.com/mrc-ide/global-lmic-reports/master/AFG/projections.csv | 2021-09-03 | prevalence | 11065.4 | 12191.05 | 12641.23 | 12594.09 | 13070.38 | 13970.43 | Surged Pessimistic | Afghanistan | AFG | 2022-01-02 | v8 | TRUE
https://raw.githubusercontent.com/mrc-ide/global-lmic-reports/master/AFG/projections.csv | 2021-09-03 | cumulative_infections | 3391487.41 | 3474753.02 | 3544251.62 | 3547955.25 | 3603168.34 | 3749667.17 | Surged Pessimistic | Afghanistan | AFG | 2022-01-02 | v8 | TRUE
https://raw.githubusercontent.com/mrc-ide/global-lmic-reports/master/AFG/projections.csv | 2021-09-03 | cumulative_deaths | 5759.7 | 5874.49 | 5980.91 | 5990.99 | 6081.4 | 6346.87 | Surged Pessimistic | Afghanistan | AFG | 2022-01-02 | v8 | TRUE
https://raw.githubusercontent.com/mrc-ide/global-lmic-reports/master/AFG/projections.csv | 2021-09-03 | Rt | 0.79 | 0.81 | 0.82 | 0.83 | 0.84 | 0.86 | Surged Pessimistic | Afghanistan | AFG | 2022-01-02 | v8 | TRUE
https://raw.githubusercontent.com/mrc-ide/global-lmic-reports/master/AFG/projections.csv | 2021-09-03 | Reff | 0.69 | 0.71 | 0.72 | 0.72 | 0.73 | 0.75 | Surged Pessimistic | Afghanistan | AFG | 2022-01-02 | v8 | TRUE
https://raw.githubusercontent.com/mrc-ide/global-lmic-reports/master/AFG/projections.csv | 2021-09-03 | infections | 1253.47 | 1414.83 | 1468.06 | 1465.08 | 1524.5 | 1582.46 | Surged Relax Interventions 50% | Afghanistan | AFG | 2022-01-02 | v8 | TRUE
https://raw.githubusercontent.com/mrc-ide/global-lmic-reports/master/AFG/projections.csv | 2021-09-03 | deaths | 5.54 | 5.87 | 6.1 | 6.19 | 6.52 | 6.94 | Surged Relax Interventions 50% | Afghanistan | AFG | 2022-01-02 | v8 | TRUE
https://raw.githubusercontent.com/mrc-ide/global-lmic-reports/master/AFG/projections.csv | 2021-09-03 | hospital_demand | 202.76 | 215.42 | 223.15 | 226.18 | 236.46 | 252.39 | Surged Relax Interventions 50% | Afghanistan | AFG | 2022-01-02 | v8 | TRUE
https://raw.githubusercontent.com/mrc-ide/global-lmic-reports/master/AFG/projections.csv | 2021-09-03 | ICU_demand | 104.22 | 110.44 | 114.58 | 115.9 | 121.69 | 129.08 | Surged Relax Interventions 50% | Afghanistan | AFG | 2022-01-02 | v8 | TRUE
https://raw.githubusercontent.com/mrc-ide/global-lmic-reports/master/AFG/projections.csv | 2021-09-03 | hospital_incidence | 12.91 | 13.87 | 14.59 | 14.52 | 15 | 16.17 | Surged Relax Interventions 50% | Afghanistan | AFG | 2022-01-02 | v8 | TRUE
https://raw.githubusercontent.com/mrc-ide/global-lmic-reports/master/AFG/projections.csv | 2021-09-03 | ICU_incidence | 3.89 | 4.17 | 4.39 | 4.37 | 4.51 | 4.86 | Surged Relax Interventions 50% | Afghanistan | AFG | 2022-01-02 | v8 | TRUE
https://raw.githubusercontent.com/mrc-ide/global-lmic-reports/master/AFG/projections.csv | 2021-09-03 | prevalence | 11065.4 | 12191.05 | 12641.23 | 12594.09 | 13070.38 | 13970.43 | Surged Relax Interventions 50% | Afghanistan | AFG | 2022-01-02 | v8 | TRUE
https://raw.githubusercontent.com/mrc-ide/global-lmic-reports/master/AFG/projections.csv | 2021-09-03 | cumulative_infections | 3391487.41 | 3474753.02 | 3544251.62 | 3547955.25 | 3603168.34 | 3749667.17 | Surged Relax Interventions 50% | Afghanistan | AFG | 2022-01-02 | v8 | TRUE
https://raw.githubusercontent.com/mrc-ide/global-lmic-reports/master/AFG/projections.csv | 2021-09-03 | cumulative_deaths | 5759.7 | 5874.49 | 5980.91 | 5990.99 | 6081.4 | 6346.87 | Surged Relax Interventions 50% | Afghanistan | AFG | 2022-01-02 | v8 | TRUE
https://raw.githubusercontent.com/mrc-ide/global-lmic-reports/master/AFG/projections.csv | 2021-09-03 | Rt | 0.79 | 0.81 | 0.82 | 0.83 | 0.84 | 0.86 | Surged Relax Interventions 50% | Afghanistan | AFG | 2022-01-02 | v8 | TRUE
https://raw.githubusercontent.com/mrc-ide/global-lmic-reports/master/AFG/projections.csv | 2021-09-03 | Reff | 0.69 | 0.71 | 0.72 | 0.72 | 0.73 | 0.75 | Surged Relax Interventions 50% | Afghanistan | AFG | 2022-01-02 | v8 | TRUE
https://raw.githubusercontent.com/mrc-ide/global-lmic-reports/master/AFG/projections.csv | 2021-09-04 | infections | 1226.22 | 1328.45 | 1398.77 | 1398.89 | 1478.29 | 1574.39 | Additional 50% Reduction | Afghanistan | AFG | 2022-01-02 | v8 | TRUE
https://raw.githubusercontent.com/mrc-ide/global-lmic-reports/master/AFG/projections.csv | 2021-09-04 | deaths | 5.02 | 5.34 | 5.67 | 5.69 | 5.96 | 6.69 | Additional 50% Reduction | Afghanistan | AFG | 2022-01-02 | v8 | TRUE
https://raw.githubusercontent.com/mrc-ide/global-lmic-reports/master/AFG/projections.csv | 2021-09-04 | hospital_demand | 185.28 | 195.88 | 208.46 | 209.59 | 221.02 | 244.06 | Additional 50% Reduction | Afghanistan | AFG | 2022-01-02 | v8 | TRUE
https://raw.githubusercontent.com/mrc-ide/global-lmic-reports/master/AFG/projections.csv | 2021-09-04 | ICU_demand | 92.1 | 97.37 | 103.16 | 103.51 | 108.44 | 120.24 | Additional 50% Reduction | Afghanistan | AFG | 2022-01-02 | v8 | TRUE
https://raw.githubusercontent.com/mrc-ide/global-lmic-reports/master/AFG/projections.csv | 2021-09-04 | hospital_incidence | 12.05 | 12.95 | 13.61 | 13.69 | 14.46 | 15.73 | Additional 50% Reduction | Afghanistan | AFG | 2022-01-02 | v8 | TRUE
https://raw.githubusercontent.com/mrc-ide/global-lmic-reports/master/AFG/projections.csv | 2021-09-04 | ICU_incidence | 3.62 | 3.89 | 4.09 | 4.12 | 4.35 | 4.73 | Additional 50% Reduction | Afghanistan | AFG | 2022-01-02 | v8 | TRUE
https://raw.githubusercontent.com/mrc-ide/global-lmic-reports/master/AFG/projections.csv | 2021-09-04 | prevalence | 10494.79 | 11241.09 | 11769.37 | 11845.36 | 12485.08 | 13510.44 | Additional 50% Reduction | Afghanistan | AFG | 2022-01-02 | v8 | TRUE
https://raw.githubusercontent.com/mrc-ide/global-lmic-reports/master/AFG/projections.csv | 2021-09-04 | cumulative_infections | 3343752.74 | 3476084.38 | 3569412.04 | 3568981.44 | 3653335.86 | 3874939.89 | Additional 50% Reduction | Afghanistan | AFG | 2022-01-02 | v8 | TRUE
https://raw.githubusercontent.com/mrc-ide/global-lmic-reports/master/AFG/projections.csv | 2021-09-04 | cumulative_deaths | 6763.82 | 7112.69 | 7327.69 | 7315.85 | 7529.8 | 8023.91 | Additional 50% Reduction | Afghanistan | AFG | 2022-01-02 | v8 | TRUE
https://raw.githubusercontent.com/mrc-ide/global-lmic-reports/master/AFG/projections.csv | 2021-09-04 | Rt | 0.75 | 0.79 | 0.8 | 0.8 | 0.81 | 0.85 | Additional 50% Reduction | Afghanistan | AFG | 2022-01-02 | v8 | TRUE
https://raw.githubusercontent.com/mrc-ide/global-lmic-reports/master/AFG/projections.csv | 2021-09-04 | Reff | 0.65 | 0.69 | 0.7 | 0.7 | 0.71 | 0.74 | Additional 50% Reduction | Afghanistan | AFG | 2022-01-02 | v8 | TRUE
https://raw.githubusercontent.com/mrc-ide/global-lmic-reports/master/AFG/projections.csv | 2021-09-04 | infections | 1226.22 | 1328.45 | 1398.77 | 1398.89 | 1478.29 | 1574.39 | Maintain Status Quo | Afghanistan | AFG | 2022-01-02 | v8 | TRUE
https://raw.githubusercontent.com/mrc-ide/global-lmic-reports/master/AFG/projections.csv | 2021-09-04 | deaths | 5.02 | 5.34 | 5.67 | 5.69 | 5.96 | 6.69 | Maintain Status Quo | Afghanistan | AFG | 2022-01-02 | v8 | TRUE
https://raw.githubusercontent.com/mrc-ide/global-lmic-reports/master/AFG/projections.csv | 2021-09-04 | hospital_demand | 185.28 | 195.88 | 208.46 | 209.59 | 221.02 | 244.06 | Maintain Status Quo | Afghanistan | AFG | 2022-01-02 | v8 | TRUE
https://raw.githubusercontent.com/mrc-ide/global-lmic-reports/master/AFG/projections.csv | 2021-09-04 | ICU_demand | 92.1 | 97.37 | 103.16 | 103.51 | 108.44 | 120.24 | Maintain Status Quo | Afghanistan | AFG | 2022-01-02 | v8 | TRUE
https://raw.githubusercontent.com/mrc-ide/global-lmic-reports/master/AFG/projections.csv | 2021-09-04 | hospital_incidence | 12.05 | 12.95 | 13.61 | 13.69 | 14.46 | 15.73 | Maintain Status Quo | Afghanistan | AFG | 2022-01-02 | v8 | TRUE
https://raw.githubusercontent.com/mrc-ide/global-lmic-reports/master/AFG/projections.csv | 2021-09-04 | ICU_incidence | 3.62 | 3.89 | 4.09 | 4.12 | 4.35 | 4.73 | Maintain Status Quo | Afghanistan | AFG | 2022-01-02 | v8 | TRUE
https://raw.githubusercontent.com/mrc-ide/global-lmic-reports/master/AFG/projections.csv | 2021-09-04 | prevalence | 10494.79 | 11241.09 | 11769.37 | 11845.36 | 12485.08 | 13510.44 | Maintain Status Quo | Afghanistan | AFG | 2022-01-02 | v8 | TRUE
https://raw.githubusercontent.com/mrc-ide/global-lmic-reports/master/AFG/projections.csv | 2021-09-04 | cumulative_infections | 3343752.74 | 3476084.38 | 3569412.04 | 3568981.44 | 3653335.86 | 3874939.89 | Maintain Status Quo | Afghanistan | AFG | 2022-01-02 | v8 | TRUE
https://raw.githubusercontent.com/mrc-ide/global-lmic-reports/master/AFG/projections.csv | 2021-09-04 | cumulative_deaths | 6763.82 | 7112.69 | 7327.69 | 7315.85 | 7529.8 | 8023.91 | Maintain Status Quo | Afghanistan | AFG | 2022-01-02 | v8 | TRUE
https://raw.githubusercontent.com/mrc-ide/global-lmic-reports/master/AFG/projections.csv | 2021-09-04 | Rt | 0.75 | 0.79 | 0.8 | 0.8 | 0.81 | 0.85 | Maintain Status Quo | Afghanistan | AFG | 2022-01-02 | v8 | TRUE
https://raw.githubusercontent.com/mrc-ide/global-lmic-reports/master/AFG/projections.csv | 2021-09-04 | Reff | 0.65 | 0.69 | 0.7 | 0.7 | 0.71 | 0.74 | Maintain Status Quo | Afghanistan | AFG | 2022-01-02 | v8 | TRUE
https://raw.githubusercontent.com/mrc-ide/global-lmic-reports/master/AFG/projections.csv | 2021-09-04 | infections | 1226.22 | 1328.45 | 1398.77 | 1398.89 | 1478.29 | 1574.39 | Optimistic | Afghanistan | AFG | 2022-01-02 | v8 | TRUE
https://raw.githubusercontent.com/mrc-ide/global-lmic-reports/master/AFG/projections.csv | 2021-09-04 | deaths | 5.02 | 5.34 | 5.67 | 5.69 | 5.96 | 6.69 | Optimistic | Afghanistan | AFG | 2022-01-02 | v8 | TRUE
https://raw.githubusercontent.com/mrc-ide/global-lmic-reports/master/AFG/projections.csv | 2021-09-04 | hospital_demand | 185.28 | 195.88 | 208.46 | 209.59 | 221.02 | 244.06 | Optimistic | Afghanistan | AFG | 2022-01-02 | v8 | TRUE
https://raw.githubusercontent.com/mrc-ide/global-lmic-reports/master/AFG/projections.csv | 2021-09-04 | ICU_demand | 92.1 | 97.37 | 103.16 | 103.51 | 108.44 | 120.24 | Optimistic | Afghanistan | AFG | 2022-01-02 | v8 | TRUE
https://raw.githubusercontent.com/mrc-ide/global-lmic-reports/master/AFG/projections.csv | 2021-09-04 | hospital_incidence | 12.05 | 12.95 | 13.61 | 13.69 | 14.46 | 15.73 | Optimistic | Afghanistan | AFG | 2022-01-02 | v8 | TRUE
https://raw.githubusercontent.com/mrc-ide/global-lmic-reports/master/AFG/projections.csv | 2021-09-04 | ICU_incidence | 3.62 | 3.89 | 4.09 | 4.12 | 4.35 | 4.73 | Optimistic | Afghanistan | AFG | 2022-01-02 | v8 | TRUE
https://raw.githubusercontent.com/mrc-ide/global-lmic-reports/master/AFG/projections.csv | 2021-09-04 | prevalence | 10494.79 | 11241.09 | 11769.37 | 11845.36 | 12485.08 | 13510.44 | Optimistic | Afghanistan | AFG | 2022-01-02 | v8 | TRUE
https://raw.githubusercontent.com/mrc-ide/global-lmic-reports/master/AFG/projections.csv | 2021-09-04 | cumulative_infections | 3343752.74 | 3476084.38 | 3569412.04 | 3568981.44 | 3653335.86 | 3874939.89 | Optimistic | Afghanistan | AFG | 2022-01-02 | v8 | TRUE
https://raw.githubusercontent.com/mrc-ide/global-lmic-reports/master/AFG/projections.csv | 2021-09-04 | cumulative_deaths | 6763.82 | 7112.69 | 7327.69 | 7315.85 | 7529.8 | 8023.91 | Optimistic | Afghanistan | AFG | 2022-01-02 | v8 | TRUE
https://raw.githubusercontent.com/mrc-ide/global-lmic-reports/master/AFG/projections.csv | 2021-09-04 | Rt | 0.75 | 0.79 | 0.8 | 0.8 | 0.81 | 0.85 | Optimistic | Afghanistan | AFG | 2022-01-02 | v8 | TRUE
https://raw.githubusercontent.com/mrc-ide/global-lmic-reports/master/AFG/projections.csv | 2021-09-04 | Reff | 0.65 | 0.69 | 0.7 | 0.7 | 0.71 | 0.74 | Optimistic | Afghanistan | AFG | 2022-01-02 | v8 | TRUE
https://raw.githubusercontent.com/mrc-ide/global-lmic-reports/master/AFG/projections.csv | 2021-09-04 | infections | 1226.22 | 1328.45 | 1398.77 | 1398.89 | 1478.29 | 1574.39 | Pessimistic | Afghanistan | AFG | 2022-01-02 | v8 | TRUE
https://raw.githubusercontent.com/mrc-ide/global-lmic-reports/master/AFG/projections.csv | 2021-09-04 | deaths | 5.02 | 5.34 | 5.67 | 5.69 | 5.96 | 6.69 | Pessimistic | Afghanistan | AFG | 2022-01-02 | v8 | TRUE
https://raw.githubusercontent.com/mrc-ide/global-lmic-reports/master/AFG/projections.csv | 2021-09-04 | hospital_demand | 185.28 | 195.88 | 208.46 | 209.59 | 221.02 | 244.06 | Pessimistic | Afghanistan | AFG | 2022-01-02 | v8 | TRUE
https://raw.githubusercontent.com/mrc-ide/global-lmic-reports/master/AFG/projections.csv | 2021-09-04 | ICU_demand | 92.1 | 97.37 | 103.16 | 103.51 | 108.44 | 120.24 | Pessimistic | Afghanistan | AFG | 2022-01-02 | v8 | TRUE
https://raw.githubusercontent.com/mrc-ide/global-lmic-reports/master/AFG/projections.csv | 2021-09-04 | hospital_incidence | 12.05 | 12.95 | 13.61 | 13.69 | 14.46 | 15.73 | Pessimistic | Afghanistan | AFG | 2022-01-02 | v8 | TRUE
https://raw.githubusercontent.com/mrc-ide/global-lmic-reports/master/AFG/projections.csv | 2021-09-04 | ICU_incidence | 3.62 | 3.89 | 4.09 | 4.12 | 4.35 | 4.73 | Pessimistic | Afghanistan | AFG | 2022-01-02 | v8 | TRUE
https://raw.githubusercontent.com/mrc-ide/global-lmic-reports/master/AFG/projections.csv | 2021-09-04 | prevalence | 10494.79 | 11241.09 | 11769.37 | 11845.36 | 12485.08 | 13510.44 | Pessimistic | Afghanistan | AFG | 2022-01-02 | v8 | TRUE
https://raw.githubusercontent.com/mrc-ide/global-lmic-reports/master/AFG/projections.csv | 2021-09-04 | cumulative_infections | 3343752.74 | 3476084.38 | 3569412.04 | 3568981.44 | 3653335.86 | 3874939.89 | Pessimistic | Afghanistan | AFG | 2022-01-02 | v8 | TRUE
https://raw.githubusercontent.com/mrc-ide/global-lmic-reports/master/AFG/projections.csv | 2021-09-04 | cumulative_deaths | 6763.82 | 7112.69 | 7327.69 | 7315.85 | 7529.8 | 8023.91 | Pessimistic | Afghanistan | AFG | 2022-01-02 | v8 | TRUE
https://raw.githubusercontent.com/mrc-ide/global-lmic-reports/master/AFG/projections.csv | 2021-09-04 | Rt | 0.75 | 0.79 | 0.8 | 0.8 | 0.81 | 0.85 | Pessimistic | Afghanistan | AFG | 2022-01-02 | v8 | TRUE
https://raw.githubusercontent.com/mrc-ide/global-lmic-reports/master/AFG/projections.csv | 2021-09-04 | Reff | 0.65 | 0.69 | 0.7 | 0.7 | 0.71 | 0.74 | Pessimistic | Afghanistan | AFG | 2022-01-02 | v8 | TRUE
https://raw.githubusercontent.com/mrc-ide/global-lmic-reports/master/AFG/projections.csv | 2021-09-04 | infections | 1226.22 | 1328.45 | 1398.77 | 1398.89 | 1478.29 | 1574.39 | Relax Interventions 50% | Afghanistan | AFG | 2022-01-02 | v8 | TRUE
https://raw.githubusercontent.com/mrc-ide/global-lmic-reports/master/AFG/projections.csv | 2021-09-04 | deaths | 5.02 | 5.34 | 5.67 | 5.69 | 5.96 | 6.69 | Relax Interventions 50% | Afghanistan | AFG | 2022-01-02 | v8 | TRUE
https://raw.githubusercontent.com/mrc-ide/global-lmic-reports/master/AFG/projections.csv | 2021-09-04 | hospital_demand | 185.28 | 195.88 | 208.46 | 209.59 | 221.02 | 244.06 | Relax Interventions 50% | Afghanistan | AFG | 2022-01-02 | v8 | TRUE
https://raw.githubusercontent.com/mrc-ide/global-lmic-reports/master/AFG/projections.csv | 2021-09-04 | ICU_demand | 92.1 | 97.37 | 103.16 | 103.51 | 108.44 | 120.24 | Relax Interventions 50% | Afghanistan | AFG | 2022-01-02 | v8 | TRUE
https://raw.githubusercontent.com/mrc-ide/global-lmic-reports/master/AFG/projections.csv | 2021-09-04 | hospital_incidence | 12.05 | 12.95 | 13.61 | 13.69 | 14.46 | 15.73 | Relax Interventions 50% | Afghanistan | AFG | 2022-01-02 | v8 | TRUE
https://raw.githubusercontent.com/mrc-ide/global-lmic-reports/master/AFG/projections.csv | 2021-09-04 | ICU_incidence | 3.62 | 3.89 | 4.09 | 4.12 | 4.35 | 4.73 | Relax Interventions 50% | Afghanistan | AFG | 2022-01-02 | v8 | TRUE
https://raw.githubusercontent.com/mrc-ide/global-lmic-reports/master/AFG/projections.csv | 2021-09-04 | prevalence | 10494.79 | 11241.09 | 11769.37 | 11845.36 | 12485.08 | 13510.44 | Relax Interventions 50% | Afghanistan | AFG | 2022-01-02 | v8 | TRUE
https://raw.githubusercontent.com/mrc-ide/global-lmic-reports/master/AFG/projections.csv | 2021-09-04 | cumulative_infections | 3343752.74 | 3476084.38 | 3569412.04 | 3568981.44 | 3653335.86 | 3874939.89 | Relax Interventions 50% | Afghanistan | AFG | 2022-01-02 | v8 | TRUE
https://raw.githubusercontent.com/mrc-ide/global-lmic-reports/master/AFG/projections.csv | 2021-09-04 | cumulative_deaths | 6763.82 | 7112.69 | 7327.69 | 7315.85 | 7529.8 | 8023.91 | Relax Interventions 50% | Afghanistan | AFG | 2022-01-02 | v8 | TRUE
https://raw.githubusercontent.com/mrc-ide/global-lmic-reports/master/AFG/projections.csv | 2021-09-04 | Rt | 0.75 | 0.79 | 0.8 | 0.8 | 0.81 | 0.85 | Relax Interventions 50% | Afghanistan | AFG | 2022-01-02 | v8 | TRUE
https://raw.githubusercontent.com/mrc-ide/global-lmic-reports/master/AFG/projections.csv | 2021-09-04 | Reff | 0.65 | 0.69 | 0.7 | 0.7 | 0.71 | 0.74 | Relax Interventions 50% | Afghanistan | AFG | 2022-01-02 | v8 | TRUE
https://raw.githubusercontent.com/mrc-ide/global-lmic-reports/master/AFG/projections.csv | 2021-09-04 | infections | 1214.85 | 1371.49 | 1423.53 | 1422.23 | 1479.49 | 1544.46 | Surged Additional 50% Reduction | Afghanistan | AFG | 2022-01-02 | v8 | TRUE
https://raw.githubusercontent.com/mrc-ide/global-lmic-reports/master/AFG/projections.csv | 2021-09-04 | deaths | 5.25 | 5.56 | 5.77 | 5.85 | 6.16 | 6.56 | Surged Additional 50% Reduction | Afghanistan | AFG | 2022-01-02 | v8 | TRUE
https://raw.githubusercontent.com/mrc-ide/global-lmic-reports/master/AFG/projections.csv | 2021-09-04 | hospital_demand | 191.51 | 203.78 | 210.9 | 213.94 | 223.2 | 238.21 | Surged Additional 50% Reduction | Afghanistan | AFG | 2022-01-02 | v8 | TRUE
https://raw.githubusercontent.com/mrc-ide/global-lmic-reports/master/AFG/projections.csv | 2021-09-04 | ICU_demand | 98.91 | 104.88 | 108.62 | 109.85 | 115.17 | 122.22 | Surged Additional 50% Reduction | Afghanistan | AFG | 2022-01-02 | v8 | TRUE
https://raw.githubusercontent.com/mrc-ide/global-lmic-reports/master/AFG/projections.csv | 2021-09-04 | hospital_incidence | 12.3 | 13.27 | 13.93 | 13.86 | 14.32 | 15.49 | Surged Additional 50% Reduction | Afghanistan | AFG | 2022-01-02 | v8 | TRUE
https://raw.githubusercontent.com/mrc-ide/global-lmic-reports/master/AFG/projections.csv | 2021-09-04 | ICU_incidence | 3.7 | 3.99 | 4.19 | 4.17 | 4.3 | 4.66 | Surged Additional 50% Reduction | Afghanistan | AFG | 2022-01-02 | v8 | TRUE
https://raw.githubusercontent.com/mrc-ide/global-lmic-reports/master/AFG/projections.csv | 2021-09-04 | prevalence | 10512.2 | 11652.44 | 12072.67 | 12020.13 | 12509.43 | 13288.31 | Surged Additional 50% Reduction | Afghanistan | AFG | 2022-01-02 | v8 | TRUE
https://raw.githubusercontent.com/mrc-ide/global-lmic-reports/master/AFG/projections.csv | 2021-09-04 | cumulative_infections | 3392864.27 | 3476091.7 | 3545599.26 | 3549377.47 | 3604564.27 | 3751028.07 | Surged Additional 50% Reduction | Afghanistan | AFG | 2022-01-02 | v8 | TRUE
https://raw.githubusercontent.com/mrc-ide/global-lmic-reports/master/AFG/projections.csv | 2021-09-04 | cumulative_deaths | 5765.14 | 5880.55 | 5986.88 | 5996.85 | 6087.73 | 6352.35 | Surged Additional 50% Reduction | Afghanistan | AFG | 2022-01-02 | v8 | TRUE
https://raw.githubusercontent.com/mrc-ide/global-lmic-reports/master/AFG/projections.csv | 2021-09-04 | Rt | 0.76 | 0.79 | 0.8 | 0.8 | 0.82 | 0.85 | Surged Additional 50% Reduction | Afghanistan | AFG | 2022-01-02 | v8 | TRUE
https://raw.githubusercontent.com/mrc-ide/global-lmic-reports/master/AFG/projections.csv | 2021-09-04 | Reff | 0.67 | 0.69 | 0.7 | 0.7 | 0.71 | 0.74 | Surged Additional 50% Reduction | Afghanistan | AFG | 2022-01-02 | v8 | TRUE
https://raw.githubusercontent.com/mrc-ide/global-lmic-reports/master/AFG/projections.csv | 2021-09-04 | infections | 1214.85 | 1371.49 | 1423.53 | 1422.23 | 1479.49 | 1544.46 | Surged Maintain Status Quo | Afghanistan | AFG | 2022-01-02 | v8 | TRUE
https://raw.githubusercontent.com/mrc-ide/global-lmic-reports/master/AFG/projections.csv | 2021-09-04 | deaths | 5.25 | 5.56 | 5.77 | 5.85 | 6.16 | 6.56 | Surged Maintain Status Quo | Afghanistan | AFG | 2022-01-02 | v8 | TRUE
https://raw.githubusercontent.com/mrc-ide/global-lmic-reports/master/AFG/projections.csv | 2021-09-04 | hospital_demand | 191.51 | 203.78 | 210.9 | 213.94 | 223.2 | 238.21 | Surged Maintain Status Quo | Afghanistan | AFG | 2022-01-02 | v8 | TRUE
https://raw.githubusercontent.com/mrc-ide/global-lmic-reports/master/AFG/projections.csv | 2021-09-04 | ICU_demand | 98.91 | 104.88 | 108.62 | 109.85 | 115.17 | 122.22 | Surged Maintain Status Quo | Afghanistan | AFG | 2022-01-02 | v8 | TRUE
https://raw.githubusercontent.com/mrc-ide/global-lmic-reports/master/AFG/projections.csv | 2021-09-04 | hospital_incidence | 12.3 | 13.27 | 13.93 | 13.86 | 14.32 | 15.49 | Surged Maintain Status Quo | Afghanistan | AFG | 2022-01-02 | v8 | TRUE
https://raw.githubusercontent.com/mrc-ide/global-lmic-reports/master/AFG/projections.csv | 2021-09-04 | ICU_incidence | 3.7 | 3.99 | 4.19 | 4.17 | 4.3 | 4.66 | Surged Maintain Status Quo | Afghanistan | AFG | 2022-01-02 | v8 | TRUE
https://raw.githubusercontent.com/mrc-ide/global-lmic-reports/master/AFG/projections.csv | 2021-09-04 | prevalence | 10512.2 | 11652.44 | 12072.67 | 12020.13 | 12509.43 | 13288.31 | Surged Maintain Status Quo | Afghanistan | AFG | 2022-01-02 | v8 | TRUE
https://raw.githubusercontent.com/mrc-ide/global-lmic-reports/master/AFG/projections.csv | 2021-09-04 | cumulative_infections | 3392864.27 | 3476091.7 | 3545599.26 | 3549377.47 | 3604564.27 | 3751028.07 | Surged Maintain Status Quo | Afghanistan | AFG | 2022-01-02 | v8 | TRUE
https://raw.githubusercontent.com/mrc-ide/global-lmic-reports/master/AFG/projections.csv | 2021-09-04 | cumulative_deaths | 5765.14 | 5880.55 | 5986.88 | 5996.85 | 6087.73 | 6352.35 | Surged Maintain Status Quo | Afghanistan | AFG | 2022-01-02 | v8 | TRUE
https://raw.githubusercontent.com/mrc-ide/global-lmic-reports/master/AFG/projections.csv | 2021-09-04 | Rt | 0.76 | 0.79 | 0.8 | 0.8 | 0.82 | 0.85 | Surged Maintain Status Quo | Afghanistan | AFG | 2022-01-02 | v8 | TRUE
https://raw.githubusercontent.com/mrc-ide/global-lmic-reports/master/AFG/projections.csv | 2021-09-04 | Reff | 0.67 | 0.69 | 0.7 | 0.7 | 0.71 | 0.74 | Surged Maintain Status Quo | Afghanistan | AFG | 2022-01-02 | v8 | TRUE
https://raw.githubusercontent.com/mrc-ide/global-lmic-reports/master/AFG/projections.csv | 2021-09-04 | infections | 1214.85 | 1371.49 | 1423.53 | 1422.23 | 1479.49 | 1544.46 | Surged Optimistic | Afghanistan | AFG | 2022-01-02 | v8 | TRUE
https://raw.githubusercontent.com/mrc-ide/global-lmic-reports/master/AFG/projections.csv | 2021-09-04 | deaths | 5.25 | 5.56 | 5.77 | 5.85 | 6.16 | 6.56 | Surged Optimistic | Afghanistan | AFG | 2022-01-02 | v8 | TRUE
https://raw.githubusercontent.com/mrc-ide/global-lmic-reports/master/AFG/projections.csv | 2021-09-04 | hospital_demand | 191.51 | 203.78 | 210.9 | 213.94 | 223.2 | 238.21 | Surged Optimistic | Afghanistan | AFG | 2022-01-02 | v8 | TRUE
https://raw.githubusercontent.com/mrc-ide/global-lmic-reports/master/AFG/projections.csv | 2021-09-04 | ICU_demand | 98.91 | 104.88 | 108.62 | 109.85 | 115.17 | 122.22 | Surged Optimistic | Afghanistan | AFG | 2022-01-02 | v8 | TRUE
https://raw.githubusercontent.com/mrc-ide/global-lmic-reports/master/AFG/projections.csv | 2021-09-04 | hospital_incidence | 12.3 | 13.27 | 13.93 | 13.86 | 14.32 | 15.49 | Surged Optimistic | Afghanistan | AFG | 2022-01-02 | v8 | TRUE
https://raw.githubusercontent.com/mrc-ide/global-lmic-reports/master/AFG/projections.csv | 2021-09-04 | ICU_incidence | 3.7 | 3.99 | 4.19 | 4.17 | 4.3 | 4.66 | Surged Optimistic | Afghanistan | AFG | 2022-01-02 | v8 | TRUE
https://raw.githubusercontent.com/mrc-ide/global-lmic-reports/master/AFG/projections.csv | 2021-09-04 | prevalence | 10512.2 | 11652.44 | 12072.67 | 12020.13 | 12509.43 | 13288.31 | Surged Optimistic | Afghanistan | AFG | 2022-01-02 | v8 | TRUE
https://raw.githubusercontent.com/mrc-ide/global-lmic-reports/master/AFG/projections.csv | 2021-09-04 | cumulative_infections | 3392864.27 | 3476091.7 | 3545599.26 | 3549377.47 | 3604564.27 | 3751028.07 | Surged Optimistic | Afghanistan | AFG | 2022-01-02 | v8 | TRUE
https://raw.githubusercontent.com/mrc-ide/global-lmic-reports/master/AFG/projections.csv | 2021-09-04 | cumulative_deaths | 5765.14 | 5880.55 | 5986.88 | 5996.85 | 6087.73 | 6352.35 | Surged Optimistic | Afghanistan | AFG | 2022-01-02 | v8 | TRUE
https://raw.githubusercontent.com/mrc-ide/global-lmic-reports/master/AFG/projections.csv | 2021-09-04 | Rt | 0.76 | 0.79 | 0.8 | 0.8 | 0.82 | 0.85 | Surged Optimistic | Afghanistan | AFG | 2022-01-02 | v8 | TRUE
https://raw.githubusercontent.com/mrc-ide/global-lmic-reports/master/AFG/projections.csv | 2021-09-04 | Reff | 0.67 | 0.69 | 0.7 | 0.7 | 0.71 | 0.74 | Surged Optimistic | Afghanistan | AFG | 2022-01-02 | v8 | TRUE
https://raw.githubusercontent.com/mrc-ide/global-lmic-reports/master/AFG/projections.csv | 2021-09-04 | infections | 1214.85 | 1371.49 | 1423.53 | 1422.23 | 1479.49 | 1544.46 | Surged Pessimistic | Afghanistan | AFG | 2022-01-02 | v8 | TRUE
https://raw.githubusercontent.com/mrc-ide/global-lmic-reports/master/AFG/projections.csv | 2021-09-04 | deaths | 5.25 | 5.56 | 5.77 | 5.85 | 6.16 | 6.56 | Surged Pessimistic | Afghanistan | AFG | 2022-01-02 | v8 | TRUE
https://raw.githubusercontent.com/mrc-ide/global-lmic-reports/master/AFG/projections.csv | 2021-09-04 | hospital_demand | 191.51 | 203.78 | 210.9 | 213.94 | 223.2 | 238.21 | Surged Pessimistic | Afghanistan | AFG | 2022-01-02 | v8 | TRUE
https://raw.githubusercontent.com/mrc-ide/global-lmic-reports/master/AFG/projections.csv | 2021-09-04 | ICU_demand | 98.91 | 104.88 | 108.62 | 109.85 | 115.17 | 122.22 | Surged Pessimistic | Afghanistan | AFG | 2022-01-02 | v8 | TRUE
https://raw.githubusercontent.com/mrc-ide/global-lmic-reports/master/AFG/projections.csv | 2021-09-04 | hospital_incidence | 12.3 | 13.27 | 13.93 | 13.86 | 14.32 | 15.49 | Surged Pessimistic | Afghanistan | AFG | 2022-01-02 | v8 | TRUE
https://raw.githubusercontent.com/mrc-ide/global-lmic-reports/master/AFG/projections.csv | 2021-09-04 | ICU_incidence | 3.7 | 3.99 | 4.19 | 4.17 | 4.3 | 4.66 | Surged Pessimistic | Afghanistan | AFG | 2022-01-02 | v8 | TRUE
https://raw.githubusercontent.com/mrc-ide/global-lmic-reports/master/AFG/projections.csv | 2021-09-04 | prevalence | 10512.2 | 11652.44 | 12072.67 | 12020.13 | 12509.43 | 13288.31 | Surged Pessimistic | Afghanistan | AFG | 2022-01-02 | v8 | TRUE
https://raw.githubusercontent.com/mrc-ide/global-lmic-reports/master/AFG/projections.csv | 2021-09-04 | cumulative_infections | 3392864.27 | 3476091.7 | 3545599.26 | 3549377.47 | 3604564.27 | 3751028.07 | Surged Pessimistic | Afghanistan | AFG | 2022-01-02 | v8 | TRUE
https://raw.githubusercontent.com/mrc-ide/global-lmic-reports/master/AFG/projections.csv | 2021-09-04 | cumulative_deaths | 5765.14 | 5880.55 | 5986.88 | 5996.85 | 6087.73 | 6352.35 | Surged Pessimistic | Afghanistan | AFG | 2022-01-02 | v8 | TRUE
https://raw.githubusercontent.com/mrc-ide/global-lmic-reports/master/AFG/projections.csv | 2021-09-04 | Rt | 0.76 | 0.79 | 0.8 | 0.8 | 0.82 | 0.85 | Surged Pessimistic | Afghanistan | AFG | 2022-01-02 | v8 | TRUE
https://raw.githubusercontent.com/mrc-ide/global-lmic-reports/master/AFG/projections.csv | 2021-09-04 | Reff | 0.67 | 0.69 | 0.7 | 0.7 | 0.71 | 0.74 | Surged Pessimistic | Afghanistan | AFG | 2022-01-02 | v8 | TRUE
https://raw.githubusercontent.com/mrc-ide/global-lmic-reports/master/AFG/projections.csv | 2021-09-04 | infections | 1214.85 | 1371.49 | 1423.53 | 1422.23 | 1479.49 | 1544.46 | Surged Relax Interventions 50% | Afghanistan | AFG | 2022-01-02 | v8 | TRUE
https://raw.githubusercontent.com/mrc-ide/global-lmic-reports/master/AFG/projections.csv | 2021-09-04 | deaths | 5.25 | 5.56 | 5.77 | 5.85 | 6.16 | 6.56 | Surged Relax Interventions 50% | Afghanistan | AFG | 2022-01-02 | v8 | TRUE
https://raw.githubusercontent.com/mrc-ide/global-lmic-reports/master/AFG/projections.csv | 2021-09-04 | hospital_demand | 191.51 | 203.78 | 210.9 | 213.94 | 223.2 | 238.21 | Surged Relax Interventions 50% | Afghanistan | AFG | 2022-01-02 | v8 | TRUE
https://raw.githubusercontent.com/mrc-ide/global-lmic-reports/master/AFG/projections.csv | 2021-09-04 | ICU_demand | 98.91 | 104.88 | 108.62 | 109.85 | 115.17 | 122.22 | Surged Relax Interventions 50% | Afghanistan | AFG | 2022-01-02 | v8 | TRUE
https://raw.githubusercontent.com/mrc-ide/global-lmic-reports/master/AFG/projections.csv | 2021-09-04 | hospital_incidence | 12.3 | 13.27 | 13.93 | 13.86 | 14.32 | 15.49 | Surged Relax Interventions 50% | Afghanistan | AFG | 2022-01-02 | v8 | TRUE
https://raw.githubusercontent.com/mrc-ide/global-lmic-reports/master/AFG/projections.csv | 2021-09-04 | ICU_incidence | 3.7 | 3.99 | 4.19 | 4.17 | 4.3 | 4.66 | Surged Relax Interventions 50% | Afghanistan | AFG | 2022-01-02 | v8 | TRUE
https://raw.githubusercontent.com/mrc-ide/global-lmic-reports/master/AFG/projections.csv | 2021-09-04 | prevalence | 10512.2 | 11652.44 | 12072.67 | 12020.13 | 12509.43 | 13288.31 | Surged Relax Interventions 50% | Afghanistan | AFG | 2022-01-02 | v8 | TRUE
https://raw.githubusercontent.com/mrc-ide/global-lmic-reports/master/AFG/projections.csv | 2021-09-04 | cumulative_infections | 3392864.27 | 3476091.7 | 3545599.26 | 3549377.47 | 3604564.27 | 3751028.07 | Surged Relax Interventions 50% | Afghanistan | AFG | 2022-01-02 | v8 | TRUE
https://raw.githubusercontent.com/mrc-ide/global-lmic-reports/master/AFG/projections.csv | 2021-09-04 | cumulative_deaths | 5765.14 | 5880.55 | 5986.88 | 5996.85 | 6087.73 | 6352.35 | Surged Relax Interventions 50% | Afghanistan | AFG | 2022-01-02 | v8 | TRUE
https://raw.githubusercontent.com/mrc-ide/global-lmic-reports/master/AFG/projections.csv | 2021-09-04 | Rt | 0.76 | 0.79 | 0.8 | 0.8 | 0.82 | 0.85 | Surged Relax Interventions 50% | Afghanistan | AFG | 2022-01-02 | v8 | TRUE
https://raw.githubusercontent.com/mrc-ide/global-lmic-reports/master/AFG/projections.csv | 2021-09-04 | Reff | 0.67 | 0.69 | 0.7 | 0.7 | 0.71 | 0.74 | Surged Relax Interventions 50% | Afghanistan | AFG | 2022-01-02 | v8 | TRUE
https://raw.githubusercontent.com/mrc-ide/global-lmic-reports/master/AFG/projections.csv | 2021-09-05 | infections | 1130.02 | 1223.17 | 1294.56 | 1296.6 | 1371.28 | 1445.52 | Additional 50% Reduction | Afghanistan | AFG | 2022-01-02 | v8 | TRUE
https://raw.githubusercontent.com/mrc-ide/global-lmic-reports/master/AFG/projections.csv | 2021-09-05 | deaths | 4.76 | 5.06 | 5.36 | 5.39 | 5.66 | 6.32 | Additional 50% Reduction | Afghanistan | AFG | 2022-01-02 | v8 | TRUE
https://raw.githubusercontent.com/mrc-ide/global-lmic-reports/master/AFG/projections.csv | 2021-09-05 | hospital_demand | 175.53 | 186.08 | 196.74 | 198.46 | 209.51 | 230.23 | Additional 50% Reduction | Afghanistan | AFG | 2022-01-02 | v8 | TRUE
https://raw.githubusercontent.com/mrc-ide/global-lmic-reports/master/AFG/projections.csv | 2021-09-05 | ICU_demand | 87.68 | 92.5 | 98.08 | 98.44 | 103.25 | 114.14 | Additional 50% Reduction | Afghanistan | AFG | 2022-01-02 | v8 | TRUE
https://raw.githubusercontent.com/mrc-ide/global-lmic-reports/master/AFG/projections.csv | 2021-09-05 | hospital_incidence | 11.5 | 12.36 | 13.03 | 13.07 | 13.8 | 15.06 | Additional 50% Reduction | Afghanistan | AFG | 2022-01-02 | v8 | TRUE
https://raw.githubusercontent.com/mrc-ide/global-lmic-reports/master/AFG/projections.csv | 2021-09-05 | ICU_incidence | 3.46 | 3.71 | 3.91 | 3.93 | 4.15 | 4.52 | Additional 50% Reduction | Afghanistan | AFG | 2022-01-02 | v8 | TRUE
https://raw.githubusercontent.com/mrc-ide/global-lmic-reports/master/AFG/projections.csv | 2021-09-05 | prevalence | 9971.99 | 10692.81 | 11226.34 | 11261.06 | 11872.92 | 12799.8 | Additional 50% Reduction | Afghanistan | AFG | 2022-01-02 | v8 | TRUE
https://raw.githubusercontent.com/mrc-ide/global-lmic-reports/master/AFG/projections.csv | 2021-09-05 | cumulative_infections | 3345043.98 | 3477301.14 | 3570785.92 | 3570278.04 | 3654662.68 | 3876336.94 | Additional 50% Reduction | Afghanistan | AFG | 2022-01-02 | v8 | TRUE
https://raw.githubusercontent.com/mrc-ide/global-lmic-reports/master/AFG/projections.csv | 2021-09-05 | cumulative_deaths | 6770.01 | 7117.52 | 7333.09 | 7321.24 | 7535.05 | 8029.58 | Additional 50% Reduction | Afghanistan | AFG | 2022-01-02 | v8 | TRUE
https://raw.githubusercontent.com/mrc-ide/global-lmic-reports/master/AFG/projections.csv | 2021-09-05 | Rt | 0.78 | 0.82 | 0.83 | 0.83 | 0.84 | 0.88 | Additional 50% Reduction | Afghanistan | AFG | 2022-01-02 | v8 | TRUE
https://raw.githubusercontent.com/mrc-ide/global-lmic-reports/master/AFG/projections.csv | 2021-09-05 | Reff | 0.68 | 0.71 | 0.72 | 0.72 | 0.73 | 0.76 | Additional 50% Reduction | Afghanistan | AFG | 2022-01-02 | v8 | TRUE
https://raw.githubusercontent.com/mrc-ide/global-lmic-reports/master/AFG/projections.csv | 2021-09-05 | infections | 1130.02 | 1223.17 | 1294.56 | 1296.6 | 1371.28 | 1445.52 | Maintain Status Quo | Afghanistan | AFG | 2022-01-02 | v8 | TRUE
https://raw.githubusercontent.com/mrc-ide/global-lmic-reports/master/AFG/projections.csv | 2021-09-05 | deaths | 4.76 | 5.06 | 5.36 | 5.39 | 5.66 | 6.32 | Maintain Status Quo | Afghanistan | AFG | 2022-01-02 | v8 | TRUE
https://raw.githubusercontent.com/mrc-ide/global-lmic-reports/master/AFG/projections.csv | 2021-09-05 | hospital_demand | 175.53 | 186.08 | 196.74 | 198.46 | 209.51 | 230.23 | Maintain Status Quo | Afghanistan | AFG | 2022-01-02 | v8 | TRUE
https://raw.githubusercontent.com/mrc-ide/global-lmic-reports/master/AFG/projections.csv | 2021-09-05 | ICU_demand | 87.68 | 92.5 | 98.08 | 98.44 | 103.25 | 114.14 | Maintain Status Quo | Afghanistan | AFG | 2022-01-02 | v8 | TRUE
https://raw.githubusercontent.com/mrc-ide/global-lmic-reports/master/AFG/projections.csv | 2021-09-05 | hospital_incidence | 11.5 | 12.36 | 13.03 | 13.07 | 13.8 | 15.06 | Maintain Status Quo | Afghanistan | AFG | 2022-01-02 | v8 | TRUE
https://raw.githubusercontent.com/mrc-ide/global-lmic-reports/master/AFG/projections.csv | 2021-09-05 | ICU_incidence | 3.46 | 3.71 | 3.91 | 3.93 | 4.15 | 4.52 | Maintain Status Quo | Afghanistan | AFG | 2022-01-02 | v8 | TRUE
https://raw.githubusercontent.com/mrc-ide/global-lmic-reports/master/AFG/projections.csv | 2021-09-05 | prevalence | 9971.99 | 10692.81 | 11226.34 | 11261.06 | 11872.92 | 12799.8 | Maintain Status Quo | Afghanistan | AFG | 2022-01-02 | v8 | TRUE
https://raw.githubusercontent.com/mrc-ide/global-lmic-reports/master/AFG/projections.csv | 2021-09-05 | cumulative_infections | 3345043.98 | 3477301.14 | 3570785.92 | 3570278.04 | 3654662.68 | 3876336.94 | Maintain Status Quo | Afghanistan | AFG | 2022-01-02 | v8 | TRUE
https://raw.githubusercontent.com/mrc-ide/global-lmic-reports/master/AFG/projections.csv | 2021-09-05 | cumulative_deaths | 6770.01 | 7117.52 | 7333.09 | 7321.24 | 7535.05 | 8029.58 | Maintain Status Quo | Afghanistan | AFG | 2022-01-02 | v8 | TRUE
https://raw.githubusercontent.com/mrc-ide/global-lmic-reports/master/AFG/projections.csv | 2021-09-05 | Rt | 0.78 | 0.82 | 0.83 | 0.83 | 0.84 | 0.88 | Maintain Status Quo | Afghanistan | AFG | 2022-01-02 | v8 | TRUE
https://raw.githubusercontent.com/mrc-ide/global-lmic-reports/master/AFG/projections.csv | 2021-09-05 | Reff | 0.68 | 0.71 | 0.72 | 0.72 | 0.73 | 0.76 | Maintain Status Quo | Afghanistan | AFG | 2022-01-02 | v8 | TRUE
https://raw.githubusercontent.com/mrc-ide/global-lmic-reports/master/AFG/projections.csv | 2021-09-05 | infections | 1130.02 | 1223.17 | 1294.56 | 1296.6 | 1371.28 | 1445.52 | Optimistic | Afghanistan | AFG | 2022-01-02 | v8 | TRUE
https://raw.githubusercontent.com/mrc-ide/global-lmic-reports/master/AFG/projections.csv | 2021-09-05 | deaths | 4.76 | 5.06 | 5.36 | 5.39 | 5.66 | 6.32 | Optimistic | Afghanistan | AFG | 2022-01-02 | v8 | TRUE
https://raw.githubusercontent.com/mrc-ide/global-lmic-reports/master/AFG/projections.csv | 2021-09-05 | hospital_demand | 175.53 | 186.08 | 196.74 | 198.46 | 209.51 | 230.23 | Optimistic | Afghanistan | AFG | 2022-01-02 | v8 | TRUE
https://raw.githubusercontent.com/mrc-ide/global-lmic-reports/master/AFG/projections.csv | 2021-09-05 | ICU_demand | 87.68 | 92.5 | 98.08 | 98.44 | 103.25 | 114.14 | Optimistic | Afghanistan | AFG | 2022-01-02 | v8 | TRUE
https://raw.githubusercontent.com/mrc-ide/global-lmic-reports/master/AFG/projections.csv | 2021-09-05 | hospital_incidence | 11.5 | 12.36 | 13.03 | 13.07 | 13.8 | 15.06 | Optimistic | Afghanistan | AFG | 2022-01-02 | v8 | TRUE
https://raw.githubusercontent.com/mrc-ide/global-lmic-reports/master/AFG/projections.csv | 2021-09-05 | ICU_incidence | 3.46 | 3.71 | 3.91 | 3.93 | 4.15 | 4.52 | Optimistic | Afghanistan | AFG | 2022-01-02 | v8 | TRUE
https://raw.githubusercontent.com/mrc-ide/global-lmic-reports/master/AFG/projections.csv | 2021-09-05 | prevalence | 9971.99 | 10692.81 | 11226.34 | 11261.06 | 11872.92 | 12799.8 | Optimistic | Afghanistan | AFG | 2022-01-02 | v8 | TRUE
https://raw.githubusercontent.com/mrc-ide/global-lmic-reports/master/AFG/projections.csv | 2021-09-05 | cumulative_infections | 3345043.98 | 3477301.14 | 3570785.92 | 3570278.04 | 3654662.68 | 3876336.94 | Optimistic | Afghanistan | AFG | 2022-01-02 | v8 | TRUE
https://raw.githubusercontent.com/mrc-ide/global-lmic-reports/master/AFG/projections.csv | 2021-09-05 | cumulative_deaths | 6770.01 | 7117.52 | 7333.09 | 7321.24 | 7535.05 | 8029.58 | Optimistic | Afghanistan | AFG | 2022-01-02 | v8 | TRUE
https://raw.githubusercontent.com/mrc-ide/global-lmic-reports/master/AFG/projections.csv | 2021-09-05 | Rt | 0.78 | 0.82 | 0.83 | 0.83 | 0.84 | 0.88 | Optimistic | Afghanistan | AFG | 2022-01-02 | v8 | TRUE
https://raw.githubusercontent.com/mrc-ide/global-lmic-reports/master/AFG/projections.csv | 2021-09-05 | Reff | 0.68 | 0.71 | 0.72 | 0.72 | 0.73 | 0.76 | Optimistic | Afghanistan | AFG | 2022-01-02 | v8 | TRUE
https://raw.githubusercontent.com/mrc-ide/global-lmic-reports/master/AFG/projections.csv | 2021-09-05 | infections | 1130.02 | 1223.17 | 1294.56 | 1296.6 | 1371.28 | 1445.52 | Pessimistic | Afghanistan | AFG | 2022-01-02 | v8 | TRUE
https://raw.githubusercontent.com/mrc-ide/global-lmic-reports/master/AFG/projections.csv | 2021-09-05 | deaths | 4.76 | 5.06 | 5.36 | 5.39 | 5.66 | 6.32 | Pessimistic | Afghanistan | AFG | 2022-01-02 | v8 | TRUE
https://raw.githubusercontent.com/mrc-ide/global-lmic-reports/master/AFG/projections.csv | 2021-09-05 | hospital_demand | 175.53 | 186.08 | 196.74 | 198.46 | 209.51 | 230.23 | Pessimistic | Afghanistan | AFG | 2022-01-02 | v8 | TRUE
https://raw.githubusercontent.com/mrc-ide/global-lmic-reports/master/AFG/projections.csv | 2021-09-05 | ICU_demand | 87.68 | 92.5 | 98.08 | 98.44 | 103.25 | 114.14 | Pessimistic | Afghanistan | AFG | 2022-01-02 | v8 | TRUE
https://raw.githubusercontent.com/mrc-ide/global-lmic-reports/master/AFG/projections.csv | 2021-09-05 | hospital_incidence | 11.5 | 12.36 | 13.03 | 13.07 | 13.8 | 15.06 | Pessimistic | Afghanistan | AFG | 2022-01-02 | v8 | TRUE
https://raw.githubusercontent.com/mrc-ide/global-lmic-reports/master/AFG/projections.csv | 2021-09-05 | ICU_incidence | 3.46 | 3.71 | 3.91 | 3.93 | 4.15 | 4.52 | Pessimistic | Afghanistan | AFG | 2022-01-02 | v8 | TRUE
https://raw.githubusercontent.com/mrc-ide/global-lmic-reports/master/AFG/projections.csv | 2021-09-05 | prevalence | 9971.99 | 10692.81 | 11226.34 | 11261.06 | 11872.92 | 12799.8 | Pessimistic | Afghanistan | AFG | 2022-01-02 | v8 | TRUE
https://raw.githubusercontent.com/mrc-ide/global-lmic-reports/master/AFG/projections.csv | 2021-09-05 | cumulative_infections | 3345043.98 | 3477301.14 | 3570785.92 | 3570278.04 | 3654662.68 | 3876336.94 | Pessimistic | Afghanistan | AFG | 2022-01-02 | v8 | TRUE
https://raw.githubusercontent.com/mrc-ide/global-lmic-reports/master/AFG/projections.csv | 2021-09-05 | cumulative_deaths | 6770.01 | 7117.52 | 7333.09 | 7321.24 | 7535.05 | 8029.58 | Pessimistic | Afghanistan | AFG | 2022-01-02 | v8 | TRUE
https://raw.githubusercontent.com/mrc-ide/global-lmic-reports/master/AFG/projections.csv | 2021-09-05 | Rt | 0.78 | 0.82 | 0.83 | 0.83 | 0.84 | 0.88 | Pessimistic | Afghanistan | AFG | 2022-01-02 | v8 | TRUE
https://raw.githubusercontent.com/mrc-ide/global-lmic-reports/master/AFG/projections.csv | 2021-09-05 | Reff | 0.68 | 0.71 | 0.72 | 0.72 | 0.73 | 0.76 | Pessimistic | Afghanistan | AFG | 2022-01-02 | v8 | TRUE
https://raw.githubusercontent.com/mrc-ide/global-lmic-reports/master/AFG/projections.csv | 2021-09-05 | infections | 1130.02 | 1223.17 | 1294.56 | 1296.6 | 1371.28 | 1445.52 | Relax Interventions 50% | Afghanistan | AFG | 2022-01-02 | v8 | TRUE
https://raw.githubusercontent.com/mrc-ide/global-lmic-reports/master/AFG/projections.csv | 2021-09-05 | deaths | 4.76 | 5.06 | 5.36 | 5.39 | 5.66 | 6.32 | Relax Interventions 50% | Afghanistan | AFG | 2022-01-02 | v8 | TRUE
https://raw.githubusercontent.com/mrc-ide/global-lmic-reports/master/AFG/projections.csv | 2021-09-05 | hospital_demand | 175.53 | 186.08 | 196.74 | 198.46 | 209.51 | 230.23 | Relax Interventions 50% | Afghanistan | AFG | 2022-01-02 | v8 | TRUE
https://raw.githubusercontent.com/mrc-ide/global-lmic-reports/master/AFG/projections.csv | 2021-09-05 | ICU_demand | 87.68 | 92.5 | 98.08 | 98.44 | 103.25 | 114.14 | Relax Interventions 50% | Afghanistan | AFG | 2022-01-02 | v8 | TRUE
https://raw.githubusercontent.com/mrc-ide/global-lmic-reports/master/AFG/projections.csv | 2021-09-05 | hospital_incidence | 11.5 | 12.36 | 13.03 | 13.07 | 13.8 | 15.06 | Relax Interventions 50% | Afghanistan | AFG | 2022-01-02 | v8 | TRUE
https://raw.githubusercontent.com/mrc-ide/global-lmic-reports/master/AFG/projections.csv | 2021-09-05 | ICU_incidence | 3.46 | 3.71 | 3.91 | 3.93 | 4.15 | 4.52 | Relax Interventions 50% | Afghanistan | AFG | 2022-01-02 | v8 | TRUE
https://raw.githubusercontent.com/mrc-ide/global-lmic-reports/master/AFG/projections.csv | 2021-09-05 | prevalence | 9971.99 | 10692.81 | 11226.34 | 11261.06 | 11872.92 | 12799.8 | Relax Interventions 50% | Afghanistan | AFG | 2022-01-02 | v8 | TRUE
https://raw.githubusercontent.com/mrc-ide/global-lmic-reports/master/AFG/projections.csv | 2021-09-05 | cumulative_infections | 3345043.98 | 3477301.14 | 3570785.92 | 3570278.04 | 3654662.68 | 3876336.94 | Relax Interventions 50% | Afghanistan | AFG | 2022-01-02 | v8 | TRUE
https://raw.githubusercontent.com/mrc-ide/global-lmic-reports/master/AFG/projections.csv | 2021-09-05 | cumulative_deaths | 6770.01 | 7117.52 | 7333.09 | 7321.24 | 7535.05 | 8029.58 | Relax Interventions 50% | Afghanistan | AFG | 2022-01-02 | v8 | TRUE
https://raw.githubusercontent.com/mrc-ide/global-lmic-reports/master/AFG/projections.csv | 2021-09-05 | Rt | 0.78 | 0.82 | 0.83 | 0.83 | 0.84 | 0.88 | Relax Interventions 50% | Afghanistan | AFG | 2022-01-02 | v8 | TRUE
https://raw.githubusercontent.com/mrc-ide/global-lmic-reports/master/AFG/projections.csv | 2021-09-05 | Reff | 0.68 | 0.71 | 0.72 | 0.72 | 0.73 | 0.76 | Relax Interventions 50% | Afghanistan | AFG | 2022-01-02 | v8 | TRUE
https://raw.githubusercontent.com/mrc-ide/global-lmic-reports/master/AFG/projections.csv | 2021-09-05 | infections | 1123.92 | 1273.01 | 1328.48 | 1320.97 | 1377.56 | 1424.3 | Surged Additional 50% Reduction | Afghanistan | AFG | 2022-01-02 | v8 | TRUE
https://raw.githubusercontent.com/mrc-ide/global-lmic-reports/master/AFG/projections.csv | 2021-09-05 | deaths | 4.97 | 5.26 | 5.46 | 5.54 | 5.81 | 6.19 | Surged Additional 50% Reduction | Afghanistan | AFG | 2022-01-02 | v8 | TRUE
https://raw.githubusercontent.com/mrc-ide/global-lmic-reports/master/AFG/projections.csv | 2021-09-05 | hospital_demand | 181.01 | 192.51 | 199.45 | 202.49 | 210.8 | 224.96 | Surged Additional 50% Reduction | Afghanistan | AFG | 2022-01-02 | v8 | TRUE
https://raw.githubusercontent.com/mrc-ide/global-lmic-reports/master/AFG/projections.csv | 2021-09-05 | ICU_demand | 93.8 | 99.7 | 102.9 | 104.13 | 109.03 | 115.73 | Surged Additional 50% Reduction | Afghanistan | AFG | 2022-01-02 | v8 | TRUE
https://raw.githubusercontent.com/mrc-ide/global-lmic-reports/master/AFG/projections.csv | 2021-09-05 | hospital_incidence | 11.72 | 12.72 | 13.32 | 13.24 | 13.68 | 14.81 | Surged Additional 50% Reduction | Afghanistan | AFG | 2022-01-02 | v8 | TRUE
https://raw.githubusercontent.com/mrc-ide/global-lmic-reports/master/AFG/projections.csv | 2021-09-05 | ICU_incidence | 3.52 | 3.82 | 4 | 3.98 | 4.11 | 4.45 | Surged Additional 50% Reduction | Afghanistan | AFG | 2022-01-02 | v8 | TRUE
https://raw.githubusercontent.com/mrc-ide/global-lmic-reports/master/AFG/projections.csv | 2021-09-05 | prevalence | 9939.68 | 11076.94 | 11474.47 | 11434.41 | 11886.57 | 12577.31 | Surged Additional 50% Reduction | Afghanistan | AFG | 2022-01-02 | v8 | TRUE
https://raw.githubusercontent.com/mrc-ide/global-lmic-reports/master/AFG/projections.csv | 2021-09-05 | cumulative_infections | 3394148.78 | 3477335.15 | 3546839.95 | 3550698.45 | 3605847.08 | 3752275.77 | Surged Additional 50% Reduction | Afghanistan | AFG | 2022-01-02 | v8 | TRUE
https://raw.githubusercontent.com/mrc-ide/global-lmic-reports/master/AFG/projections.csv | 2021-09-05 | cumulative_deaths | 5770.3 | 5886.27 | 5992.52 | 6002.38 | 6093.71 | 6357.55 | Surged Additional 50% Reduction | Afghanistan | AFG | 2022-01-02 | v8 | TRUE
https://raw.githubusercontent.com/mrc-ide/global-lmic-reports/master/AFG/projections.csv | 2021-09-05 | Rt | 0.8 | 0.82 | 0.83 | 0.83 | 0.84 | 0.87 | Surged Additional 50% Reduction | Afghanistan | AFG | 2022-01-02 | v8 | TRUE
https://raw.githubusercontent.com/mrc-ide/global-lmic-reports/master/AFG/projections.csv | 2021-09-05 | Reff | 0.7 | 0.71 | 0.72 | 0.73 | 0.74 | 0.76 | Surged Additional 50% Reduction | Afghanistan | AFG | 2022-01-02 | v8 | TRUE
https://raw.githubusercontent.com/mrc-ide/global-lmic-reports/master/AFG/projections.csv | 2021-09-05 | infections | 1123.92 | 1273.01 | 1328.48 | 1320.97 | 1377.56 | 1424.3 | Surged Maintain Status Quo | Afghanistan | AFG | 2022-01-02 | v8 | TRUE
https://raw.githubusercontent.com/mrc-ide/global-lmic-reports/master/AFG/projections.csv | 2021-09-05 | deaths | 4.97 | 5.26 | 5.46 | 5.54 | 5.81 | 6.19 | Surged Maintain Status Quo | Afghanistan | AFG | 2022-01-02 | v8 | TRUE
https://raw.githubusercontent.com/mrc-ide/global-lmic-reports/master/AFG/projections.csv | 2021-09-05 | hospital_demand | 181.01 | 192.51 | 199.45 | 202.49 | 210.8 | 224.96 | Surged Maintain Status Quo | Afghanistan | AFG | 2022-01-02 | v8 | TRUE
https://raw.githubusercontent.com/mrc-ide/global-lmic-reports/master/AFG/projections.csv | 2021-09-05 | ICU_demand | 93.8 | 99.7 | 102.9 | 104.13 | 109.03 | 115.73 | Surged Maintain Status Quo | Afghanistan | AFG | 2022-01-02 | v8 | TRUE
https://raw.githubusercontent.com/mrc-ide/global-lmic-reports/master/AFG/projections.csv | 2021-09-05 | hospital_incidence | 11.72 | 12.72 | 13.32 | 13.24 | 13.68 | 14.81 | Surged Maintain Status Quo | Afghanistan | AFG | 2022-01-02 | v8 | TRUE
https://raw.githubusercontent.com/mrc-ide/global-lmic-reports/master/AFG/projections.csv | 2021-09-05 | ICU_incidence | 3.52 | 3.82 | 4 | 3.98 | 4.11 | 4.45 | Surged Maintain Status Quo | Afghanistan | AFG | 2022-01-02 | v8 | TRUE
https://raw.githubusercontent.com/mrc-ide/global-lmic-reports/master/AFG/projections.csv | 2021-09-05 | prevalence | 9939.68 | 11076.94 | 11474.47 | 11434.41 | 11886.57 | 12577.31 | Surged Maintain Status Quo | Afghanistan | AFG | 2022-01-02 | v8 | TRUE
https://raw.githubusercontent.com/mrc-ide/global-lmic-reports/master/AFG/projections.csv | 2021-09-05 | cumulative_infections | 3394148.78 | 3477335.15 | 3546839.95 | 3550698.45 | 3605847.08 | 3752275.77 | Surged Maintain Status Quo | Afghanistan | AFG | 2022-01-02 | v8 | TRUE
https://raw.githubusercontent.com/mrc-ide/global-lmic-reports/master/AFG/projections.csv | 2021-09-05 | cumulative_deaths | 5770.3 | 5886.27 | 5992.52 | 6002.38 | 6093.71 | 6357.55 | Surged Maintain Status Quo | Afghanistan | AFG | 2022-01-02 | v8 | TRUE
https://raw.githubusercontent.com/mrc-ide/global-lmic-reports/master/AFG/projections.csv | 2021-09-05 | Rt | 0.8 | 0.82 | 0.83 | 0.83 | 0.84 | 0.87 | Surged Maintain Status Quo | Afghanistan | AFG | 2022-01-02 | v8 | TRUE
https://raw.githubusercontent.com/mrc-ide/global-lmic-reports/master/AFG/projections.csv | 2021-09-05 | Reff | 0.7 | 0.71 | 0.72 | 0.73 | 0.74 | 0.76 | Surged Maintain Status Quo | Afghanistan | AFG | 2022-01-02 | v8 | TRUE
https://raw.githubusercontent.com/mrc-ide/global-lmic-reports/master/AFG/projections.csv | 2021-09-05 | infections | 1123.92 | 1273.01 | 1328.48 | 1320.97 | 1377.56 | 1424.3 | Surged Optimistic | Afghanistan | AFG | 2022-01-02 | v8 | TRUE
https://raw.githubusercontent.com/mrc-ide/global-lmic-reports/master/AFG/projections.csv | 2021-09-05 | deaths | 4.97 | 5.26 | 5.46 | 5.54 | 5.81 | 6.19 | Surged Optimistic | Afghanistan | AFG | 2022-01-02 | v8 | TRUE
https://raw.githubusercontent.com/mrc-ide/global-lmic-reports/master/AFG/projections.csv | 2021-09-05 | hospital_demand | 181.01 | 192.51 | 199.45 | 202.49 | 210.8 | 224.96 | Surged Optimistic | Afghanistan | AFG | 2022-01-02 | v8 | TRUE
https://raw.githubusercontent.com/mrc-ide/global-lmic-reports/master/AFG/projections.csv | 2021-09-05 | ICU_demand | 93.8 | 99.7 | 102.9 | 104.13 | 109.03 | 115.73 | Surged Optimistic | Afghanistan | AFG | 2022-01-02 | v8 | TRUE
https://raw.githubusercontent.com/mrc-ide/global-lmic-reports/master/AFG/projections.csv | 2021-09-05 | hospital_incidence | 11.72 | 12.72 | 13.32 | 13.24 | 13.68 | 14.81 | Surged Optimistic | Afghanistan | AFG | 2022-01-02 | v8 | TRUE
https://raw.githubusercontent.com/mrc-ide/global-lmic-reports/master/AFG/projections.csv | 2021-09-05 | ICU_incidence | 3.52 | 3.82 | 4 | 3.98 | 4.11 | 4.45 | Surged Optimistic | Afghanistan | AFG | 2022-01-02 | v8 | TRUE
https://raw.githubusercontent.com/mrc-ide/global-lmic-reports/master/AFG/projections.csv | 2021-09-05 | prevalence | 9939.68 | 11076.94 | 11474.47 | 11434.41 | 11886.57 | 12577.31 | Surged Optimistic | Afghanistan | AFG | 2022-01-02 | v8 | TRUE
https://raw.githubusercontent.com/mrc-ide/global-lmic-reports/master/AFG/projections.csv | 2021-09-05 | cumulative_infections | 3394148.78 | 3477335.15 | 3546839.95 | 3550698.45 | 3605847.08 | 3752275.77 | Surged Optimistic | Afghanistan | AFG | 2022-01-02 | v8 | TRUE
https://raw.githubusercontent.com/mrc-ide/global-lmic-reports/master/AFG/projections.csv | 2021-09-05 | cumulative_deaths | 5770.3 | 5886.27 | 5992.52 | 6002.38 | 6093.71 | 6357.55 | Surged Optimistic | Afghanistan | AFG | 2022-01-02 | v8 | TRUE
https://raw.githubusercontent.com/mrc-ide/global-lmic-reports/master/AFG/projections.csv | 2021-09-05 | Rt | 0.8 | 0.82 | 0.83 | 0.83 | 0.84 | 0.87 | Surged Optimistic | Afghanistan | AFG | 2022-01-02 | v8 | TRUE
https://raw.githubusercontent.com/mrc-ide/global-lmic-reports/master/AFG/projections.csv | 2021-09-05 | Reff | 0.7 | 0.71 | 0.72 | 0.73 | 0.74 | 0.76 | Surged Optimistic | Afghanistan | AFG | 2022-01-02 | v8 | TRUE
https://raw.githubusercontent.com/mrc-ide/global-lmic-reports/master/AFG/projections.csv | 2021-09-05 | infections | 1123.92 | 1273.01 | 1328.48 | 1320.97 | 1377.56 | 1424.3 | Surged Pessimistic | Afghanistan | AFG | 2022-01-02 | v8 | TRUE
https://raw.githubusercontent.com/mrc-ide/global-lmic-reports/master/AFG/projections.csv | 2021-09-05 | deaths | 4.97 | 5.26 | 5.46 | 5.54 | 5.81 | 6.19 | Surged Pessimistic | Afghanistan | AFG | 2022-01-02 | v8 | TRUE
https://raw.githubusercontent.com/mrc-ide/global-lmic-reports/master/AFG/projections.csv | 2021-09-05 | hospital_demand | 181.01 | 192.51 | 199.45 | 202.49 | 210.8 | 224.96 | Surged Pessimistic | Afghanistan | AFG | 2022-01-02 | v8 | TRUE
https://raw.githubusercontent.com/mrc-ide/global-lmic-reports/master/AFG/projections.csv | 2021-09-05 | ICU_demand | 93.8 | 99.7 | 102.9 | 104.13 | 109.03 | 115.73 | Surged Pessimistic | Afghanistan | AFG | 2022-01-02 | v8 | TRUE
https://raw.githubusercontent.com/mrc-ide/global-lmic-reports/master/AFG/projections.csv | 2021-09-05 | hospital_incidence | 11.72 | 12.72 | 13.32 | 13.24 | 13.68 | 14.81 | Surged Pessimistic | Afghanistan | AFG | 2022-01-02 | v8 | TRUE
https://raw.githubusercontent.com/mrc-ide/global-lmic-reports/master/AFG/projections.csv | 2021-09-05 | ICU_incidence | 3.52 | 3.82 | 4 | 3.98 | 4.11 | 4.45 | Surged Pessimistic | Afghanistan | AFG | 2022-01-02 | v8 | TRUE
https://raw.githubusercontent.com/mrc-ide/global-lmic-reports/master/AFG/projections.csv | 2021-09-05 | prevalence | 9939.68 | 11076.94 | 11474.47 | 11434.41 | 11886.57 | 12577.31 | Surged Pessimistic | Afghanistan | AFG | 2022-01-02 | v8 | TRUE
https://raw.githubusercontent.com/mrc-ide/global-lmic-reports/master/AFG/projections.csv | 2021-09-05 | cumulative_infections | 3394148.78 | 3477335.15 | 3546839.95 | 3550698.45 | 3605847.08 | 3752275.77 | Surged Pessimistic | Afghanistan | AFG | 2022-01-02 | v8 | TRUE
https://raw.githubusercontent.com/mrc-ide/global-lmic-reports/master/AFG/projections.csv | 2021-09-05 | cumulative_deaths | 5770.3 | 5886.27 | 5992.52 | 6002.38 | 6093.71 | 6357.55 | Surged Pessimistic | Afghanistan | AFG | 2022-01-02 | v8 | TRUE
https://raw.githubusercontent.com/mrc-ide/global-lmic-reports/master/AFG/projections.csv | 2021-09-05 | Rt | 0.8 | 0.82 | 0.83 | 0.83 | 0.84 | 0.87 | Surged Pessimistic | Afghanistan | AFG | 2022-01-02 | v8 | TRUE
https://raw.githubusercontent.com/mrc-ide/global-lmic-reports/master/AFG/projections.csv | 2021-09-05 | Reff | 0.7 | 0.71 | 0.72 | 0.73 | 0.74 | 0.76 | Surged Pessimistic | Afghanistan | AFG | 2022-01-02 | v8 | TRUE
https://raw.githubusercontent.com/mrc-ide/global-lmic-reports/master/AFG/projections.csv | 2021-09-05 | infections | 1123.92 | 1273.01 | 1328.48 | 1320.97 | 1377.56 | 1424.3 | Surged Relax Interventions 50% | Afghanistan | AFG | 2022-01-02 | v8 | TRUE
https://raw.githubusercontent.com/mrc-ide/global-lmic-reports/master/AFG/projections.csv | 2021-09-05 | deaths | 4.97 | 5.26 | 5.46 | 5.54 | 5.81 | 6.19 | Surged Relax Interventions 50% | Afghanistan | AFG | 2022-01-02 | v8 | TRUE
https://raw.githubusercontent.com/mrc-ide/global-lmic-reports/master/AFG/projections.csv | 2021-09-05 | hospital_demand | 181.01 | 192.51 | 199.45 | 202.49 | 210.8 | 224.96 | Surged Relax Interventions 50% | Afghanistan | AFG | 2022-01-02 | v8 | TRUE
https://raw.githubusercontent.com/mrc-ide/global-lmic-reports/master/AFG/projections.csv | 2021-09-05 | ICU_demand | 93.8 | 99.7 | 102.9 | 104.13 | 109.03 | 115.73 | Surged Relax Interventions 50% | Afghanistan | AFG | 2022-01-02 | v8 | TRUE
https://raw.githubusercontent.com/mrc-ide/global-lmic-reports/master/AFG/projections.csv | 2021-09-05 | hospital_incidence | 11.72 | 12.72 | 13.32 | 13.24 | 13.68 | 14.81 | Surged Relax Interventions 50% | Afghanistan | AFG | 2022-01-02 | v8 | TRUE
https://raw.githubusercontent.com/mrc-ide/global-lmic-reports/master/AFG/projections.csv | 2021-09-05 | ICU_incidence | 3.52 | 3.82 | 4 | 3.98 | 4.11 | 4.45 | Surged Relax Interventions 50% | Afghanistan | AFG | 2022-01-02 | v8 | TRUE
https://raw.githubusercontent.com/mrc-ide/global-lmic-reports/master/AFG/projections.csv | 2021-09-05 | prevalence | 9939.68 | 11076.94 | 11474.47 | 11434.41 | 11886.57 | 12577.31 | Surged Relax Interventions 50% | Afghanistan | AFG | 2022-01-02 | v8 | TRUE
https://raw.githubusercontent.com/mrc-ide/global-lmic-reports/master/AFG/projections.csv | 2021-09-05 | cumulative_infections | 3394148.78 | 3477335.15 | 3546839.95 | 3550698.45 | 3605847.08 | 3752275.77 | Surged Relax Interventions 50% | Afghanistan | AFG | 2022-01-02 | v8 | TRUE
https://raw.githubusercontent.com/mrc-ide/global-lmic-reports/master/AFG/projections.csv | 2021-09-05 | cumulative_deaths | 5770.3 | 5886.27 | 5992.52 | 6002.38 | 6093.71 | 6357.55 | Surged Relax Interventions 50% | Afghanistan | AFG | 2022-01-02 | v8 | TRUE
https://raw.githubusercontent.com/mrc-ide/global-lmic-reports/master/AFG/projections.csv | 2021-09-05 | Rt | 0.8 | 0.82 | 0.83 | 0.83 | 0.84 | 0.87 | Surged Relax Interventions 50% | Afghanistan | AFG | 2022-01-02 | v8 | TRUE
https://raw.githubusercontent.com/mrc-ide/global-lmic-reports/master/AFG/projections.csv | 2021-09-05 | Reff | 0.7 | 0.71 | 0.72 | 0.73 | 0.74 | 0.76 | Surged Relax Interventions 50% | Afghanistan | AFG | 2022-01-02 | v8 | TRUE
https://raw.githubusercontent.com/mrc-ide/global-lmic-reports/master/AFG/projections.csv | 2021-09-06 | infections | 1121.68 | 1218.6 | 1267.76 | 1284.45 | 1358.75 | 1445.32 | Additional 50% Reduction | Afghanistan | AFG | 2022-01-02 | v8 | TRUE
https://raw.githubusercontent.com/mrc-ide/global-lmic-reports/master/AFG/projections.csv | 2021-09-06 | deaths | 4.51 | 4.79 | 5.08 | 5.1 | 5.36 | 5.97 | Additional 50% Reduction | Afghanistan | AFG | 2022-01-02 | v8 | TRUE
https://raw.githubusercontent.com/mrc-ide/global-lmic-reports/master/AFG/projections.csv | 2021-09-06 | hospital_demand | 166.32 | 176.35 | 186.02 | 188.04 | 198.71 | 217.27 | Additional 50% Reduction | Afghanistan | AFG | 2022-01-02 | v8 | TRUE
https://raw.githubusercontent.com/mrc-ide/global-lmic-reports/master/AFG/projections.csv | 2021-09-06 | ICU_demand | 83.38 | 87.87 | 93.26 | 93.62 | 98.26 | 108.32 | Additional 50% Reduction | Afghanistan | AFG | 2022-01-02 | v8 | TRUE
https://raw.githubusercontent.com/mrc-ide/global-lmic-reports/master/AFG/projections.csv | 2021-09-06 | hospital_incidence | 11 | 11.81 | 12.46 | 12.48 | 13.18 | 14.33 | Additional 50% Reduction | Afghanistan | AFG | 2022-01-02 | v8 | TRUE
https://raw.githubusercontent.com/mrc-ide/global-lmic-reports/master/AFG/projections.csv | 2021-09-06 | ICU_incidence | 3.3 | 3.54 | 3.74 | 3.75 | 3.96 | 4.3 | Additional 50% Reduction | Afghanistan | AFG | 2022-01-02 | v8 | TRUE
https://raw.githubusercontent.com/mrc-ide/global-lmic-reports/master/AFG/projections.csv | 2021-09-06 | prevalence | 9509.22 | 10205.33 | 10743.22 | 10751.49 | 11334.88 | 12190.55 | Additional 50% Reduction | Afghanistan | AFG | 2022-01-02 | v8 | TRUE
https://raw.githubusercontent.com/mrc-ide/global-lmic-reports/master/AFG/projections.csv | 2021-09-06 | cumulative_infections | 3346330.05 | 3478508.61 | 3572130.39 | 3571562.5 | 3655982.08 | 3877744.72 | Additional 50% Reduction | Afghanistan | AFG | 2022-01-02 | v8 | TRUE
https://raw.githubusercontent.com/mrc-ide/global-lmic-reports/master/AFG/projections.csv | 2021-09-06 | cumulative_deaths | 6775.86 | 7122.09 | 7338 | 7326.34 | 7540.02 | 8034.95 | Additional 50% Reduction | Afghanistan | AFG | 2022-01-02 | v8 | TRUE
https://raw.githubusercontent.com/mrc-ide/global-lmic-reports/master/AFG/projections.csv | 2021-09-06 | Rt | 0.79 | 0.83 | 0.84 | 0.84 | 0.85 | 0.89 | Additional 50% Reduction | Afghanistan | AFG | 2022-01-02 | v8 | TRUE
https://raw.githubusercontent.com/mrc-ide/global-lmic-reports/master/AFG/projections.csv | 2021-09-06 | Reff | 0.69 | 0.72 | 0.73 | 0.73 | 0.74 | 0.77 | Additional 50% Reduction | Afghanistan | AFG | 2022-01-02 | v8 | TRUE
https://raw.githubusercontent.com/mrc-ide/global-lmic-reports/master/AFG/projections.csv | 2021-09-06 | infections | 1121.68 | 1218.6 | 1267.76 | 1284.45 | 1358.75 | 1445.32 | Maintain Status Quo | Afghanistan | AFG | 2022-01-02 | v8 | TRUE
https://raw.githubusercontent.com/mrc-ide/global-lmic-reports/master/AFG/projections.csv | 2021-09-06 | deaths | 4.51 | 4.79 | 5.08 | 5.1 | 5.36 | 5.97 | Maintain Status Quo | Afghanistan | AFG | 2022-01-02 | v8 | TRUE
https://raw.githubusercontent.com/mrc-ide/global-lmic-reports/master/AFG/projections.csv | 2021-09-06 | hospital_demand | 166.32 | 176.35 | 186.02 | 188.04 | 198.71 | 217.27 | Maintain Status Quo | Afghanistan | AFG | 2022-01-02 | v8 | TRUE
https://raw.githubusercontent.com/mrc-ide/global-lmic-reports/master/AFG/projections.csv | 2021-09-06 | ICU_demand | 83.38 | 87.87 | 93.26 | 93.62 | 98.26 | 108.32 | Maintain Status Quo | Afghanistan | AFG | 2022-01-02 | v8 | TRUE
https://raw.githubusercontent.com/mrc-ide/global-lmic-reports/master/AFG/projections.csv | 2021-09-06 | hospital_incidence | 11 | 11.81 | 12.46 | 12.48 | 13.18 | 14.33 | Maintain Status Quo | Afghanistan | AFG | 2022-01-02 | v8 | TRUE
https://raw.githubusercontent.com/mrc-ide/global-lmic-reports/master/AFG/projections.csv | 2021-09-06 | ICU_incidence | 3.3 | 3.54 | 3.74 | 3.75 | 3.96 | 4.3 | Maintain Status Quo | Afghanistan | AFG | 2022-01-02 | v8 | TRUE
https://raw.githubusercontent.com/mrc-ide/global-lmic-reports/master/AFG/projections.csv | 2021-09-06 | prevalence | 9509.22 | 10205.33 | 10743.22 | 10751.49 | 11334.88 | 12190.55 | Maintain Status Quo | Afghanistan | AFG | 2022-01-02 | v8 | TRUE
https://raw.githubusercontent.com/mrc-ide/global-lmic-reports/master/AFG/projections.csv | 2021-09-06 | cumulative_infections | 3346330.05 | 3478508.61 | 3572130.39 | 3571562.5 | 3655982.08 | 3877744.72 | Maintain Status Quo | Afghanistan | AFG | 2022-01-02 | v8 | TRUE
https://raw.githubusercontent.com/mrc-ide/global-lmic-reports/master/AFG/projections.csv | 2021-09-06 | cumulative_deaths | 6775.86 | 7122.09 | 7338 | 7326.34 | 7540.02 | 8034.95 | Maintain Status Quo | Afghanistan | AFG | 2022-01-02 | v8 | TRUE
https://raw.githubusercontent.com/mrc-ide/global-lmic-reports/master/AFG/projections.csv | 2021-09-06 | Rt | 0.79 | 0.83 | 0.84 | 0.84 | 0.85 | 0.89 | Maintain Status Quo | Afghanistan | AFG | 2022-01-02 | v8 | TRUE
https://raw.githubusercontent.com/mrc-ide/global-lmic-reports/master/AFG/projections.csv | 2021-09-06 | Reff | 0.69 | 0.72 | 0.73 | 0.73 | 0.74 | 0.77 | Maintain Status Quo | Afghanistan | AFG | 2022-01-02 | v8 | TRUE
https://raw.githubusercontent.com/mrc-ide/global-lmic-reports/master/AFG/projections.csv | 2021-09-06 | infections | 1121.68 | 1218.6 | 1267.76 | 1284.45 | 1358.75 | 1445.32 | Optimistic | Afghanistan | AFG | 2022-01-02 | v8 | TRUE
https://raw.githubusercontent.com/mrc-ide/global-lmic-reports/master/AFG/projections.csv | 2021-09-06 | deaths | 4.51 | 4.79 | 5.08 | 5.1 | 5.36 | 5.97 | Optimistic | Afghanistan | AFG | 2022-01-02 | v8 | TRUE
https://raw.githubusercontent.com/mrc-ide/global-lmic-reports/master/AFG/projections.csv | 2021-09-06 | hospital_demand | 166.32 | 176.35 | 186.02 | 188.04 | 198.71 | 217.27 | Optimistic | Afghanistan | AFG | 2022-01-02 | v8 | TRUE
https://raw.githubusercontent.com/mrc-ide/global-lmic-reports/master/AFG/projections.csv | 2021-09-06 | ICU_demand | 83.38 | 87.87 | 93.26 | 93.62 | 98.26 | 108.32 | Optimistic | Afghanistan | AFG | 2022-01-02 | v8 | TRUE
https://raw.githubusercontent.com/mrc-ide/global-lmic-reports/master/AFG/projections.csv | 2021-09-06 | hospital_incidence | 11 | 11.81 | 12.46 | 12.48 | 13.18 | 14.33 | Optimistic | Afghanistan | AFG | 2022-01-02 | v8 | TRUE
https://raw.githubusercontent.com/mrc-ide/global-lmic-reports/master/AFG/projections.csv | 2021-09-06 | ICU_incidence | 3.3 | 3.54 | 3.74 | 3.75 | 3.96 | 4.3 | Optimistic | Afghanistan | AFG | 2022-01-02 | v8 | TRUE
https://raw.githubusercontent.com/mrc-ide/global-lmic-reports/master/AFG/projections.csv | 2021-09-06 | prevalence | 9509.22 | 10205.33 | 10743.22 | 10751.49 | 11334.88 | 12190.55 | Optimistic | Afghanistan | AFG | 2022-01-02 | v8 | TRUE
https://raw.githubusercontent.com/mrc-ide/global-lmic-reports/master/AFG/projections.csv | 2021-09-06 | cumulative_infections | 3346330.05 | 3478508.61 | 3572130.39 | 3571562.5 | 3655982.08 | 3877744.72 | Optimistic | Afghanistan | AFG | 2022-01-02 | v8 | TRUE
https://raw.githubusercontent.com/mrc-ide/global-lmic-reports/master/AFG/projections.csv | 2021-09-06 | cumulative_deaths | 6775.86 | 7122.09 | 7338 | 7326.34 | 7540.02 | 8034.95 | Optimistic | Afghanistan | AFG | 2022-01-02 | v8 | TRUE
https://raw.githubusercontent.com/mrc-ide/global-lmic-reports/master/AFG/projections.csv | 2021-09-06 | Rt | 0.79 | 0.83 | 0.84 | 0.84 | 0.85 | 0.89 | Optimistic | Afghanistan | AFG | 2022-01-02 | v8 | TRUE
https://raw.githubusercontent.com/mrc-ide/global-lmic-reports/master/AFG/projections.csv | 2021-09-06 | Reff | 0.69 | 0.72 | 0.73 | 0.73 | 0.74 | 0.77 | Optimistic | Afghanistan | AFG | 2022-01-02 | v8 | TRUE
https://raw.githubusercontent.com/mrc-ide/global-lmic-reports/master/AFG/projections.csv | 2021-09-06 | infections | 1121.68 | 1218.6 | 1267.76 | 1284.45 | 1358.75 | 1445.32 | Pessimistic | Afghanistan | AFG | 2022-01-02 | v8 | TRUE
https://raw.githubusercontent.com/mrc-ide/global-lmic-reports/master/AFG/projections.csv | 2021-09-06 | deaths | 4.51 | 4.79 | 5.08 | 5.1 | 5.36 | 5.97 | Pessimistic | Afghanistan | AFG | 2022-01-02 | v8 | TRUE
https://raw.githubusercontent.com/mrc-ide/global-lmic-reports/master/AFG/projections.csv | 2021-09-06 | hospital_demand | 166.32 | 176.35 | 186.02 | 188.04 | 198.71 | 217.27 | Pessimistic | Afghanistan | AFG | 2022-01-02 | v8 | TRUE
https://raw.githubusercontent.com/mrc-ide/global-lmic-reports/master/AFG/projections.csv | 2021-09-06 | ICU_demand | 83.38 | 87.87 | 93.26 | 93.62 | 98.26 | 108.32 | Pessimistic | Afghanistan | AFG | 2022-01-02 | v8 | TRUE
https://raw.githubusercontent.com/mrc-ide/global-lmic-reports/master/AFG/projections.csv | 2021-09-06 | hospital_incidence | 11 | 11.81 | 12.46 | 12.48 | 13.18 | 14.33 | Pessimistic | Afghanistan | AFG | 2022-01-02 | v8 | TRUE
https://raw.githubusercontent.com/mrc-ide/global-lmic-reports/master/AFG/projections.csv | 2021-09-06 | ICU_incidence | 3.3 | 3.54 | 3.74 | 3.75 | 3.96 | 4.3 | Pessimistic | Afghanistan | AFG | 2022-01-02 | v8 | TRUE
https://raw.githubusercontent.com/mrc-ide/global-lmic-reports/master/AFG/projections.csv | 2021-09-06 | prevalence | 9509.22 | 10205.33 | 10743.22 | 10751.49 | 11334.88 | 12190.55 | Pessimistic | Afghanistan | AFG | 2022-01-02 | v8 | TRUE
https://raw.githubusercontent.com/mrc-ide/global-lmic-reports/master/AFG/projections.csv | 2021-09-06 | cumulative_infections | 3346330.05 | 3478508.61 | 3572130.39 | 3571562.5 | 3655982.08 | 3877744.72 | Pessimistic | Afghanistan | AFG | 2022-01-02 | v8 | TRUE
https://raw.githubusercontent.com/mrc-ide/global-lmic-reports/master/AFG/projections.csv | 2021-09-06 | cumulative_deaths | 6775.86 | 7122.09 | 7338 | 7326.34 | 7540.02 | 8034.95 | Pessimistic | Afghanistan | AFG | 2022-01-02 | v8 | TRUE
https://raw.githubusercontent.com/mrc-ide/global-lmic-reports/master/AFG/projections.csv | 2021-09-06 | Rt | 0.79 | 0.83 | 0.84 | 0.84 | 0.85 | 0.89 | Pessimistic | Afghanistan | AFG | 2022-01-02 | v8 | TRUE
https://raw.githubusercontent.com/mrc-ide/global-lmic-reports/master/AFG/projections.csv | 2021-09-06 | Reff | 0.69 | 0.72 | 0.73 | 0.73 | 0.74 | 0.77 | Pessimistic | Afghanistan | AFG | 2022-01-02 | v8 | TRUE
https://raw.githubusercontent.com/mrc-ide/global-lmic-reports/master/AFG/projections.csv | 2021-09-06 | infections | 1121.68 | 1218.6 | 1267.76 | 1284.45 | 1358.75 | 1445.32 | Relax Interventions 50% | Afghanistan | AFG | 2022-01-02 | v8 | TRUE
https://raw.githubusercontent.com/mrc-ide/global-lmic-reports/master/AFG/projections.csv | 2021-09-06 | deaths | 4.51 | 4.79 | 5.08 | 5.1 | 5.36 | 5.97 | Relax Interventions 50% | Afghanistan | AFG | 2022-01-02 | v8 | TRUE
https://raw.githubusercontent.com/mrc-ide/global-lmic-reports/master/AFG/projections.csv | 2021-09-06 | hospital_demand | 166.32 | 176.35 | 186.02 | 188.04 | 198.71 | 217.27 | Relax Interventions 50% | Afghanistan | AFG | 2022-01-02 | v8 | TRUE
https://raw.githubusercontent.com/mrc-ide/global-lmic-reports/master/AFG/projections.csv | 2021-09-06 | ICU_demand | 83.38 | 87.87 | 93.26 | 93.62 | 98.26 | 108.32 | Relax Interventions 50% | Afghanistan | AFG | 2022-01-02 | v8 | TRUE
https://raw.githubusercontent.com/mrc-ide/global-lmic-reports/master/AFG/projections.csv | 2021-09-06 | hospital_incidence | 11 | 11.81 | 12.46 | 12.48 | 13.18 | 14.33 | Relax Interventions 50% | Afghanistan | AFG | 2022-01-02 | v8 | TRUE
https://raw.githubusercontent.com/mrc-ide/global-lmic-reports/master/AFG/projections.csv | 2021-09-06 | ICU_incidence | 3.3 | 3.54 | 3.74 | 3.75 | 3.96 | 4.3 | Relax Interventions 50% | Afghanistan | AFG | 2022-01-02 | v8 | TRUE
https://raw.githubusercontent.com/mrc-ide/global-lmic-reports/master/AFG/projections.csv | 2021-09-06 | prevalence | 9509.22 | 10205.33 | 10743.22 | 10751.49 | 11334.88 | 12190.55 | Relax Interventions 50% | Afghanistan | AFG | 2022-01-02 | v8 | TRUE
https://raw.githubusercontent.com/mrc-ide/global-lmic-reports/master/AFG/projections.csv | 2021-09-06 | cumulative_infections | 3346330.05 | 3478508.61 | 3572130.39 | 3571562.5 | 3655982.08 | 3877744.72 | Relax Interventions 50% | Afghanistan | AFG | 2022-01-02 | v8 | TRUE
https://raw.githubusercontent.com/mrc-ide/global-lmic-reports/master/AFG/projections.csv | 2021-09-06 | cumulative_deaths | 6775.86 | 7122.09 | 7338 | 7326.34 | 7540.02 | 8034.95 | Relax Interventions 50% | Afghanistan | AFG | 2022-01-02 | v8 | TRUE
https://raw.githubusercontent.com/mrc-ide/global-lmic-reports/master/AFG/projections.csv | 2021-09-06 | Rt | 0.79 | 0.83 | 0.84 | 0.84 | 0.85 | 0.89 | Relax Interventions 50% | Afghanistan | AFG | 2022-01-02 | v8 | TRUE
https://raw.githubusercontent.com/mrc-ide/global-lmic-reports/master/AFG/projections.csv | 2021-09-06 | Reff | 0.69 | 0.72 | 0.73 | 0.73 | 0.74 | 0.77 | Relax Interventions 50% | Afghanistan | AFG | 2022-01-02 | v8 | TRUE
https://raw.githubusercontent.com/mrc-ide/global-lmic-reports/master/AFG/projections.csv | 2021-09-06 | infections | 1110.54 | 1258.28 | 1316.7 | 1306.26 | 1361.29 | 1417.92 | Surged Additional 50% Reduction | Afghanistan | AFG | 2022-01-02 | v8 | TRUE
https://raw.githubusercontent.com/mrc-ide/global-lmic-reports/master/AFG/projections.csv | 2021-09-06 | deaths | 4.7 | 4.98 | 5.17 | 5.24 | 5.49 | 5.85 | Surged Additional 50% Reduction | Afghanistan | AFG | 2022-01-02 | v8 | TRUE
https://raw.githubusercontent.com/mrc-ide/global-lmic-reports/master/AFG/projections.csv | 2021-09-06 | hospital_demand | 171.24 | 182.08 | 188.91 | 191.8 | 199.21 | 212.56 | Surged Additional 50% Reduction | Afghanistan | AFG | 2022-01-02 | v8 | TRUE
https://raw.githubusercontent.com/mrc-ide/global-lmic-reports/master/AFG/projections.csv | 2021-09-06 | ICU_demand | 88.9 | 94.5 | 97.5 | 98.74 | 103.25 | 109.59 | Surged Additional 50% Reduction | Afghanistan | AFG | 2022-01-02 | v8 | TRUE
https://raw.githubusercontent.com/mrc-ide/global-lmic-reports/master/AFG/projections.csv | 2021-09-06 | hospital_incidence | 11.16 | 12.2 | 12.73 | 12.64 | 13.07 | 14.09 | Surged Additional 50% Reduction | Afghanistan | AFG | 2022-01-02 | v8 | TRUE
https://raw.githubusercontent.com/mrc-ide/global-lmic-reports/master/AFG/projections.csv | 2021-09-06 | ICU_incidence | 3.35 | 3.66 | 3.82 | 3.8 | 3.92 | 4.23 | Surged Additional 50% Reduction | Afghanistan | AFG | 2022-01-02 | v8 | TRUE
https://raw.githubusercontent.com/mrc-ide/global-lmic-reports/master/AFG/projections.csv | 2021-09-06 | prevalence | 9437.99 | 10565.9 | 10947.6 | 10921.16 | 11350.24 | 11976.61 | Surged Additional 50% Reduction | Afghanistan | AFG | 2022-01-02 | v8 | TRUE
https://raw.githubusercontent.com/mrc-ide/global-lmic-reports/master/AFG/projections.csv | 2021-09-06 | cumulative_infections | 3395417.78 | 3478563.91 | 3548071.97 | 3552004.7 | 3607129.99 | 3753528.77 | Surged Additional 50% Reduction | Afghanistan | AFG | 2022-01-02 | v8 | TRUE
https://raw.githubusercontent.com/mrc-ide/global-lmic-reports/master/AFG/projections.csv | 2021-09-06 | cumulative_deaths | 5775.19 | 5891.68 | 5997.87 | 6007.62 | 6099.36 | 6362.47 | Surged Additional 50% Reduction | Afghanistan | AFG | 2022-01-02 | v8 | TRUE
https://raw.githubusercontent.com/mrc-ide/global-lmic-reports/master/AFG/projections.csv | 2021-09-06 | Rt | 0.81 | 0.82 | 0.84 | 0.84 | 0.85 | 0.88 | Surged Additional 50% Reduction | Afghanistan | AFG | 2022-01-02 | v8 | TRUE
https://raw.githubusercontent.com/mrc-ide/global-lmic-reports/master/AFG/projections.csv | 2021-09-06 | Reff | 0.71 | 0.72 | 0.73 | 0.73 | 0.74 | 0.76 | Surged Additional 50% Reduction | Afghanistan | AFG | 2022-01-02 | v8 | TRUE
https://raw.githubusercontent.com/mrc-ide/global-lmic-reports/master/AFG/projections.csv | 2021-09-06 | infections | 1110.54 | 1258.28 | 1316.7 | 1306.26 | 1361.29 | 1417.92 | Surged Maintain Status Quo | Afghanistan | AFG | 2022-01-02 | v8 | TRUE
https://raw.githubusercontent.com/mrc-ide/global-lmic-reports/master/AFG/projections.csv | 2021-09-06 | deaths | 4.7 | 4.98 | 5.17 | 5.24 | 5.49 | 5.85 | Surged Maintain Status Quo | Afghanistan | AFG | 2022-01-02 | v8 | TRUE
https://raw.githubusercontent.com/mrc-ide/global-lmic-reports/master/AFG/projections.csv | 2021-09-06 | hospital_demand | 171.24 | 182.08 | 188.91 | 191.8 | 199.21 | 212.56 | Surged Maintain Status Quo | Afghanistan | AFG | 2022-01-02 | v8 | TRUE
https://raw.githubusercontent.com/mrc-ide/global-lmic-reports/master/AFG/projections.csv | 2021-09-06 | ICU_demand | 88.9 | 94.5 | 97.5 | 98.74 | 103.25 | 109.59 | Surged Maintain Status Quo | Afghanistan | AFG | 2022-01-02 | v8 | TRUE
https://raw.githubusercontent.com/mrc-ide/global-lmic-reports/master/AFG/projections.csv | 2021-09-06 | hospital_incidence | 11.16 | 12.2 | 12.73 | 12.64 | 13.07 | 14.09 | Surged Maintain Status Quo | Afghanistan | AFG | 2022-01-02 | v8 | TRUE
https://raw.githubusercontent.com/mrc-ide/global-lmic-reports/master/AFG/projections.csv | 2021-09-06 | ICU_incidence | 3.35 | 3.66 | 3.82 | 3.8 | 3.92 | 4.23 | Surged Maintain Status Quo | Afghanistan | AFG | 2022-01-02 | v8 | TRUE
https://raw.githubusercontent.com/mrc-ide/global-lmic-reports/master/AFG/projections.csv | 2021-09-06 | prevalence | 9437.99 | 10565.9 | 10947.6 | 10921.16 | 11350.24 | 11976.61 | Surged Maintain Status Quo | Afghanistan | AFG | 2022-01-02 | v8 | TRUE
https://raw.githubusercontent.com/mrc-ide/global-lmic-reports/master/AFG/projections.csv | 2021-09-06 | cumulative_infections | 3395417.78 | 3478563.91 | 3548071.97 | 3552004.7 | 3607129.99 | 3753528.77 | Surged Maintain Status Quo | Afghanistan | AFG | 2022-01-02 | v8 | TRUE
https://raw.githubusercontent.com/mrc-ide/global-lmic-reports/master/AFG/projections.csv | 2021-09-06 | cumulative_deaths | 5775.19 | 5891.68 | 5997.87 | 6007.62 | 6099.36 | 6362.47 | Surged Maintain Status Quo | Afghanistan | AFG | 2022-01-02 | v8 | TRUE
https://raw.githubusercontent.com/mrc-ide/global-lmic-reports/master/AFG/projections.csv | 2021-09-06 | Rt | 0.81 | 0.82 | 0.84 | 0.84 | 0.85 | 0.88 | Surged Maintain Status Quo | Afghanistan | AFG | 2022-01-02 | v8 | TRUE
https://raw.githubusercontent.com/mrc-ide/global-lmic-reports/master/AFG/projections.csv | 2021-09-06 | Reff | 0.71 | 0.72 | 0.73 | 0.73 | 0.74 | 0.76 | Surged Maintain Status Quo | Afghanistan | AFG | 2022-01-02 | v8 | TRUE
https://raw.githubusercontent.com/mrc-ide/global-lmic-reports/master/AFG/projections.csv | 2021-09-06 | infections | 1110.54 | 1258.28 | 1316.7 | 1306.26 | 1361.29 | 1417.92 | Surged Optimistic | Afghanistan | AFG | 2022-01-02 | v8 | TRUE
https://raw.githubusercontent.com/mrc-ide/global-lmic-reports/master/AFG/projections.csv | 2021-09-06 | deaths | 4.7 | 4.98 | 5.17 | 5.24 | 5.49 | 5.85 | Surged Optimistic | Afghanistan | AFG | 2022-01-02 | v8 | TRUE
https://raw.githubusercontent.com/mrc-ide/global-lmic-reports/master/AFG/projections.csv | 2021-09-06 | hospital_demand | 171.24 | 182.08 | 188.91 | 191.8 | 199.21 | 212.56 | Surged Optimistic | Afghanistan | AFG | 2022-01-02 | v8 | TRUE
https://raw.githubusercontent.com/mrc-ide/global-lmic-reports/master/AFG/projections.csv | 2021-09-06 | ICU_demand | 88.9 | 94.5 | 97.5 | 98.74 | 103.25 | 109.59 | Surged Optimistic | Afghanistan | AFG | 2022-01-02 | v8 | TRUE
https://raw.githubusercontent.com/mrc-ide/global-lmic-reports/master/AFG/projections.csv | 2021-09-06 | hospital_incidence | 11.16 | 12.2 | 12.73 | 12.64 | 13.07 | 14.09 | Surged Optimistic | Afghanistan | AFG | 2022-01-02 | v8 | TRUE
https://raw.githubusercontent.com/mrc-ide/global-lmic-reports/master/AFG/projections.csv | 2021-09-06 | ICU_incidence | 3.35 | 3.66 | 3.82 | 3.8 | 3.92 | 4.23 | Surged Optimistic | Afghanistan | AFG | 2022-01-02 | v8 | TRUE
https://raw.githubusercontent.com/mrc-ide/global-lmic-reports/master/AFG/projections.csv | 2021-09-06 | prevalence | 9437.99 | 10565.9 | 10947.6 | 10921.16 | 11350.24 | 11976.61 | Surged Optimistic | Afghanistan | AFG | 2022-01-02 | v8 | TRUE
https://raw.githubusercontent.com/mrc-ide/global-lmic-reports/master/AFG/projections.csv | 2021-09-06 | cumulative_infections | 3395417.78 | 3478563.91 | 3548071.97 | 3552004.7 | 3607129.99 | 3753528.77 | Surged Optimistic | Afghanistan | AFG | 2022-01-02 | v8 | TRUE
https://raw.githubusercontent.com/mrc-ide/global-lmic-reports/master/AFG/projections.csv | 2021-09-06 | cumulative_deaths | 5775.19 | 5891.68 | 5997.87 | 6007.62 | 6099.36 | 6362.47 | Surged Optimistic | Afghanistan | AFG | 2022-01-02 | v8 | TRUE
https://raw.githubusercontent.com/mrc-ide/global-lmic-reports/master/AFG/projections.csv | 2021-09-06 | Rt | 0.81 | 0.82 | 0.84 | 0.84 | 0.85 | 0.88 | Surged Optimistic | Afghanistan | AFG | 2022-01-02 | v8 | TRUE
https://raw.githubusercontent.com/mrc-ide/global-lmic-reports/master/AFG/projections.csv | 2021-09-06 | Reff | 0.71 | 0.72 | 0.73 | 0.73 | 0.74 | 0.76 | Surged Optimistic | Afghanistan | AFG | 2022-01-02 | v8 | TRUE
https://raw.githubusercontent.com/mrc-ide/global-lmic-reports/master/AFG/projections.csv | 2021-09-06 | infections | 1110.54 | 1258.28 | 1316.7 | 1306.26 | 1361.29 | 1417.92 | Surged Pessimistic | Afghanistan | AFG | 2022-01-02 | v8 | TRUE
https://raw.githubusercontent.com/mrc-ide/global-lmic-reports/master/AFG/projections.csv | 2021-09-06 | deaths | 4.7 | 4.98 | 5.17 | 5.24 | 5.49 | 5.85 | Surged Pessimistic | Afghanistan | AFG | 2022-01-02 | v8 | TRUE
https://raw.githubusercontent.com/mrc-ide/global-lmic-reports/master/AFG/projections.csv | 2021-09-06 | hospital_demand | 171.24 | 182.08 | 188.91 | 191.8 | 199.21 | 212.56 | Surged Pessimistic | Afghanistan | AFG | 2022-01-02 | v8 | TRUE
https://raw.githubusercontent.com/mrc-ide/global-lmic-reports/master/AFG/projections.csv | 2021-09-06 | ICU_demand | 88.9 | 94.5 | 97.5 | 98.74 | 103.25 | 109.59 | Surged Pessimistic | Afghanistan | AFG | 2022-01-02 | v8 | TRUE
https://raw.githubusercontent.com/mrc-ide/global-lmic-reports/master/AFG/projections.csv | 2021-09-06 | hospital_incidence | 11.16 | 12.2 | 12.73 | 12.64 | 13.07 | 14.09 | Surged Pessimistic | Afghanistan | AFG | 2022-01-02 | v8 | TRUE
https://raw.githubusercontent.com/mrc-ide/global-lmic-reports/master/AFG/projections.csv | 2021-09-06 | ICU_incidence | 3.35 | 3.66 | 3.82 | 3.8 | 3.92 | 4.23 | Surged Pessimistic | Afghanistan | AFG | 2022-01-02 | v8 | TRUE
https://raw.githubusercontent.com/mrc-ide/global-lmic-reports/master/AFG/projections.csv | 2021-09-06 | prevalence | 9437.99 | 10565.9 | 10947.6 | 10921.16 | 11350.24 | 11976.61 | Surged Pessimistic | Afghanistan | AFG | 2022-01-02 | v8 | TRUE
https://raw.githubusercontent.com/mrc-ide/global-lmic-reports/master/AFG/projections.csv | 2021-09-06 | cumulative_infections | 3395417.78 | 3478563.91 | 3548071.97 | 3552004.7 | 3607129.99 | 3753528.77 | Surged Pessimistic | Afghanistan | AFG | 2022-01-02 | v8 | TRUE
https://raw.githubusercontent.com/mrc-ide/global-lmic-reports/master/AFG/projections.csv | 2021-09-06 | cumulative_deaths | 5775.19 | 5891.68 | 5997.87 | 6007.62 | 6099.36 | 6362.47 | Surged Pessimistic | Afghanistan | AFG | 2022-01-02 | v8 | TRUE
https://raw.githubusercontent.com/mrc-ide/global-lmic-reports/master/AFG/projections.csv | 2021-09-06 | Rt | 0.81 | 0.82 | 0.84 | 0.84 | 0.85 | 0.88 | Surged Pessimistic | Afghanistan | AFG | 2022-01-02 | v8 | TRUE
https://raw.githubusercontent.com/mrc-ide/global-lmic-reports/master/AFG/projections.csv | 2021-09-06 | Reff | 0.71 | 0.72 | 0.73 | 0.73 | 0.74 | 0.76 | Surged Pessimistic | Afghanistan | AFG | 2022-01-02 | v8 | TRUE
https://raw.githubusercontent.com/mrc-ide/global-lmic-reports/master/AFG/projections.csv | 2021-09-06 | infections | 1110.54 | 1258.28 | 1316.7 | 1306.26 | 1361.29 | 1417.92 | Surged Relax Interventions 50% | Afghanistan | AFG | 2022-01-02 | v8 | TRUE
https://raw.githubusercontent.com/mrc-ide/global-lmic-reports/master/AFG/projections.csv | 2021-09-06 | deaths | 4.7 | 4.98 | 5.17 | 5.24 | 5.49 | 5.85 | Surged Relax Interventions 50% | Afghanistan | AFG | 2022-01-02 | v8 | TRUE
https://raw.githubusercontent.com/mrc-ide/global-lmic-reports/master/AFG/projections.csv | 2021-09-06 | hospital_demand | 171.24 | 182.08 | 188.91 | 191.8 | 199.21 | 212.56 | Surged Relax Interventions 50% | Afghanistan | AFG | 2022-01-02 | v8 | TRUE
https://raw.githubusercontent.com/mrc-ide/global-lmic-reports/master/AFG/projections.csv | 2021-09-06 | ICU_demand | 88.9 | 94.5 | 97.5 | 98.74 | 103.25 | 109.59 | Surged Relax Interventions 50% | Afghanistan | AFG | 2022-01-02 | v8 | TRUE
https://raw.githubusercontent.com/mrc-ide/global-lmic-reports/master/AFG/projections.csv | 2021-09-06 | hospital_incidence | 11.16 | 12.2 | 12.73 | 12.64 | 13.07 | 14.09 | Surged Relax Interventions 50% | Afghanistan | AFG | 2022-01-02 | v8 | TRUE
https://raw.githubusercontent.com/mrc-ide/global-lmic-reports/master/AFG/projections.csv | 2021-09-06 | ICU_incidence | 3.35 | 3.66 | 3.82 | 3.8 | 3.92 | 4.23 | Surged Relax Interventions 50% | Afghanistan | AFG | 2022-01-02 | v8 | TRUE
https://raw.githubusercontent.com/mrc-ide/global-lmic-reports/master/AFG/projections.csv | 2021-09-06 | prevalence | 9437.99 | 10565.9 | 10947.6 | 10921.16 | 11350.24 | 11976.61 | Surged Relax Interventions 50% | Afghanistan | AFG | 2022-01-02 | v8 | TRUE
https://raw.githubusercontent.com/mrc-ide/global-lmic-reports/master/AFG/projections.csv | 2021-09-06 | cumulative_infections | 3395417.78 | 3478563.91 | 3548071.97 | 3552004.7 | 3607129.99 | 3753528.77 | Surged Relax Interventions 50% | Afghanistan | AFG | 2022-01-02 | v8 | TRUE
https://raw.githubusercontent.com/mrc-ide/global-lmic-reports/master/AFG/projections.csv | 2021-09-06 | cumulative_deaths | 5775.19 | 5891.68 | 5997.87 | 6007.62 | 6099.36 | 6362.47 | Surged Relax Interventions 50% | Afghanistan | AFG | 2022-01-02 | v8 | TRUE
https://raw.githubusercontent.com/mrc-ide/global-lmic-reports/master/AFG/projections.csv | 2021-09-06 | Rt | 0.81 | 0.82 | 0.84 | 0.84 | 0.85 | 0.88 | Surged Relax Interventions 50% | Afghanistan | AFG | 2022-01-02 | v8 | TRUE
https://raw.githubusercontent.com/mrc-ide/global-lmic-reports/master/AFG/projections.csv | 2021-09-06 | Reff | 0.71 | 0.72 | 0.73 | 0.73 | 0.74 | 0.76 | Surged Relax Interventions 50% | Afghanistan | AFG | 2022-01-02 | v8 | TRUE
https://raw.githubusercontent.com/mrc-ide/global-lmic-reports/master/AFG/projections.csv | 2021-09-07 | infections | 1076.23 | 1178.67 | 1215.65 | 1235.37 | 1307.79 | 1398.83 | Additional 50% Reduction | Afghanistan | AFG | 2022-01-02 | v8 | TRUE
https://raw.githubusercontent.com/mrc-ide/global-lmic-reports/master/AFG/projections.csv | 2021-09-07 | deaths | 4.28 | 4.53 | 4.81 | 4.84 | 5.08 | 5.64 | Additional 50% Reduction | Afghanistan | AFG | 2022-01-02 | v8 | TRUE
https://raw.githubusercontent.com/mrc-ide/global-lmic-reports/master/AFG/projections.csv | 2021-09-07 | hospital_demand | 157.63 | 167.34 | 176.26 | 178.29 | 188.66 | 205.12 | Additional 50% Reduction | Afghanistan | AFG | 2022-01-02 | v8 | TRUE
https://raw.githubusercontent.com/mrc-ide/global-lmic-reports/master/AFG/projections.csv | 2021-09-07 | ICU_demand | 79.3 | 83.5 | 88.67 | 89.04 | 93.58 | 102.78 | Additional 50% Reduction | Afghanistan | AFG | 2022-01-02 | v8 | TRUE
https://raw.githubusercontent.com/mrc-ide/global-lmic-reports/master/AFG/projections.csv | 2021-09-07 | hospital_incidence | 10.52 | 11.28 | 11.88 | 11.91 | 12.57 | 13.64 | Additional 50% Reduction | Afghanistan | AFG | 2022-01-02 | v8 | TRUE
https://raw.githubusercontent.com/mrc-ide/global-lmic-reports/master/AFG/projections.csv | 2021-09-07 | ICU_incidence | 3.16 | 3.38 | 3.56 | 3.57 | 3.77 | 4.09 | Additional 50% Reduction | Afghanistan | AFG | 2022-01-02 | v8 | TRUE
https://raw.githubusercontent.com/mrc-ide/global-lmic-reports/master/AFG/projections.csv | 2021-09-07 | prevalence | 9062.26 | 9768.99 | 10287.49 | 10276.52 | 10839.07 | 11626.72 | Additional 50% Reduction | Afghanistan | AFG | 2022-01-02 | v8 | TRUE
https://raw.githubusercontent.com/mrc-ide/global-lmic-reports/master/AFG/projections.csv | 2021-09-07 | cumulative_infections | 3347565.76 | 3479720.19 | 3573418.17 | 3572797.87 | 3657255.85 | 3879103.85 | Additional 50% Reduction | Afghanistan | AFG | 2022-01-02 | v8 | TRUE
https://raw.githubusercontent.com/mrc-ide/global-lmic-reports/master/AFG/projections.csv | 2021-09-07 | cumulative_deaths | 6781.38 | 7126.44 | 7342.53 | 7331.18 | 7544.72 | 8040.05 | Additional 50% Reduction | Afghanistan | AFG | 2022-01-02 | v8 | TRUE
https://raw.githubusercontent.com/mrc-ide/global-lmic-reports/master/AFG/projections.csv | 2021-09-07 | Rt | 0.79 | 0.82 | 0.83 | 0.83 | 0.84 | 0.88 | Additional 50% Reduction | Afghanistan | AFG | 2022-01-02 | v8 | TRUE
https://raw.githubusercontent.com/mrc-ide/global-lmic-reports/master/AFG/projections.csv | 2021-09-07 | Reff | 0.69 | 0.72 | 0.72 | 0.72 | 0.73 | 0.77 | Additional 50% Reduction | Afghanistan | AFG | 2022-01-02 | v8 | TRUE
https://raw.githubusercontent.com/mrc-ide/global-lmic-reports/master/AFG/projections.csv | 2021-09-07 | infections | 1076.23 | 1178.67 | 1215.65 | 1235.37 | 1307.79 | 1398.83 | Maintain Status Quo | Afghanistan | AFG | 2022-01-02 | v8 | TRUE
https://raw.githubusercontent.com/mrc-ide/global-lmic-reports/master/AFG/projections.csv | 2021-09-07 | deaths | 4.28 | 4.53 | 4.81 | 4.84 | 5.08 | 5.64 | Maintain Status Quo | Afghanistan | AFG | 2022-01-02 | v8 | TRUE
https://raw.githubusercontent.com/mrc-ide/global-lmic-reports/master/AFG/projections.csv | 2021-09-07 | hospital_demand | 157.63 | 167.34 | 176.26 | 178.29 | 188.66 | 205.12 | Maintain Status Quo | Afghanistan | AFG | 2022-01-02 | v8 | TRUE
https://raw.githubusercontent.com/mrc-ide/global-lmic-reports/master/AFG/projections.csv | 2021-09-07 | ICU_demand | 79.3 | 83.5 | 88.67 | 89.04 | 93.58 | 102.78 | Maintain Status Quo | Afghanistan | AFG | 2022-01-02 | v8 | TRUE
https://raw.githubusercontent.com/mrc-ide/global-lmic-reports/master/AFG/projections.csv | 2021-09-07 | hospital_incidence | 10.52 | 11.28 | 11.88 | 11.91 | 12.57 | 13.64 | Maintain Status Quo | Afghanistan | AFG | 2022-01-02 | v8 | TRUE
https://raw.githubusercontent.com/mrc-ide/global-lmic-reports/master/AFG/projections.csv | 2021-09-07 | ICU_incidence | 3.16 | 3.38 | 3.56 | 3.57 | 3.77 | 4.09 | Maintain Status Quo | Afghanistan | AFG | 2022-01-02 | v8 | TRUE
https://raw.githubusercontent.com/mrc-ide/global-lmic-reports/master/AFG/projections.csv | 2021-09-07 | prevalence | 9062.26 | 9768.99 | 10287.49 | 10276.52 | 10839.07 | 11626.72 | Maintain Status Quo | Afghanistan | AFG | 2022-01-02 | v8 | TRUE
https://raw.githubusercontent.com/mrc-ide/global-lmic-reports/master/AFG/projections.csv | 2021-09-07 | cumulative_infections | 3347565.76 | 3479720.19 | 3573418.17 | 3572797.87 | 3657255.85 | 3879103.85 | Maintain Status Quo | Afghanistan | AFG | 2022-01-02 | v8 | TRUE
https://raw.githubusercontent.com/mrc-ide/global-lmic-reports/master/AFG/projections.csv | 2021-09-07 | cumulative_deaths | 6781.38 | 7126.44 | 7342.53 | 7331.18 | 7544.72 | 8040.05 | Maintain Status Quo | Afghanistan | AFG | 2022-01-02 | v8 | TRUE
https://raw.githubusercontent.com/mrc-ide/global-lmic-reports/master/AFG/projections.csv | 2021-09-07 | Rt | 0.79 | 0.82 | 0.83 | 0.83 | 0.84 | 0.88 | Maintain Status Quo | Afghanistan | AFG | 2022-01-02 | v8 | TRUE
https://raw.githubusercontent.com/mrc-ide/global-lmic-reports/master/AFG/projections.csv | 2021-09-07 | Reff | 0.69 | 0.72 | 0.72 | 0.72 | 0.73 | 0.77 | Maintain Status Quo | Afghanistan | AFG | 2022-01-02 | v8 | TRUE
https://raw.githubusercontent.com/mrc-ide/global-lmic-reports/master/AFG/projections.csv | 2021-09-07 | infections | 1076.23 | 1178.67 | 1215.65 | 1235.37 | 1307.79 | 1398.83 | Optimistic | Afghanistan | AFG | 2022-01-02 | v8 | TRUE
https://raw.githubusercontent.com/mrc-ide/global-lmic-reports/master/AFG/projections.csv | 2021-09-07 | deaths | 4.28 | 4.53 | 4.81 | 4.84 | 5.08 | 5.64 | Optimistic | Afghanistan | AFG | 2022-01-02 | v8 | TRUE
https://raw.githubusercontent.com/mrc-ide/global-lmic-reports/master/AFG/projections.csv | 2021-09-07 | hospital_demand | 157.63 | 167.34 | 176.26 | 178.29 | 188.66 | 205.12 | Optimistic | Afghanistan | AFG | 2022-01-02 | v8 | TRUE
https://raw.githubusercontent.com/mrc-ide/global-lmic-reports/master/AFG/projections.csv | 2021-09-07 | ICU_demand | 79.3 | 83.5 | 88.67 | 89.04 | 93.58 | 102.78 | Optimistic | Afghanistan | AFG | 2022-01-02 | v8 | TRUE
https://raw.githubusercontent.com/mrc-ide/global-lmic-reports/master/AFG/projections.csv | 2021-09-07 | hospital_incidence | 10.52 | 11.28 | 11.88 | 11.91 | 12.57 | 13.64 | Optimistic | Afghanistan | AFG | 2022-01-02 | v8 | TRUE
https://raw.githubusercontent.com/mrc-ide/global-lmic-reports/master/AFG/projections.csv | 2021-09-07 | ICU_incidence | 3.16 | 3.38 | 3.56 | 3.57 | 3.77 | 4.09 | Optimistic | Afghanistan | AFG | 2022-01-02 | v8 | TRUE
https://raw.githubusercontent.com/mrc-ide/global-lmic-reports/master/AFG/projections.csv | 2021-09-07 | prevalence | 9062.26 | 9768.99 | 10287.49 | 10276.52 | 10839.07 | 11626.72 | Optimistic | Afghanistan | AFG | 2022-01-02 | v8 | TRUE
https://raw.githubusercontent.com/mrc-ide/global-lmic-reports/master/AFG/projections.csv | 2021-09-07 | cumulative_infections | 3347565.76 | 3479720.19 | 3573418.17 | 3572797.87 | 3657255.85 | 3879103.85 | Optimistic | Afghanistan | AFG | 2022-01-02 | v8 | TRUE
https://raw.githubusercontent.com/mrc-ide/global-lmic-reports/master/AFG/projections.csv | 2021-09-07 | cumulative_deaths | 6781.38 | 7126.44 | 7342.53 | 7331.18 | 7544.72 | 8040.05 | Optimistic | Afghanistan | AFG | 2022-01-02 | v8 | TRUE
https://raw.githubusercontent.com/mrc-ide/global-lmic-reports/master/AFG/projections.csv | 2021-09-07 | Rt | 0.79 | 0.82 | 0.83 | 0.83 | 0.84 | 0.88 | Optimistic | Afghanistan | AFG | 2022-01-02 | v8 | TRUE
https://raw.githubusercontent.com/mrc-ide/global-lmic-reports/master/AFG/projections.csv | 2021-09-07 | Reff | 0.69 | 0.72 | 0.72 | 0.72 | 0.73 | 0.77 | Optimistic | Afghanistan | AFG | 2022-01-02 | v8 | TRUE
https://raw.githubusercontent.com/mrc-ide/global-lmic-reports/master/AFG/projections.csv | 2021-09-07 | infections | 1076.23 | 1178.67 | 1215.65 | 1235.37 | 1307.79 | 1398.83 | Pessimistic | Afghanistan | AFG | 2022-01-02 | v8 | TRUE
https://raw.githubusercontent.com/mrc-ide/global-lmic-reports/master/AFG/projections.csv | 2021-09-07 | deaths | 4.28 | 4.53 | 4.81 | 4.84 | 5.08 | 5.64 | Pessimistic | Afghanistan | AFG | 2022-01-02 | v8 | TRUE
https://raw.githubusercontent.com/mrc-ide/global-lmic-reports/master/AFG/projections.csv | 2021-09-07 | hospital_demand | 157.63 | 167.34 | 176.26 | 178.29 | 188.66 | 205.12 | Pessimistic | Afghanistan | AFG | 2022-01-02 | v8 | TRUE
https://raw.githubusercontent.com/mrc-ide/global-lmic-reports/master/AFG/projections.csv | 2021-09-07 | ICU_demand | 79.3 | 83.5 | 88.67 | 89.04 | 93.58 | 102.78 | Pessimistic | Afghanistan | AFG | 2022-01-02 | v8 | TRUE
https://raw.githubusercontent.com/mrc-ide/global-lmic-reports/master/AFG/projections.csv | 2021-09-07 | hospital_incidence | 10.52 | 11.28 | 11.88 | 11.91 | 12.57 | 13.64 | Pessimistic | Afghanistan | AFG | 2022-01-02 | v8 | TRUE
https://raw.githubusercontent.com/mrc-ide/global-lmic-reports/master/AFG/projections.csv | 2021-09-07 | ICU_incidence | 3.16 | 3.38 | 3.56 | 3.57 | 3.77 | 4.09 | Pessimistic | Afghanistan | AFG | 2022-01-02 | v8 | TRUE
https://raw.githubusercontent.com/mrc-ide/global-lmic-reports/master/AFG/projections.csv | 2021-09-07 | prevalence | 9062.26 | 9768.99 | 10287.49 | 10276.52 | 10839.07 | 11626.72 | Pessimistic | Afghanistan | AFG | 2022-01-02 | v8 | TRUE
https://raw.githubusercontent.com/mrc-ide/global-lmic-reports/master/AFG/projections.csv | 2021-09-07 | cumulative_infections | 3347565.76 | 3479720.19 | 3573418.17 | 3572797.87 | 3657255.85 | 3879103.85 | Pessimistic | Afghanistan | AFG | 2022-01-02 | v8 | TRUE
https://raw.githubusercontent.com/mrc-ide/global-lmic-reports/master/AFG/projections.csv | 2021-09-07 | cumulative_deaths | 6781.38 | 7126.44 | 7342.53 | 7331.18 | 7544.72 | 8040.05 | Pessimistic | Afghanistan | AFG | 2022-01-02 | v8 | TRUE
https://raw.githubusercontent.com/mrc-ide/global-lmic-reports/master/AFG/projections.csv | 2021-09-07 | Rt | 0.79 | 0.82 | 0.83 | 0.83 | 0.84 | 0.88 | Pessimistic | Afghanistan | AFG | 2022-01-02 | v8 | TRUE
https://raw.githubusercontent.com/mrc-ide/global-lmic-reports/master/AFG/projections.csv | 2021-09-07 | Reff | 0.69 | 0.72 | 0.72 | 0.72 | 0.73 | 0.77 | Pessimistic | Afghanistan | AFG | 2022-01-02 | v8 | TRUE
https://raw.githubusercontent.com/mrc-ide/global-lmic-reports/master/AFG/projections.csv | 2021-09-07 | infections | 1076.23 | 1178.67 | 1215.65 | 1235.37 | 1307.79 | 1398.83 | Relax Interventions 50% | Afghanistan | AFG | 2022-01-02 | v8 | TRUE
https://raw.githubusercontent.com/mrc-ide/global-lmic-reports/master/AFG/projections.csv | 2021-09-07 | deaths | 4.28 | 4.53 | 4.81 | 4.84 | 5.08 | 5.64 | Relax Interventions 50% | Afghanistan | AFG | 2022-01-02 | v8 | TRUE
https://raw.githubusercontent.com/mrc-ide/global-lmic-reports/master/AFG/projections.csv | 2021-09-07 | hospital_demand | 157.63 | 167.34 | 176.26 | 178.29 | 188.66 | 205.12 | Relax Interventions 50% | Afghanistan | AFG | 2022-01-02 | v8 | TRUE
https://raw.githubusercontent.com/mrc-ide/global-lmic-reports/master/AFG/projections.csv | 2021-09-07 | ICU_demand | 79.3 | 83.5 | 88.67 | 89.04 | 93.58 | 102.78 | Relax Interventions 50% | Afghanistan | AFG | 2022-01-02 | v8 | TRUE
https://raw.githubusercontent.com/mrc-ide/global-lmic-reports/master/AFG/projections.csv | 2021-09-07 | hospital_incidence | 10.52 | 11.28 | 11.88 | 11.91 | 12.57 | 13.64 | Relax Interventions 50% | Afghanistan | AFG | 2022-01-02 | v8 | TRUE
https://raw.githubusercontent.com/mrc-ide/global-lmic-reports/master/AFG/projections.csv | 2021-09-07 | ICU_incidence | 3.16 | 3.38 | 3.56 | 3.57 | 3.77 | 4.09 | Relax Interventions 50% | Afghanistan | AFG | 2022-01-02 | v8 | TRUE
https://raw.githubusercontent.com/mrc-ide/global-lmic-reports/master/AFG/projections.csv | 2021-09-07 | prevalence | 9062.26 | 9768.99 | 10287.49 | 10276.52 | 10839.07 | 11626.72 | Relax Interventions 50% | Afghanistan | AFG | 2022-01-02 | v8 | TRUE
https://raw.githubusercontent.com/mrc-ide/global-lmic-reports/master/AFG/projections.csv | 2021-09-07 | cumulative_infections | 3347565.76 | 3479720.19 | 3573418.17 | 3572797.87 | 3657255.85 | 3879103.85 | Relax Interventions 50% | Afghanistan | AFG | 2022-01-02 | v8 | TRUE
https://raw.githubusercontent.com/mrc-ide/global-lmic-reports/master/AFG/projections.csv | 2021-09-07 | cumulative_deaths | 6781.38 | 7126.44 | 7342.53 | 7331.18 | 7544.72 | 8040.05 | Relax Interventions 50% | Afghanistan | AFG | 2022-01-02 | v8 | TRUE
https://raw.githubusercontent.com/mrc-ide/global-lmic-reports/master/AFG/projections.csv | 2021-09-07 | Rt | 0.79 | 0.82 | 0.83 | 0.83 | 0.84 | 0.88 | Relax Interventions 50% | Afghanistan | AFG | 2022-01-02 | v8 | TRUE
https://raw.githubusercontent.com/mrc-ide/global-lmic-reports/master/AFG/projections.csv | 2021-09-07 | Reff | 0.69 | 0.72 | 0.72 | 0.72 | 0.73 | 0.77 | Relax Interventions 50% | Afghanistan | AFG | 2022-01-02 | v8 | TRUE
https://raw.githubusercontent.com/mrc-ide/global-lmic-reports/master/AFG/projections.csv | 2021-09-07 | infections | 1066.06 | 1211.16 | 1267.66 | 1256.34 | 1312.2 | 1371.24 | Surged Additional 50% Reduction | Afghanistan | AFG | 2022-01-02 | v8 | TRUE
https://raw.githubusercontent.com/mrc-ide/global-lmic-reports/master/AFG/projections.csv | 2021-09-07 | deaths | 4.44 | 4.72 | 4.89 | 4.96 | 5.18 | 5.53 | Surged Additional 50% Reduction | Afghanistan | AFG | 2022-01-02 | v8 | TRUE
https://raw.githubusercontent.com/mrc-ide/global-lmic-reports/master/AFG/projections.csv | 2021-09-07 | hospital_demand | 162.4 | 172.76 | 179.13 | 181.79 | 188.49 | 200.96 | Surged Additional 50% Reduction | Afghanistan | AFG | 2022-01-02 | v8 | TRUE
https://raw.githubusercontent.com/mrc-ide/global-lmic-reports/master/AFG/projections.csv | 2021-09-07 | ICU_demand | 84.28 | 89.47 | 92.4 | 93.65 | 97.79 | 103.79 | Surged Additional 50% Reduction | Afghanistan | AFG | 2022-01-02 | v8 | TRUE
https://raw.githubusercontent.com/mrc-ide/global-lmic-reports/master/AFG/projections.csv | 2021-09-07 | hospital_incidence | 10.63 | 11.68 | 12.14 | 12.07 | 12.5 | 13.41 | Surged Additional 50% Reduction | Afghanistan | AFG | 2022-01-02 | v8 | TRUE
https://raw.githubusercontent.com/mrc-ide/global-lmic-reports/master/AFG/projections.csv | 2021-09-07 | ICU_incidence | 3.19 | 3.5 | 3.64 | 3.62 | 3.75 | 4.02 | Surged Additional 50% Reduction | Afghanistan | AFG | 2022-01-02 | v8 | TRUE
https://raw.githubusercontent.com/mrc-ide/global-lmic-reports/master/AFG/projections.csv | 2021-09-07 | prevalence | 8971.36 | 10092.44 | 10458.89 | 10442 | 10847.23 | 11422.64 | Surged Additional 50% Reduction | Afghanistan | AFG | 2022-01-02 | v8 | TRUE
https://raw.githubusercontent.com/mrc-ide/global-lmic-reports/master/AFG/projections.csv | 2021-09-07 | cumulative_infections | 3396639.83 | 3479745.27 | 3549254.65 | 3553261.04 | 3608365.74 | 3754738.01 | Surged Additional 50% Reduction | Afghanistan | AFG | 2022-01-02 | v8 | TRUE
https://raw.githubusercontent.com/mrc-ide/global-lmic-reports/master/AFG/projections.csv | 2021-09-07 | cumulative_deaths | 5779.82 | 5896.81 | 6002.93 | 6012.57 | 6104.71 | 6367.13 | Surged Additional 50% Reduction | Afghanistan | AFG | 2022-01-02 | v8 | TRUE
https://raw.githubusercontent.com/mrc-ide/global-lmic-reports/master/AFG/projections.csv | 2021-09-07 | Rt | 0.8 | 0.82 | 0.83 | 0.84 | 0.85 | 0.87 | Surged Additional 50% Reduction | Afghanistan | AFG | 2022-01-02 | v8 | TRUE
https://raw.githubusercontent.com/mrc-ide/global-lmic-reports/master/AFG/projections.csv | 2021-09-07 | Reff | 0.7 | 0.71 | 0.73 | 0.73 | 0.74 | 0.76 | Surged Additional 50% Reduction | Afghanistan | AFG | 2022-01-02 | v8 | TRUE
https://raw.githubusercontent.com/mrc-ide/global-lmic-reports/master/AFG/projections.csv | 2021-09-07 | infections | 1066.06 | 1211.16 | 1267.66 | 1256.34 | 1312.2 | 1371.24 | Surged Maintain Status Quo | Afghanistan | AFG | 2022-01-02 | v8 | TRUE
https://raw.githubusercontent.com/mrc-ide/global-lmic-reports/master/AFG/projections.csv | 2021-09-07 | deaths | 4.44 | 4.72 | 4.89 | 4.96 | 5.18 | 5.53 | Surged Maintain Status Quo | Afghanistan | AFG | 2022-01-02 | v8 | TRUE
https://raw.githubusercontent.com/mrc-ide/global-lmic-reports/master/AFG/projections.csv | 2021-09-07 | hospital_demand | 162.4 | 172.76 | 179.13 | 181.79 | 188.49 | 200.96 | Surged Maintain Status Quo | Afghanistan | AFG | 2022-01-02 | v8 | TRUE
https://raw.githubusercontent.com/mrc-ide/global-lmic-reports/master/AFG/projections.csv | 2021-09-07 | ICU_demand | 84.28 | 89.47 | 92.4 | 93.65 | 97.79 | 103.79 | Surged Maintain Status Quo | Afghanistan | AFG | 2022-01-02 | v8 | TRUE
https://raw.githubusercontent.com/mrc-ide/global-lmic-reports/master/AFG/projections.csv | 2021-09-07 | hospital_incidence | 10.63 | 11.68 | 12.14 | 12.07 | 12.5 | 13.41 | Surged Maintain Status Quo | Afghanistan | AFG | 2022-01-02 | v8 | TRUE
https://raw.githubusercontent.com/mrc-ide/global-lmic-reports/master/AFG/projections.csv | 2021-09-07 | ICU_incidence | 3.19 | 3.5 | 3.64 | 3.62 | 3.75 | 4.02 | Surged Maintain Status Quo | Afghanistan | AFG | 2022-01-02 | v8 | TRUE
https://raw.githubusercontent.com/mrc-ide/global-lmic-reports/master/AFG/projections.csv | 2021-09-07 | prevalence | 8971.36 | 10092.44 | 10458.89 | 10442 | 10847.23 | 11422.64 | Surged Maintain Status Quo | Afghanistan | AFG | 2022-01-02 | v8 | TRUE
https://raw.githubusercontent.com/mrc-ide/global-lmic-reports/master/AFG/projections.csv | 2021-09-07 | cumulative_infections | 3396639.83 | 3479745.27 | 3549254.65 | 3553261.04 | 3608365.74 | 3754738.01 | Surged Maintain Status Quo | Afghanistan | AFG | 2022-01-02 | v8 | TRUE
https://raw.githubusercontent.com/mrc-ide/global-lmic-reports/master/AFG/projections.csv | 2021-09-07 | cumulative_deaths | 5779.82 | 5896.81 | 6002.93 | 6012.57 | 6104.71 | 6367.13 | Surged Maintain Status Quo | Afghanistan | AFG | 2022-01-02 | v8 | TRUE
https://raw.githubusercontent.com/mrc-ide/global-lmic-reports/master/AFG/projections.csv | 2021-09-07 | Rt | 0.8 | 0.82 | 0.83 | 0.84 | 0.85 | 0.87 | Surged Maintain Status Quo | Afghanistan | AFG | 2022-01-02 | v8 | TRUE
https://raw.githubusercontent.com/mrc-ide/global-lmic-reports/master/AFG/projections.csv | 2021-09-07 | Reff | 0.7 | 0.71 | 0.73 | 0.73 | 0.74 | 0.76 | Surged Maintain Status Quo | Afghanistan | AFG | 2022-01-02 | v8 | TRUE
https://raw.githubusercontent.com/mrc-ide/global-lmic-reports/master/AFG/projections.csv | 2021-09-07 | infections | 1066.06 | 1211.16 | 1267.66 | 1256.34 | 1312.2 | 1371.24 | Surged Optimistic | Afghanistan | AFG | 2022-01-02 | v8 | TRUE
https://raw.githubusercontent.com/mrc-ide/global-lmic-reports/master/AFG/projections.csv | 2021-09-07 | deaths | 4.44 | 4.72 | 4.89 | 4.96 | 5.18 | 5.53 | Surged Optimistic | Afghanistan | AFG | 2022-01-02 | v8 | TRUE
https://raw.githubusercontent.com/mrc-ide/global-lmic-reports/master/AFG/projections.csv | 2021-09-07 | hospital_demand | 162.4 | 172.76 | 179.13 | 181.79 | 188.49 | 200.96 | Surged Optimistic | Afghanistan | AFG | 2022-01-02 | v8 | TRUE
https://raw.githubusercontent.com/mrc-ide/global-lmic-reports/master/AFG/projections.csv | 2021-09-07 | ICU_demand | 84.28 | 89.47 | 92.4 | 93.65 | 97.79 | 103.79 | Surged Optimistic | Afghanistan | AFG | 2022-01-02 | v8 | TRUE
https://raw.githubusercontent.com/mrc-ide/global-lmic-reports/master/AFG/projections.csv | 2021-09-07 | hospital_incidence | 10.63 | 11.68 | 12.14 | 12.07 | 12.5 | 13.41 | Surged Optimistic | Afghanistan | AFG | 2022-01-02 | v8 | TRUE
https://raw.githubusercontent.com/mrc-ide/global-lmic-reports/master/AFG/projections.csv | 2021-09-07 | ICU_incidence | 3.19 | 3.5 | 3.64 | 3.62 | 3.75 | 4.02 | Surged Optimistic | Afghanistan | AFG | 2022-01-02 | v8 | TRUE
https://raw.githubusercontent.com/mrc-ide/global-lmic-reports/master/AFG/projections.csv | 2021-09-07 | prevalence | 8971.36 | 10092.44 | 10458.89 | 10442 | 10847.23 | 11422.64 | Surged Optimistic | Afghanistan | AFG | 2022-01-02 | v8 | TRUE
https://raw.githubusercontent.com/mrc-ide/global-lmic-reports/master/AFG/projections.csv | 2021-09-07 | cumulative_infections | 3396639.83 | 3479745.27 | 3549254.65 | 3553261.04 | 3608365.74 | 3754738.01 | Surged Optimistic | Afghanistan | AFG | 2022-01-02 | v8 | TRUE
https://raw.githubusercontent.com/mrc-ide/global-lmic-reports/master/AFG/projections.csv | 2021-09-07 | cumulative_deaths | 5779.82 | 5896.81 | 6002.93 | 6012.57 | 6104.71 | 6367.13 | Surged Optimistic | Afghanistan | AFG | 2022-01-02 | v8 | TRUE
https://raw.githubusercontent.com/mrc-ide/global-lmic-reports/master/AFG/projections.csv | 2021-09-07 | Rt | 0.8 | 0.82 | 0.83 | 0.84 | 0.85 | 0.87 | Surged Optimistic | Afghanistan | AFG | 2022-01-02 | v8 | TRUE
https://raw.githubusercontent.com/mrc-ide/global-lmic-reports/master/AFG/projections.csv | 2021-09-07 | Reff | 0.7 | 0.71 | 0.73 | 0.73 | 0.74 | 0.76 | Surged Optimistic | Afghanistan | AFG | 2022-01-02 | v8 | TRUE
https://raw.githubusercontent.com/mrc-ide/global-lmic-reports/master/AFG/projections.csv | 2021-09-07 | infections | 1066.06 | 1211.16 | 1267.66 | 1256.34 | 1312.2 | 1371.24 | Surged Pessimistic | Afghanistan | AFG | 2022-01-02 | v8 | TRUE
https://raw.githubusercontent.com/mrc-ide/global-lmic-reports/master/AFG/projections.csv | 2021-09-07 | deaths | 4.44 | 4.72 | 4.89 | 4.96 | 5.18 | 5.53 | Surged Pessimistic | Afghanistan | AFG | 2022-01-02 | v8 | TRUE
https://raw.githubusercontent.com/mrc-ide/global-lmic-reports/master/AFG/projections.csv | 2021-09-07 | hospital_demand | 162.4 | 172.76 | 179.13 | 181.79 | 188.49 | 200.96 | Surged Pessimistic | Afghanistan | AFG | 2022-01-02 | v8 | TRUE
https://raw.githubusercontent.com/mrc-ide/global-lmic-reports/master/AFG/projections.csv | 2021-09-07 | ICU_demand | 84.28 | 89.47 | 92.4 | 93.65 | 97.79 | 103.79 | Surged Pessimistic | Afghanistan | AFG | 2022-01-02 | v8 | TRUE
https://raw.githubusercontent.com/mrc-ide/global-lmic-reports/master/AFG/projections.csv | 2021-09-07 | hospital_incidence | 10.63 | 11.68 | 12.14 | 12.07 | 12.5 | 13.41 | Surged Pessimistic | Afghanistan | AFG | 2022-01-02 | v8 | TRUE
https://raw.githubusercontent.com/mrc-ide/global-lmic-reports/master/AFG/projections.csv | 2021-09-07 | ICU_incidence | 3.19 | 3.5 | 3.64 | 3.62 | 3.75 | 4.02 | Surged Pessimistic | Afghanistan | AFG | 2022-01-02 | v8 | TRUE
https://raw.githubusercontent.com/mrc-ide/global-lmic-reports/master/AFG/projections.csv | 2021-09-07 | prevalence | 8971.36 | 10092.44 | 10458.89 | 10442 | 10847.23 | 11422.64 | Surged Pessimistic | Afghanistan | AFG | 2022-01-02 | v8 | TRUE
https://raw.githubusercontent.com/mrc-ide/global-lmic-reports/master/AFG/projections.csv | 2021-09-07 | cumulative_infections | 3396639.83 | 3479745.27 | 3549254.65 | 3553261.04 | 3608365.74 | 3754738.01 | Surged Pessimistic | Afghanistan | AFG | 2022-01-02 | v8 | TRUE
https://raw.githubusercontent.com/mrc-ide/global-lmic-reports/master/AFG/projections.csv | 2021-09-07 | cumulative_deaths | 5779.82 | 5896.81 | 6002.93 | 6012.57 | 6104.71 | 6367.13 | Surged Pessimistic | Afghanistan | AFG | 2022-01-02 | v8 | TRUE
https://raw.githubusercontent.com/mrc-ide/global-lmic-reports/master/AFG/projections.csv | 2021-09-07 | Rt | 0.8 | 0.82 | 0.83 | 0.84 | 0.85 | 0.87 | Surged Pessimistic | Afghanistan | AFG | 2022-01-02 | v8 | TRUE
https://raw.githubusercontent.com/mrc-ide/global-lmic-reports/master/AFG/projections.csv | 2021-09-07 | Reff | 0.7 | 0.71 | 0.73 | 0.73 | 0.74 | 0.76 | Surged Pessimistic | Afghanistan | AFG | 2022-01-02 | v8 | TRUE
https://raw.githubusercontent.com/mrc-ide/global-lmic-reports/master/AFG/projections.csv | 2021-09-07 | infections | 1066.06 | 1211.16 | 1267.66 | 1256.34 | 1312.2 | 1371.24 | Surged Relax Interventions 50% | Afghanistan | AFG | 2022-01-02 | v8 | TRUE
https://raw.githubusercontent.com/mrc-ide/global-lmic-reports/master/AFG/projections.csv | 2021-09-07 | deaths | 4.44 | 4.72 | 4.89 | 4.96 | 5.18 | 5.53 | Surged Relax Interventions 50% | Afghanistan | AFG | 2022-01-02 | v8 | TRUE
https://raw.githubusercontent.com/mrc-ide/global-lmic-reports/master/AFG/projections.csv | 2021-09-07 | hospital_demand | 162.4 | 172.76 | 179.13 | 181.79 | 188.49 | 200.96 | Surged Relax Interventions 50% | Afghanistan | AFG | 2022-01-02 | v8 | TRUE
https://raw.githubusercontent.com/mrc-ide/global-lmic-reports/master/AFG/projections.csv | 2021-09-07 | ICU_demand | 84.28 | 89.47 | 92.4 | 93.65 | 97.79 | 103.79 | Surged Relax Interventions 50% | Afghanistan | AFG | 2022-01-02 | v8 | TRUE
https://raw.githubusercontent.com/mrc-ide/global-lmic-reports/master/AFG/projections.csv | 2021-09-07 | hospital_incidence | 10.63 | 11.68 | 12.14 | 12.07 | 12.5 | 13.41 | Surged Relax Interventions 50% | Afghanistan | AFG | 2022-01-02 | v8 | TRUE
https://raw.githubusercontent.com/mrc-ide/global-lmic-reports/master/AFG/projections.csv | 2021-09-07 | ICU_incidence | 3.19 | 3.5 | 3.64 | 3.62 | 3.75 | 4.02 | Surged Relax Interventions 50% | Afghanistan | AFG | 2022-01-02 | v8 | TRUE
https://raw.githubusercontent.com/mrc-ide/global-lmic-reports/master/AFG/projections.csv | 2021-09-07 | prevalence | 8971.36 | 10092.44 | 10458.89 | 10442 | 10847.23 | 11422.64 | Surged Relax Interventions 50% | Afghanistan | AFG | 2022-01-02 | v8 | TRUE
https://raw.githubusercontent.com/mrc-ide/global-lmic-reports/master/AFG/projections.csv | 2021-09-07 | cumulative_infections | 3396639.83 | 3479745.27 | 3549254.65 | 3553261.04 | 3608365.74 | 3754738.01 | Surged Relax Interventions 50% | Afghanistan | AFG | 2022-01-02 | v8 | TRUE
https://raw.githubusercontent.com/mrc-ide/global-lmic-reports/master/AFG/projections.csv | 2021-09-07 | cumulative_deaths | 5779.82 | 5896.81 | 6002.93 | 6012.57 | 6104.71 | 6367.13 | Surged Relax Interventions 50% | Afghanistan | AFG | 2022-01-02 | v8 | TRUE
https://raw.githubusercontent.com/mrc-ide/global-lmic-reports/master/AFG/projections.csv | 2021-09-07 | Rt | 0.8 | 0.82 | 0.83 | 0.84 | 0.85 | 0.87 | Surged Relax Interventions 50% | Afghanistan | AFG | 2022-01-02 | v8 | TRUE
https://raw.githubusercontent.com/mrc-ide/global-lmic-reports/master/AFG/projections.csv | 2021-09-07 | Reff | 0.7 | 0.71 | 0.73 | 0.73 | 0.74 | 0.76 | Surged Relax Interventions 50% | Afghanistan | AFG | 2022-01-02 | v8 | TRUE
https://raw.githubusercontent.com/mrc-ide/global-lmic-reports/master/AFG/projections.csv | 2021-09-08 | infections | 1014.9 | 1120.3 | 1151.5 | 1170.24 | 1240.98 | 1321.66 | Additional 50% Reduction | Afghanistan | AFG | 2022-01-02 | v8 | TRUE
https://raw.githubusercontent.com/mrc-ide/global-lmic-reports/master/AFG/projections.csv | 2021-09-08 | deaths | 4.06 | 4.29 | 4.56 | 4.58 | 4.83 | 5.33 | Additional 50% Reduction | Afghanistan | AFG | 2022-01-02 | v8 | TRUE
https://raw.githubusercontent.com/mrc-ide/global-lmic-reports/master/AFG/projections.csv | 2021-09-08 | hospital_demand | 149.49 | 159.32 | 167.11 | 169.14 | 178.73 | 193.72 | Additional 50% Reduction | Afghanistan | AFG | 2022-01-02 | v8 | TRUE
https://raw.githubusercontent.com/mrc-ide/global-lmic-reports/master/AFG/projections.csv | 2021-09-08 | ICU_demand | 75.4 | 79.58 | 84.09 | 84.69 | 89.11 | 97.5 | Additional 50% Reduction | Afghanistan | AFG | 2022-01-02 | v8 | TRUE
https://raw.githubusercontent.com/mrc-ide/global-lmic-reports/master/AFG/projections.csv | 2021-09-08 | hospital_incidence | 10.06 | 10.78 | 11.29 | 11.37 | 12 | 12.98 | Additional 50% Reduction | Afghanistan | AFG | 2022-01-02 | v8 | TRUE
https://raw.githubusercontent.com/mrc-ide/global-lmic-reports/master/AFG/projections.csv | 2021-09-08 | ICU_incidence | 3.02 | 3.23 | 3.38 | 3.41 | 3.6 | 3.89 | Additional 50% Reduction | Afghanistan | AFG | 2022-01-02 | v8 | TRUE
https://raw.githubusercontent.com/mrc-ide/global-lmic-reports/master/AFG/projections.csv | 2021-09-08 | prevalence | 8617.45 | 9343.46 | 9858.9 | 9815.46 | 10365.99 | 11079.57 | Additional 50% Reduction | Afghanistan | AFG | 2022-01-02 | v8 | TRUE
https://raw.githubusercontent.com/mrc-ide/global-lmic-reports/master/AFG/projections.csv | 2021-09-08 | cumulative_infections | 3348731.55 | 3480948.77 | 3574637.92 | 3573968.12 | 3658467.67 | 3880388.36 | Additional 50% Reduction | Afghanistan | AFG | 2022-01-02 | v8 | TRUE
https://raw.githubusercontent.com/mrc-ide/global-lmic-reports/master/AFG/projections.csv | 2021-09-08 | cumulative_deaths | 6786.59 | 7130.56 | 7346.83 | 7335.76 | 7549.18 | 8044.9 | Additional 50% Reduction | Afghanistan | AFG | 2022-01-02 | v8 | TRUE
https://raw.githubusercontent.com/mrc-ide/global-lmic-reports/master/AFG/projections.csv | 2021-09-08 | Rt | 0.78 | 0.82 | 0.83 | 0.83 | 0.84 | 0.87 | Additional 50% Reduction | Afghanistan | AFG | 2022-01-02 | v8 | TRUE
https://raw.githubusercontent.com/mrc-ide/global-lmic-reports/master/AFG/projections.csv | 2021-09-08 | Reff | 0.68 | 0.71 | 0.72 | 0.72 | 0.73 | 0.76 | Additional 50% Reduction | Afghanistan | AFG | 2022-01-02 | v8 | TRUE
https://raw.githubusercontent.com/mrc-ide/global-lmic-reports/master/AFG/projections.csv | 2021-09-08 | infections | 1014.9 | 1120.3 | 1151.5 | 1170.24 | 1240.98 | 1321.66 | Maintain Status Quo | Afghanistan | AFG | 2022-01-02 | v8 | TRUE
https://raw.githubusercontent.com/mrc-ide/global-lmic-reports/master/AFG/projections.csv | 2021-09-08 | deaths | 4.06 | 4.29 | 4.56 | 4.58 | 4.83 | 5.33 | Maintain Status Quo | Afghanistan | AFG | 2022-01-02 | v8 | TRUE
https://raw.githubusercontent.com/mrc-ide/global-lmic-reports/master/AFG/projections.csv | 2021-09-08 | hospital_demand | 149.49 | 159.32 | 167.11 | 169.14 | 178.73 | 193.72 | Maintain Status Quo | Afghanistan | AFG | 2022-01-02 | v8 | TRUE
https://raw.githubusercontent.com/mrc-ide/global-lmic-reports/master/AFG/projections.csv | 2021-09-08 | ICU_demand | 75.4 | 79.58 | 84.09 | 84.69 | 89.11 | 97.5 | Maintain Status Quo | Afghanistan | AFG | 2022-01-02 | v8 | TRUE
https://raw.githubusercontent.com/mrc-ide/global-lmic-reports/master/AFG/projections.csv | 2021-09-08 | hospital_incidence | 10.06 | 10.78 | 11.29 | 11.37 | 12 | 12.98 | Maintain Status Quo | Afghanistan | AFG | 2022-01-02 | v8 | TRUE
https://raw.githubusercontent.com/mrc-ide/global-lmic-reports/master/AFG/projections.csv | 2021-09-08 | ICU_incidence | 3.02 | 3.23 | 3.38 | 3.41 | 3.6 | 3.89 | Maintain Status Quo | Afghanistan | AFG | 2022-01-02 | v8 | TRUE
https://raw.githubusercontent.com/mrc-ide/global-lmic-reports/master/AFG/projections.csv | 2021-09-08 | prevalence | 8617.45 | 9343.46 | 9858.9 | 9815.46 | 10365.99 | 11079.57 | Maintain Status Quo | Afghanistan | AFG | 2022-01-02 | v8 | TRUE
https://raw.githubusercontent.com/mrc-ide/global-lmic-reports/master/AFG/projections.csv | 2021-09-08 | cumulative_infections | 3348731.55 | 3480948.77 | 3574637.92 | 3573968.12 | 3658467.67 | 3880388.36 | Maintain Status Quo | Afghanistan | AFG | 2022-01-02 | v8 | TRUE
https://raw.githubusercontent.com/mrc-ide/global-lmic-reports/master/AFG/projections.csv | 2021-09-08 | cumulative_deaths | 6786.59 | 7130.56 | 7346.83 | 7335.76 | 7549.18 | 8044.9 | Maintain Status Quo | Afghanistan | AFG | 2022-01-02 | v8 | TRUE
https://raw.githubusercontent.com/mrc-ide/global-lmic-reports/master/AFG/projections.csv | 2021-09-08 | Rt | 0.78 | 0.82 | 0.83 | 0.83 | 0.84 | 0.87 | Maintain Status Quo | Afghanistan | AFG | 2022-01-02 | v8 | TRUE
https://raw.githubusercontent.com/mrc-ide/global-lmic-reports/master/AFG/projections.csv | 2021-09-08 | Reff | 0.68 | 0.71 | 0.72 | 0.72 | 0.73 | 0.76 | Maintain Status Quo | Afghanistan | AFG | 2022-01-02 | v8 | TRUE
https://raw.githubusercontent.com/mrc-ide/global-lmic-reports/master/AFG/projections.csv | 2021-09-08 | infections | 1014.9 | 1120.3 | 1151.5 | 1170.24 | 1240.98 | 1321.66 | Optimistic | Afghanistan | AFG | 2022-01-02 | v8 | TRUE
https://raw.githubusercontent.com/mrc-ide/global-lmic-reports/master/AFG/projections.csv | 2021-09-08 | deaths | 4.06 | 4.29 | 4.56 | 4.58 | 4.83 | 5.33 | Optimistic | Afghanistan | AFG | 2022-01-02 | v8 | TRUE
https://raw.githubusercontent.com/mrc-ide/global-lmic-reports/master/AFG/projections.csv | 2021-09-08 | hospital_demand | 149.49 | 159.32 | 167.11 | 169.14 | 178.73 | 193.72 | Optimistic | Afghanistan | AFG | 2022-01-02 | v8 | TRUE
https://raw.githubusercontent.com/mrc-ide/global-lmic-reports/master/AFG/projections.csv | 2021-09-08 | ICU_demand | 75.4 | 79.58 | 84.09 | 84.69 | 89.11 | 97.5 | Optimistic | Afghanistan | AFG | 2022-01-02 | v8 | TRUE
https://raw.githubusercontent.com/mrc-ide/global-lmic-reports/master/AFG/projections.csv | 2021-09-08 | hospital_incidence | 10.06 | 10.78 | 11.29 | 11.37 | 12 | 12.98 | Optimistic | Afghanistan | AFG | 2022-01-02 | v8 | TRUE
https://raw.githubusercontent.com/mrc-ide/global-lmic-reports/master/AFG/projections.csv | 2021-09-08 | ICU_incidence | 3.02 | 3.23 | 3.38 | 3.41 | 3.6 | 3.89 | Optimistic | Afghanistan | AFG | 2022-01-02 | v8 | TRUE
https://raw.githubusercontent.com/mrc-ide/global-lmic-reports/master/AFG/projections.csv | 2021-09-08 | prevalence | 8617.45 | 9343.46 | 9858.9 | 9815.46 | 10365.99 | 11079.57 | Optimistic | Afghanistan | AFG | 2022-01-02 | v8 | TRUE
https://raw.githubusercontent.com/mrc-ide/global-lmic-reports/master/AFG/projections.csv | 2021-09-08 | cumulative_infections | 3348731.55 | 3480948.77 | 3574637.92 | 3573968.12 | 3658467.67 | 3880388.36 | Optimistic | Afghanistan | AFG | 2022-01-02 | v8 | TRUE
https://raw.githubusercontent.com/mrc-ide/global-lmic-reports/master/AFG/projections.csv | 2021-09-08 | cumulative_deaths | 6786.59 | 7130.56 | 7346.83 | 7335.76 | 7549.18 | 8044.9 | Optimistic | Afghanistan | AFG | 2022-01-02 | v8 | TRUE
https://raw.githubusercontent.com/mrc-ide/global-lmic-reports/master/AFG/projections.csv | 2021-09-08 | Rt | 0.78 | 0.82 | 0.83 | 0.83 | 0.84 | 0.87 | Optimistic | Afghanistan | AFG | 2022-01-02 | v8 | TRUE
https://raw.githubusercontent.com/mrc-ide/global-lmic-reports/master/AFG/projections.csv | 2021-09-08 | Reff | 0.68 | 0.71 | 0.72 | 0.72 | 0.73 | 0.76 | Optimistic | Afghanistan | AFG | 2022-01-02 | v8 | TRUE
https://raw.githubusercontent.com/mrc-ide/global-lmic-reports/master/AFG/projections.csv | 2021-09-08 | infections | 1014.9 | 1120.3 | 1151.5 | 1170.24 | 1240.98 | 1321.66 | Pessimistic | Afghanistan | AFG | 2022-01-02 | v8 | TRUE
https://raw.githubusercontent.com/mrc-ide/global-lmic-reports/master/AFG/projections.csv | 2021-09-08 | deaths | 4.06 | 4.29 | 4.56 | 4.58 | 4.83 | 5.33 | Pessimistic | Afghanistan | AFG | 2022-01-02 | v8 | TRUE
https://raw.githubusercontent.com/mrc-ide/global-lmic-reports/master/AFG/projections.csv | 2021-09-08 | hospital_demand | 149.49 | 159.32 | 167.11 | 169.14 | 178.73 | 193.72 | Pessimistic | Afghanistan | AFG | 2022-01-02 | v8 | TRUE
https://raw.githubusercontent.com/mrc-ide/global-lmic-reports/master/AFG/projections.csv | 2021-09-08 | ICU_demand | 75.4 | 79.58 | 84.09 | 84.69 | 89.11 | 97.5 | Pessimistic | Afghanistan | AFG | 2022-01-02 | v8 | TRUE
https://raw.githubusercontent.com/mrc-ide/global-lmic-reports/master/AFG/projections.csv | 2021-09-08 | hospital_incidence | 10.06 | 10.78 | 11.29 | 11.37 | 12 | 12.98 | Pessimistic | Afghanistan | AFG | 2022-01-02 | v8 | TRUE
https://raw.githubusercontent.com/mrc-ide/global-lmic-reports/master/AFG/projections.csv | 2021-09-08 | ICU_incidence | 3.02 | 3.23 | 3.38 | 3.41 | 3.6 | 3.89 | Pessimistic | Afghanistan | AFG | 2022-01-02 | v8 | TRUE
https://raw.githubusercontent.com/mrc-ide/global-lmic-reports/master/AFG/projections.csv | 2021-09-08 | prevalence | 8617.45 | 9343.46 | 9858.9 | 9815.46 | 10365.99 | 11079.57 | Pessimistic | Afghanistan | AFG | 2022-01-02 | v8 | TRUE
https://raw.githubusercontent.com/mrc-ide/global-lmic-reports/master/AFG/projections.csv | 2021-09-08 | cumulative_infections | 3348731.55 | 3480948.77 | 3574637.92 | 3573968.12 | 3658467.67 | 3880388.36 | Pessimistic | Afghanistan | AFG | 2022-01-02 | v8 | TRUE
https://raw.githubusercontent.com/mrc-ide/global-lmic-reports/master/AFG/projections.csv | 2021-09-08 | cumulative_deaths | 6786.59 | 7130.56 | 7346.83 | 7335.76 | 7549.18 | 8044.9 | Pessimistic | Afghanistan | AFG | 2022-01-02 | v8 | TRUE
https://raw.githubusercontent.com/mrc-ide/global-lmic-reports/master/AFG/projections.csv | 2021-09-08 | Rt | 0.78 | 0.82 | 0.83 | 0.83 | 0.84 | 0.87 | Pessimistic | Afghanistan | AFG | 2022-01-02 | v8 | TRUE
https://raw.githubusercontent.com/mrc-ide/global-lmic-reports/master/AFG/projections.csv | 2021-09-08 | Reff | 0.68 | 0.71 | 0.72 | 0.72 | 0.73 | 0.76 | Pessimistic | Afghanistan | AFG | 2022-01-02 | v8 | TRUE
https://raw.githubusercontent.com/mrc-ide/global-lmic-reports/master/AFG/projections.csv | 2021-09-08 | infections | 1014.9 | 1120.3 | 1151.5 | 1170.24 | 1240.98 | 1321.66 | Relax Interventions 50% | Afghanistan | AFG | 2022-01-02 | v8 | TRUE
https://raw.githubusercontent.com/mrc-ide/global-lmic-reports/master/AFG/projections.csv | 2021-09-08 | deaths | 4.06 | 4.29 | 4.56 | 4.58 | 4.83 | 5.33 | Relax Interventions 50% | Afghanistan | AFG | 2022-01-02 | v8 | TRUE
https://raw.githubusercontent.com/mrc-ide/global-lmic-reports/master/AFG/projections.csv | 2021-09-08 | hospital_demand | 149.49 | 159.32 | 167.11 | 169.14 | 178.73 | 193.72 | Relax Interventions 50% | Afghanistan | AFG | 2022-01-02 | v8 | TRUE
https://raw.githubusercontent.com/mrc-ide/global-lmic-reports/master/AFG/projections.csv | 2021-09-08 | ICU_demand | 75.4 | 79.58 | 84.09 | 84.69 | 89.11 | 97.5 | Relax Interventions 50% | Afghanistan | AFG | 2022-01-02 | v8 | TRUE
https://raw.githubusercontent.com/mrc-ide/global-lmic-reports/master/AFG/projections.csv | 2021-09-08 | hospital_incidence | 10.06 | 10.78 | 11.29 | 11.37 | 12 | 12.98 | Relax Interventions 50% | Afghanistan | AFG | 2022-01-02 | v8 | TRUE
https://raw.githubusercontent.com/mrc-ide/global-lmic-reports/master/AFG/projections.csv | 2021-09-08 | ICU_incidence | 3.02 | 3.23 | 3.38 | 3.41 | 3.6 | 3.89 | Relax Interventions 50% | Afghanistan | AFG | 2022-01-02 | v8 | TRUE
https://raw.githubusercontent.com/mrc-ide/global-lmic-reports/master/AFG/projections.csv | 2021-09-08 | prevalence | 8617.45 | 9343.46 | 9858.9 | 9815.46 | 10365.99 | 11079.57 | Relax Interventions 50% | Afghanistan | AFG | 2022-01-02 | v8 | TRUE
https://raw.githubusercontent.com/mrc-ide/global-lmic-reports/master/AFG/projections.csv | 2021-09-08 | cumulative_infections | 3348731.55 | 3480948.77 | 3574637.92 | 3573968.12 | 3658467.67 | 3880388.36 | Relax Interventions 50% | Afghanistan | AFG | 2022-01-02 | v8 | TRUE
https://raw.githubusercontent.com/mrc-ide/global-lmic-reports/master/AFG/projections.csv | 2021-09-08 | cumulative_deaths | 6786.59 | 7130.56 | 7346.83 | 7335.76 | 7549.18 | 8044.9 | Relax Interventions 50% | Afghanistan | AFG | 2022-01-02 | v8 | TRUE
https://raw.githubusercontent.com/mrc-ide/global-lmic-reports/master/AFG/projections.csv | 2021-09-08 | Rt | 0.78 | 0.82 | 0.83 | 0.83 | 0.84 | 0.87 | Relax Interventions 50% | Afghanistan | AFG | 2022-01-02 | v8 | TRUE
https://raw.githubusercontent.com/mrc-ide/global-lmic-reports/master/AFG/projections.csv | 2021-09-08 | Reff | 0.68 | 0.71 | 0.72 | 0.72 | 0.73 | 0.76 | Relax Interventions 50% | Afghanistan | AFG | 2022-01-02 | v8 | TRUE
https://raw.githubusercontent.com/mrc-ide/global-lmic-reports/master/AFG/projections.csv | 2021-09-08 | infections | 1007.51 | 1147.5 | 1200.63 | 1191.09 | 1243.06 | 1306.8 | Surged Additional 50% Reduction | Afghanistan | AFG | 2022-01-02 | v8 | TRUE
https://raw.githubusercontent.com/mrc-ide/global-lmic-reports/master/AFG/projections.csv | 2021-09-08 | deaths | 4.2 | 4.47 | 4.62 | 4.69 | 4.9 | 5.22 | Surged Additional 50% Reduction | Afghanistan | AFG | 2022-01-02 | v8 | TRUE
https://raw.githubusercontent.com/mrc-ide/global-lmic-reports/master/AFG/projections.csv | 2021-09-08 | hospital_demand | 153.8 | 164.18 | 170.35 | 172.42 | 178.53 | 190.1 | Surged Additional 50% Reduction | Afghanistan | AFG | 2022-01-02 | v8 | TRUE
https://raw.githubusercontent.com/mrc-ide/global-lmic-reports/master/AFG/projections.csv | 2021-09-08 | ICU_demand | 79.94 | 84.69 | 87.59 | 88.84 | 92.65 | 98.31 | Surged Additional 50% Reduction | Afghanistan | AFG | 2022-01-02 | v8 | TRUE
https://raw.githubusercontent.com/mrc-ide/global-lmic-reports/master/AFG/projections.csv | 2021-09-08 | hospital_incidence | 10.12 | 11.17 | 11.57 | 11.53 | 11.98 | 12.77 | Surged Additional 50% Reduction | Afghanistan | AFG | 2022-01-02 | v8 | TRUE
https://raw.githubusercontent.com/mrc-ide/global-lmic-reports/master/AFG/projections.csv | 2021-09-08 | ICU_incidence | 3.03 | 3.35 | 3.47 | 3.45 | 3.59 | 3.83 | Surged Additional 50% Reduction | Afghanistan | AFG | 2022-01-02 | v8 | TRUE
https://raw.githubusercontent.com/mrc-ide/global-lmic-reports/master/AFG/projections.csv | 2021-09-08 | prevalence | 8546.69 | 9618.29 | 10012 | 9977.02 | 10364.95 | 10883.81 | Surged Additional 50% Reduction | Afghanistan | AFG | 2022-01-02 | v8 | TRUE
https://raw.githubusercontent.com/mrc-ide/global-lmic-reports/master/AFG/projections.csv | 2021-09-08 | cumulative_infections | 3397801.2 | 3480864.75 | 3550370.48 | 3554452.13 | 3609534.13 | 3755880.58 | Surged Additional 50% Reduction | Afghanistan | AFG | 2022-01-02 | v8 | TRUE
https://raw.githubusercontent.com/mrc-ide/global-lmic-reports/master/AFG/projections.csv | 2021-09-08 | cumulative_deaths | 5784.21 | 5901.66 | 6007.73 | 6017.27 | 6109.76 | 6371.54 | Surged Additional 50% Reduction | Afghanistan | AFG | 2022-01-02 | v8 | TRUE
https://raw.githubusercontent.com/mrc-ide/global-lmic-reports/master/AFG/projections.csv | 2021-09-08 | Rt | 0.8 | 0.82 | 0.83 | 0.83 | 0.84 | 0.87 | Surged Additional 50% Reduction | Afghanistan | AFG | 2022-01-02 | v8 | TRUE
https://raw.githubusercontent.com/mrc-ide/global-lmic-reports/master/AFG/projections.csv | 2021-09-08 | Reff | 0.69 | 0.71 | 0.72 | 0.72 | 0.73 | 0.75 | Surged Additional 50% Reduction | Afghanistan | AFG | 2022-01-02 | v8 | TRUE
https://raw.githubusercontent.com/mrc-ide/global-lmic-reports/master/AFG/projections.csv | 2021-09-08 | infections | 1007.51 | 1147.5 | 1200.63 | 1191.09 | 1243.06 | 1306.8 | Surged Maintain Status Quo | Afghanistan | AFG | 2022-01-02 | v8 | TRUE
https://raw.githubusercontent.com/mrc-ide/global-lmic-reports/master/AFG/projections.csv | 2021-09-08 | deaths | 4.2 | 4.47 | 4.62 | 4.69 | 4.9 | 5.22 | Surged Maintain Status Quo | Afghanistan | AFG | 2022-01-02 | v8 | TRUE
https://raw.githubusercontent.com/mrc-ide/global-lmic-reports/master/AFG/projections.csv | 2021-09-08 | hospital_demand | 153.8 | 164.18 | 170.35 | 172.42 | 178.53 | 190.1 | Surged Maintain Status Quo | Afghanistan | AFG | 2022-01-02 | v8 | TRUE
https://raw.githubusercontent.com/mrc-ide/global-lmic-reports/master/AFG/projections.csv | 2021-09-08 | ICU_demand | 79.94 | 84.69 | 87.59 | 88.84 | 92.65 | 98.31 | Surged Maintain Status Quo | Afghanistan | AFG | 2022-01-02 | v8 | TRUE
https://raw.githubusercontent.com/mrc-ide/global-lmic-reports/master/AFG/projections.csv | 2021-09-08 | hospital_incidence | 10.12 | 11.17 | 11.57 | 11.53 | 11.98 | 12.77 | Surged Maintain Status Quo | Afghanistan | AFG | 2022-01-02 | v8 | TRUE
https://raw.githubusercontent.com/mrc-ide/global-lmic-reports/master/AFG/projections.csv | 2021-09-08 | ICU_incidence | 3.03 | 3.35 | 3.47 | 3.45 | 3.59 | 3.83 | Surged Maintain Status Quo | Afghanistan | AFG | 2022-01-02 | v8 | TRUE
https://raw.githubusercontent.com/mrc-ide/global-lmic-reports/master/AFG/projections.csv | 2021-09-08 | prevalence | 8546.69 | 9618.29 | 10012 | 9977.02 | 10364.95 | 10883.81 | Surged Maintain Status Quo | Afghanistan | AFG | 2022-01-02 | v8 | TRUE
https://raw.githubusercontent.com/mrc-ide/global-lmic-reports/master/AFG/projections.csv | 2021-09-08 | cumulative_infections | 3397801.2 | 3480864.75 | 3550370.48 | 3554452.13 | 3609534.13 | 3755880.58 | Surged Maintain Status Quo | Afghanistan | AFG | 2022-01-02 | v8 | TRUE
https://raw.githubusercontent.com/mrc-ide/global-lmic-reports/master/AFG/projections.csv | 2021-09-08 | cumulative_deaths | 5784.21 | 5901.66 | 6007.73 | 6017.27 | 6109.76 | 6371.54 | Surged Maintain Status Quo | Afghanistan | AFG | 2022-01-02 | v8 | TRUE
https://raw.githubusercontent.com/mrc-ide/global-lmic-reports/master/AFG/projections.csv | 2021-09-08 | Rt | 0.8 | 0.82 | 0.83 | 0.83 | 0.84 | 0.87 | Surged Maintain Status Quo | Afghanistan | AFG | 2022-01-02 | v8 | TRUE
https://raw.githubusercontent.com/mrc-ide/global-lmic-reports/master/AFG/projections.csv | 2021-09-08 | Reff | 0.69 | 0.71 | 0.72 | 0.72 | 0.73 | 0.75 | Surged Maintain Status Quo | Afghanistan | AFG | 2022-01-02 | v8 | TRUE
https://raw.githubusercontent.com/mrc-ide/global-lmic-reports/master/AFG/projections.csv | 2021-09-08 | infections | 1007.51 | 1147.5 | 1200.63 | 1191.09 | 1243.06 | 1306.8 | Surged Optimistic | Afghanistan | AFG | 2022-01-02 | v8 | TRUE
https://raw.githubusercontent.com/mrc-ide/global-lmic-reports/master/AFG/projections.csv | 2021-09-08 | deaths | 4.2 | 4.47 | 4.62 | 4.69 | 4.9 | 5.22 | Surged Optimistic | Afghanistan | AFG | 2022-01-02 | v8 | TRUE
https://raw.githubusercontent.com/mrc-ide/global-lmic-reports/master/AFG/projections.csv | 2021-09-08 | hospital_demand | 153.8 | 164.18 | 170.35 | 172.42 | 178.53 | 190.1 | Surged Optimistic | Afghanistan | AFG | 2022-01-02 | v8 | TRUE
https://raw.githubusercontent.com/mrc-ide/global-lmic-reports/master/AFG/projections.csv | 2021-09-08 | ICU_demand | 79.94 | 84.69 | 87.59 | 88.84 | 92.65 | 98.31 | Surged Optimistic | Afghanistan | AFG | 2022-01-02 | v8 | TRUE
https://raw.githubusercontent.com/mrc-ide/global-lmic-reports/master/AFG/projections.csv | 2021-09-08 | hospital_incidence | 10.12 | 11.17 | 11.57 | 11.53 | 11.98 | 12.77 | Surged Optimistic | Afghanistan | AFG | 2022-01-02 | v8 | TRUE
https://raw.githubusercontent.com/mrc-ide/global-lmic-reports/master/AFG/projections.csv | 2021-09-08 | ICU_incidence | 3.03 | 3.35 | 3.47 | 3.45 | 3.59 | 3.83 | Surged Optimistic | Afghanistan | AFG | 2022-01-02 | v8 | TRUE
https://raw.githubusercontent.com/mrc-ide/global-lmic-reports/master/AFG/projections.csv | 2021-09-08 | prevalence | 8546.69 | 9618.29 | 10012 | 9977.02 | 10364.95 | 10883.81 | Surged Optimistic | Afghanistan | AFG | 2022-01-02 | v8 | TRUE
https://raw.githubusercontent.com/mrc-ide/global-lmic-reports/master/AFG/projections.csv | 2021-09-08 | cumulative_infections | 3397801.2 | 3480864.75 | 3550370.48 | 3554452.13 | 3609534.13 | 3755880.58 | Surged Optimistic | Afghanistan | AFG | 2022-01-02 | v8 | TRUE
https://raw.githubusercontent.com/mrc-ide/global-lmic-reports/master/AFG/projections.csv | 2021-09-08 | cumulative_deaths | 5784.21 | 5901.66 | 6007.73 | 6017.27 | 6109.76 | 6371.54 | Surged Optimistic | Afghanistan | AFG | 2022-01-02 | v8 | TRUE
https://raw.githubusercontent.com/mrc-ide/global-lmic-reports/master/AFG/projections.csv | 2021-09-08 | Rt | 0.8 | 0.82 | 0.83 | 0.83 | 0.84 | 0.87 | Surged Optimistic | Afghanistan | AFG | 2022-01-02 | v8 | TRUE
https://raw.githubusercontent.com/mrc-ide/global-lmic-reports/master/AFG/projections.csv | 2021-09-08 | Reff | 0.69 | 0.71 | 0.72 | 0.72 | 0.73 | 0.75 | Surged Optimistic | Afghanistan | AFG | 2022-01-02 | v8 | TRUE
https://raw.githubusercontent.com/mrc-ide/global-lmic-reports/master/AFG/projections.csv | 2021-09-08 | infections | 1007.51 | 1147.5 | 1200.63 | 1191.09 | 1243.06 | 1306.8 | Surged Pessimistic | Afghanistan | AFG | 2022-01-02 | v8 | TRUE
https://raw.githubusercontent.com/mrc-ide/global-lmic-reports/master/AFG/projections.csv | 2021-09-08 | deaths | 4.2 | 4.47 | 4.62 | 4.69 | 4.9 | 5.22 | Surged Pessimistic | Afghanistan | AFG | 2022-01-02 | v8 | TRUE
https://raw.githubusercontent.com/mrc-ide/global-lmic-reports/master/AFG/projections.csv | 2021-09-08 | hospital_demand | 153.8 | 164.18 | 170.35 | 172.42 | 178.53 | 190.1 | Surged Pessimistic | Afghanistan | AFG | 2022-01-02 | v8 | TRUE
https://raw.githubusercontent.com/mrc-ide/global-lmic-reports/master/AFG/projections.csv | 2021-09-08 | ICU_demand | 79.94 | 84.69 | 87.59 | 88.84 | 92.65 | 98.31 | Surged Pessimistic | Afghanistan | AFG | 2022-01-02 | v8 | TRUE
https://raw.githubusercontent.com/mrc-ide/global-lmic-reports/master/AFG/projections.csv | 2021-09-08 | hospital_incidence | 10.12 | 11.17 | 11.57 | 11.53 | 11.98 | 12.77 | Surged Pessimistic | Afghanistan | AFG | 2022-01-02 | v8 | TRUE
https://raw.githubusercontent.com/mrc-ide/global-lmic-reports/master/AFG/projections.csv | 2021-09-08 | ICU_incidence | 3.03 | 3.35 | 3.47 | 3.45 | 3.59 | 3.83 | Surged Pessimistic | Afghanistan | AFG | 2022-01-02 | v8 | TRUE
https://raw.githubusercontent.com/mrc-ide/global-lmic-reports/master/AFG/projections.csv | 2021-09-08 | prevalence | 8546.69 | 9618.29 | 10012 | 9977.02 | 10364.95 | 10883.81 | Surged Pessimistic | Afghanistan | AFG | 2022-01-02 | v8 | TRUE
https://raw.githubusercontent.com/mrc-ide/global-lmic-reports/master/AFG/projections.csv | 2021-09-08 | cumulative_infections | 3397801.2 | 3480864.75 | 3550370.48 | 3554452.13 | 3609534.13 | 3755880.58 | Surged Pessimistic | Afghanistan | AFG | 2022-01-02 | v8 | TRUE
https://raw.githubusercontent.com/mrc-ide/global-lmic-reports/master/AFG/projections.csv | 2021-09-08 | cumulative_deaths | 5784.21 | 5901.66 | 6007.73 | 6017.27 | 6109.76 | 6371.54 | Surged Pessimistic | Afghanistan | AFG | 2022-01-02 | v8 | TRUE
https://raw.githubusercontent.com/mrc-ide/global-lmic-reports/master/AFG/projections.csv | 2021-09-08 | Rt | 0.8 | 0.82 | 0.83 | 0.83 | 0.84 | 0.87 | Surged Pessimistic | Afghanistan | AFG | 2022-01-02 | v8 | TRUE
https://raw.githubusercontent.com/mrc-ide/global-lmic-reports/master/AFG/projections.csv | 2021-09-08 | Reff | 0.69 | 0.71 | 0.72 | 0.72 | 0.73 | 0.75 | Surged Pessimistic | Afghanistan | AFG | 2022-01-02 | v8 | TRUE
https://raw.githubusercontent.com/mrc-ide/global-lmic-reports/master/AFG/projections.csv | 2021-09-08 | infections | 1007.51 | 1147.5 | 1200.63 | 1191.09 | 1243.06 | 1306.8 | Surged Relax Interventions 50% | Afghanistan | AFG | 2022-01-02 | v8 | TRUE
https://raw.githubusercontent.com/mrc-ide/global-lmic-reports/master/AFG/projections.csv | 2021-09-08 | deaths | 4.2 | 4.47 | 4.62 | 4.69 | 4.9 | 5.22 | Surged Relax Interventions 50% | Afghanistan | AFG | 2022-01-02 | v8 | TRUE
https://raw.githubusercontent.com/mrc-ide/global-lmic-reports/master/AFG/projections.csv | 2021-09-08 | hospital_demand | 153.8 | 164.18 | 170.35 | 172.42 | 178.53 | 190.1 | Surged Relax Interventions 50% | Afghanistan | AFG | 2022-01-02 | v8 | TRUE
https://raw.githubusercontent.com/mrc-ide/global-lmic-reports/master/AFG/projections.csv | 2021-09-08 | ICU_demand | 79.94 | 84.69 | 87.59 | 88.84 | 92.65 | 98.31 | Surged Relax Interventions 50% | Afghanistan | AFG | 2022-01-02 | v8 | TRUE
https://raw.githubusercontent.com/mrc-ide/global-lmic-reports/master/AFG/projections.csv | 2021-09-08 | hospital_incidence | 10.12 | 11.17 | 11.57 | 11.53 | 11.98 | 12.77 | Surged Relax Interventions 50% | Afghanistan | AFG | 2022-01-02 | v8 | TRUE
https://raw.githubusercontent.com/mrc-ide/global-lmic-reports/master/AFG/projections.csv | 2021-09-08 | ICU_incidence | 3.03 | 3.35 | 3.47 | 3.45 | 3.59 | 3.83 | Surged Relax Interventions 50% | Afghanistan | AFG | 2022-01-02 | v8 | TRUE
https://raw.githubusercontent.com/mrc-ide/global-lmic-reports/master/AFG/projections.csv | 2021-09-08 | prevalence | 8546.69 | 9618.29 | 10012 | 9977.02 | 10364.95 | 10883.81 | Surged Relax Interventions 50% | Afghanistan | AFG | 2022-01-02 | v8 | TRUE
https://raw.githubusercontent.com/mrc-ide/global-lmic-reports/master/AFG/projections.csv | 2021-09-08 | cumulative_infections | 3397801.2 | 3480864.75 | 3550370.48 | 3554452.13 | 3609534.13 | 3755880.58 | Surged Relax Interventions 50% | Afghanistan | AFG | 2022-01-02 | v8 | TRUE
https://raw.githubusercontent.com/mrc-ide/global-lmic-reports/master/AFG/projections.csv | 2021-09-08 | cumulative_deaths | 5784.21 | 5901.66 | 6007.73 | 6017.27 | 6109.76 | 6371.54 | Surged Relax Interventions 50% | Afghanistan | AFG | 2022-01-02 | v8 | TRUE
https://raw.githubusercontent.com/mrc-ide/global-lmic-reports/master/AFG/projections.csv | 2021-09-08 | Rt | 0.8 | 0.82 | 0.83 | 0.83 | 0.84 | 0.87 | Surged Relax Interventions 50% | Afghanistan | AFG | 2022-01-02 | v8 | TRUE
https://raw.githubusercontent.com/mrc-ide/global-lmic-reports/master/AFG/projections.csv | 2021-09-08 | Reff | 0.69 | 0.71 | 0.72 | 0.72 | 0.73 | 0.75 | Surged Relax Interventions 50% | Afghanistan | AFG | 2022-01-02 | v8 | TRUE
https://raw.githubusercontent.com/mrc-ide/global-lmic-reports/master/AFG/projections.csv | 2021-09-09 | infections | 955.84 | 1054.71 | 1087.38 | 1107.33 | 1180.99 | 1247.33 | Additional 50% Reduction | Afghanistan | AFG | 2022-01-02 | v8 | TRUE
https://raw.githubusercontent.com/mrc-ide/global-lmic-reports/master/AFG/projections.csv | 2021-09-09 | deaths | 3.85 | 4.08 | 4.31 | 4.35 | 4.58 | 5.04 | Additional 50% Reduction | Afghanistan | AFG | 2022-01-02 | v8 | TRUE
https://raw.githubusercontent.com/mrc-ide/global-lmic-reports/master/AFG/projections.csv | 2021-09-09 | hospital_demand | 141.86 | 151.79 | 158.52 | 160.56 | 169.6 | 183.31 | Additional 50% Reduction | Afghanistan | AFG | 2022-01-02 | v8 | TRUE
https://raw.githubusercontent.com/mrc-ide/global-lmic-reports/master/AFG/projections.csv | 2021-09-09 | ICU_demand | 71.66 | 75.67 | 79.74 | 80.55 | 84.85 | 92.47 | Additional 50% Reduction | Afghanistan | AFG | 2022-01-02 | v8 | TRUE
https://raw.githubusercontent.com/mrc-ide/global-lmic-reports/master/AFG/projections.csv | 2021-09-09 | hospital_incidence | 9.61 | 10.3 | 10.79 | 10.85 | 11.45 | 12.36 | Additional 50% Reduction | Afghanistan | AFG | 2022-01-02 | v8 | TRUE
https://raw.githubusercontent.com/mrc-ide/global-lmic-reports/master/AFG/projections.csv | 2021-09-09 | ICU_incidence | 2.88 | 3.08 | 3.23 | 3.25 | 3.43 | 3.7 | Additional 50% Reduction | Afghanistan | AFG | 2022-01-02 | v8 | TRUE
https://raw.githubusercontent.com/mrc-ide/global-lmic-reports/master/AFG/projections.csv | 2021-09-09 | prevalence | 8210.85 | 8909.93 | 9376.97 | 9365.88 | 9896.77 | 10545.77 | Additional 50% Reduction | Afghanistan | AFG | 2022-01-02 | v8 | TRUE
https://raw.githubusercontent.com/mrc-ide/global-lmic-reports/master/AFG/projections.csv | 2021-09-09 | cumulative_infections | 3349830.1 | 3482123.76 | 3575792.18 | 3575075.44 | 3659617.91 | 3881600.46 | Additional 50% Reduction | Afghanistan | AFG | 2022-01-02 | v8 | TRUE
https://raw.githubusercontent.com/mrc-ide/global-lmic-reports/master/AFG/projections.csv | 2021-09-09 | cumulative_deaths | 6791.52 | 7134.48 | 7350.9 | 7340.11 | 7553.41 | 8049.5 | Additional 50% Reduction | Afghanistan | AFG | 2022-01-02 | v8 | TRUE
https://raw.githubusercontent.com/mrc-ide/global-lmic-reports/master/AFG/projections.csv | 2021-09-09 | Rt | 0.74 | 0.79 | 0.79 | 0.79 | 0.81 | 0.84 | Additional 50% Reduction | Afghanistan | AFG | 2022-01-02 | v8 | TRUE
https://raw.githubusercontent.com/mrc-ide/global-lmic-reports/master/AFG/projections.csv | 2021-09-09 | Reff | 0.64 | 0.68 | 0.69 | 0.69 | 0.7 | 0.73 | Additional 50% Reduction | Afghanistan | AFG | 2022-01-02 | v8 | TRUE
https://raw.githubusercontent.com/mrc-ide/global-lmic-reports/master/AFG/projections.csv | 2021-09-09 | infections | 955.84 | 1054.71 | 1087.38 | 1107.33 | 1180.99 | 1247.33 | Maintain Status Quo | Afghanistan | AFG | 2022-01-02 | v8 | TRUE
https://raw.githubusercontent.com/mrc-ide/global-lmic-reports/master/AFG/projections.csv | 2021-09-09 | deaths | 3.85 | 4.08 | 4.31 | 4.35 | 4.58 | 5.04 | Maintain Status Quo | Afghanistan | AFG | 2022-01-02 | v8 | TRUE
https://raw.githubusercontent.com/mrc-ide/global-lmic-reports/master/AFG/projections.csv | 2021-09-09 | hospital_demand | 141.86 | 151.79 | 158.52 | 160.56 | 169.6 | 183.31 | Maintain Status Quo | Afghanistan | AFG | 2022-01-02 | v8 | TRUE
https://raw.githubusercontent.com/mrc-ide/global-lmic-reports/master/AFG/projections.csv | 2021-09-09 | ICU_demand | 71.66 | 75.67 | 79.74 | 80.55 | 84.85 | 92.47 | Maintain Status Quo | Afghanistan | AFG | 2022-01-02 | v8 | TRUE
https://raw.githubusercontent.com/mrc-ide/global-lmic-reports/master/AFG/projections.csv | 2021-09-09 | hospital_incidence | 9.61 | 10.3 | 10.79 | 10.85 | 11.45 | 12.36 | Maintain Status Quo | Afghanistan | AFG | 2022-01-02 | v8 | TRUE
https://raw.githubusercontent.com/mrc-ide/global-lmic-reports/master/AFG/projections.csv | 2021-09-09 | ICU_incidence | 2.88 | 3.08 | 3.23 | 3.25 | 3.43 | 3.7 | Maintain Status Quo | Afghanistan | AFG | 2022-01-02 | v8 | TRUE
https://raw.githubusercontent.com/mrc-ide/global-lmic-reports/master/AFG/projections.csv | 2021-09-09 | prevalence | 8210.85 | 8909.93 | 9376.97 | 9365.88 | 9896.77 | 10545.77 | Maintain Status Quo | Afghanistan | AFG | 2022-01-02 | v8 | TRUE
https://raw.githubusercontent.com/mrc-ide/global-lmic-reports/master/AFG/projections.csv | 2021-09-09 | cumulative_infections | 3349830.1 | 3482123.76 | 3575792.18 | 3575075.44 | 3659617.91 | 3881600.46 | Maintain Status Quo | Afghanistan | AFG | 2022-01-02 | v8 | TRUE
https://raw.githubusercontent.com/mrc-ide/global-lmic-reports/master/AFG/projections.csv | 2021-09-09 | cumulative_deaths | 6791.52 | 7134.48 | 7350.9 | 7340.11 | 7553.41 | 8049.5 | Maintain Status Quo | Afghanistan | AFG | 2022-01-02 | v8 | TRUE
https://raw.githubusercontent.com/mrc-ide/global-lmic-reports/master/AFG/projections.csv | 2021-09-09 | Rt | 0.74 | 0.79 | 0.79 | 0.79 | 0.81 | 0.84 | Maintain Status Quo | Afghanistan | AFG | 2022-01-02 | v8 | TRUE
https://raw.githubusercontent.com/mrc-ide/global-lmic-reports/master/AFG/projections.csv | 2021-09-09 | Reff | 0.64 | 0.68 | 0.69 | 0.69 | 0.7 | 0.73 | Maintain Status Quo | Afghanistan | AFG | 2022-01-02 | v8 | TRUE
https://raw.githubusercontent.com/mrc-ide/global-lmic-reports/master/AFG/projections.csv | 2021-09-09 | infections | 955.84 | 1054.71 | 1087.38 | 1107.33 | 1180.99 | 1247.33 | Optimistic | Afghanistan | AFG | 2022-01-02 | v8 | TRUE
https://raw.githubusercontent.com/mrc-ide/global-lmic-reports/master/AFG/projections.csv | 2021-09-09 | deaths | 3.85 | 4.08 | 4.31 | 4.35 | 4.58 | 5.04 | Optimistic | Afghanistan | AFG | 2022-01-02 | v8 | TRUE
https://raw.githubusercontent.com/mrc-ide/global-lmic-reports/master/AFG/projections.csv | 2021-09-09 | hospital_demand | 141.86 | 151.79 | 158.52 | 160.56 | 169.6 | 183.31 | Optimistic | Afghanistan | AFG | 2022-01-02 | v8 | TRUE
https://raw.githubusercontent.com/mrc-ide/global-lmic-reports/master/AFG/projections.csv | 2021-09-09 | ICU_demand | 71.66 | 75.67 | 79.74 | 80.55 | 84.85 | 92.47 | Optimistic | Afghanistan | AFG | 2022-01-02 | v8 | TRUE
https://raw.githubusercontent.com/mrc-ide/global-lmic-reports/master/AFG/projections.csv | 2021-09-09 | hospital_incidence | 9.61 | 10.3 | 10.79 | 10.85 | 11.45 | 12.36 | Optimistic | Afghanistan | AFG | 2022-01-02 | v8 | TRUE
https://raw.githubusercontent.com/mrc-ide/global-lmic-reports/master/AFG/projections.csv | 2021-09-09 | ICU_incidence | 2.88 | 3.08 | 3.23 | 3.25 | 3.43 | 3.7 | Optimistic | Afghanistan | AFG | 2022-01-02 | v8 | TRUE
https://raw.githubusercontent.com/mrc-ide/global-lmic-reports/master/AFG/projections.csv | 2021-09-09 | prevalence | 8210.85 | 8909.93 | 9376.97 | 9365.88 | 9896.77 | 10545.77 | Optimistic | Afghanistan | AFG | 2022-01-02 | v8 | TRUE
https://raw.githubusercontent.com/mrc-ide/global-lmic-reports/master/AFG/projections.csv | 2021-09-09 | cumulative_infections | 3349830.1 | 3482123.76 | 3575792.18 | 3575075.44 | 3659617.91 | 3881600.46 | Optimistic | Afghanistan | AFG | 2022-01-02 | v8 | TRUE
https://raw.githubusercontent.com/mrc-ide/global-lmic-reports/master/AFG/projections.csv | 2021-09-09 | cumulative_deaths | 6791.52 | 7134.48 | 7350.9 | 7340.11 | 7553.41 | 8049.5 | Optimistic | Afghanistan | AFG | 2022-01-02 | v8 | TRUE
https://raw.githubusercontent.com/mrc-ide/global-lmic-reports/master/AFG/projections.csv | 2021-09-09 | Rt | 0.74 | 0.79 | 0.79 | 0.79 | 0.81 | 0.84 | Optimistic | Afghanistan | AFG | 2022-01-02 | v8 | TRUE
https://raw.githubusercontent.com/mrc-ide/global-lmic-reports/master/AFG/projections.csv | 2021-09-09 | Reff | 0.64 | 0.68 | 0.69 | 0.69 | 0.7 | 0.73 | Optimistic | Afghanistan | AFG | 2022-01-02 | v8 | TRUE
https://raw.githubusercontent.com/mrc-ide/global-lmic-reports/master/AFG/projections.csv | 2021-09-09 | infections | 955.84 | 1054.71 | 1087.38 | 1107.33 | 1180.99 | 1247.33 | Pessimistic | Afghanistan | AFG | 2022-01-02 | v8 | TRUE
https://raw.githubusercontent.com/mrc-ide/global-lmic-reports/master/AFG/projections.csv | 2021-09-09 | deaths | 3.85 | 4.08 | 4.31 | 4.35 | 4.58 | 5.04 | Pessimistic | Afghanistan | AFG | 2022-01-02 | v8 | TRUE
https://raw.githubusercontent.com/mrc-ide/global-lmic-reports/master/AFG/projections.csv | 2021-09-09 | hospital_demand | 141.86 | 151.79 | 158.52 | 160.56 | 169.6 | 183.31 | Pessimistic | Afghanistan | AFG | 2022-01-02 | v8 | TRUE
https://raw.githubusercontent.com/mrc-ide/global-lmic-reports/master/AFG/projections.csv | 2021-09-09 | ICU_demand | 71.66 | 75.67 | 79.74 | 80.55 | 84.85 | 92.47 | Pessimistic | Afghanistan | AFG | 2022-01-02 | v8 | TRUE
https://raw.githubusercontent.com/mrc-ide/global-lmic-reports/master/AFG/projections.csv | 2021-09-09 | hospital_incidence | 9.61 | 10.3 | 10.79 | 10.85 | 11.45 | 12.36 | Pessimistic | Afghanistan | AFG | 2022-01-02 | v8 | TRUE
https://raw.githubusercontent.com/mrc-ide/global-lmic-reports/master/AFG/projections.csv | 2021-09-09 | ICU_incidence | 2.88 | 3.08 | 3.23 | 3.25 | 3.43 | 3.7 | Pessimistic | Afghanistan | AFG | 2022-01-02 | v8 | TRUE
https://raw.githubusercontent.com/mrc-ide/global-lmic-reports/master/AFG/projections.csv | 2021-09-09 | prevalence | 8210.85 | 8909.93 | 9376.97 | 9365.88 | 9896.77 | 10545.77 | Pessimistic | Afghanistan | AFG | 2022-01-02 | v8 | TRUE
https://raw.githubusercontent.com/mrc-ide/global-lmic-reports/master/AFG/projections.csv | 2021-09-09 | cumulative_infections | 3349830.1 | 3482123.76 | 3575792.18 | 3575075.44 | 3659617.91 | 3881600.46 | Pessimistic | Afghanistan | AFG | 2022-01-02 | v8 | TRUE
https://raw.githubusercontent.com/mrc-ide/global-lmic-reports/master/AFG/projections.csv | 2021-09-09 | cumulative_deaths | 6791.52 | 7134.48 | 7350.9 | 7340.11 | 7553.41 | 8049.5 | Pessimistic | Afghanistan | AFG | 2022-01-02 | v8 | TRUE
https://raw.githubusercontent.com/mrc-ide/global-lmic-reports/master/AFG/projections.csv | 2021-09-09 | Rt | 0.74 | 0.79 | 0.79 | 0.79 | 0.81 | 0.84 | Pessimistic | Afghanistan | AFG | 2022-01-02 | v8 | TRUE
https://raw.githubusercontent.com/mrc-ide/global-lmic-reports/master/AFG/projections.csv | 2021-09-09 | Reff | 0.64 | 0.68 | 0.69 | 0.69 | 0.7 | 0.73 | Pessimistic | Afghanistan | AFG | 2022-01-02 | v8 | TRUE
https://raw.githubusercontent.com/mrc-ide/global-lmic-reports/master/AFG/projections.csv | 2021-09-09 | infections | 955.84 | 1054.71 | 1087.38 | 1107.33 | 1180.99 | 1247.33 | Relax Interventions 50% | Afghanistan | AFG | 2022-01-02 | v8 | TRUE
https://raw.githubusercontent.com/mrc-ide/global-lmic-reports/master/AFG/projections.csv | 2021-09-09 | deaths | 3.85 | 4.08 | 4.31 | 4.35 | 4.58 | 5.04 | Relax Interventions 50% | Afghanistan | AFG | 2022-01-02 | v8 | TRUE
https://raw.githubusercontent.com/mrc-ide/global-lmic-reports/master/AFG/projections.csv | 2021-09-09 | hospital_demand | 141.86 | 151.79 | 158.52 | 160.56 | 169.6 | 183.31 | Relax Interventions 50% | Afghanistan | AFG | 2022-01-02 | v8 | TRUE
https://raw.githubusercontent.com/mrc-ide/global-lmic-reports/master/AFG/projections.csv | 2021-09-09 | ICU_demand | 71.66 | 75.67 | 79.74 | 80.55 | 84.85 | 92.47 | Relax Interventions 50% | Afghanistan | AFG | 2022-01-02 | v8 | TRUE
https://raw.githubusercontent.com/mrc-ide/global-lmic-reports/master/AFG/projections.csv | 2021-09-09 | hospital_incidence | 9.61 | 10.3 | 10.79 | 10.85 | 11.45 | 12.36 | Relax Interventions 50% | Afghanistan | AFG | 2022-01-02 | v8 | TRUE
https://raw.githubusercontent.com/mrc-ide/global-lmic-reports/master/AFG/projections.csv | 2021-09-09 | ICU_incidence | 2.88 | 3.08 | 3.23 | 3.25 | 3.43 | 3.7 | Relax Interventions 50% | Afghanistan | AFG | 2022-01-02 | v8 | TRUE
https://raw.githubusercontent.com/mrc-ide/global-lmic-reports/master/AFG/projections.csv | 2021-09-09 | prevalence | 8210.85 | 8909.93 | 9376.97 | 9365.88 | 9896.77 | 10545.77 | Relax Interventions 50% | Afghanistan | AFG | 2022-01-02 | v8 | TRUE
https://raw.githubusercontent.com/mrc-ide/global-lmic-reports/master/AFG/projections.csv | 2021-09-09 | cumulative_infections | 3349830.1 | 3482123.76 | 3575792.18 | 3575075.44 | 3659617.91 | 3881600.46 | Relax Interventions 50% | Afghanistan | AFG | 2022-01-02 | v8 | TRUE
https://raw.githubusercontent.com/mrc-ide/global-lmic-reports/master/AFG/projections.csv | 2021-09-09 | cumulative_deaths | 6791.52 | 7134.48 | 7350.9 | 7340.11 | 7553.41 | 8049.5 | Relax Interventions 50% | Afghanistan | AFG | 2022-01-02 | v8 | TRUE
https://raw.githubusercontent.com/mrc-ide/global-lmic-reports/master/AFG/projections.csv | 2021-09-09 | Rt | 0.74 | 0.79 | 0.79 | 0.79 | 0.81 | 0.84 | Relax Interventions 50% | Afghanistan | AFG | 2022-01-02 | v8 | TRUE
https://raw.githubusercontent.com/mrc-ide/global-lmic-reports/master/AFG/projections.csv | 2021-09-09 | Reff | 0.64 | 0.68 | 0.69 | 0.69 | 0.7 | 0.73 | Relax Interventions 50% | Afghanistan | AFG | 2022-01-02 | v8 | TRUE
https://raw.githubusercontent.com/mrc-ide/global-lmic-reports/master/AFG/projections.csv | 2021-09-09 | infections | 950.9 | 1085.07 | 1137.11 | 1128.1 | 1175.06 | 1244.6 | Surged Additional 50% Reduction | Afghanistan | AFG | 2022-01-02 | v8 | TRUE
https://raw.githubusercontent.com/mrc-ide/global-lmic-reports/master/AFG/projections.csv | 2021-09-09 | deaths | 3.97 | 4.23 | 4.38 | 4.44 | 4.63 | 4.93 | Surged Additional 50% Reduction | Afghanistan | AFG | 2022-01-02 | v8 | TRUE
https://raw.githubusercontent.com/mrc-ide/global-lmic-reports/master/AFG/projections.csv | 2021-09-09 | hospital_demand | 145.87 | 156.15 | 162.19 | 163.63 | 169.29 | 180.2 | Surged Additional 50% Reduction | Afghanistan | AFG | 2022-01-02 | v8 | TRUE
https://raw.githubusercontent.com/mrc-ide/global-lmic-reports/master/AFG/projections.csv | 2021-09-09 | ICU_demand | 75.92 | 80.45 | 83.05 | 84.3 | 87.81 | 93.12 | Surged Additional 50% Reduction | Afghanistan | AFG | 2022-01-02 | v8 | TRUE
https://raw.githubusercontent.com/mrc-ide/global-lmic-reports/master/AFG/projections.csv | 2021-09-09 | hospital_incidence | 9.61 | 10.68 | 11.06 | 11.01 | 11.45 | 12.15 | Surged Additional 50% Reduction | Afghanistan | AFG | 2022-01-02 | v8 | TRUE
https://raw.githubusercontent.com/mrc-ide/global-lmic-reports/master/AFG/projections.csv | 2021-09-09 | ICU_incidence | 2.88 | 3.2 | 3.31 | 3.3 | 3.43 | 3.64 | Surged Additional 50% Reduction | Afghanistan | AFG | 2022-01-02 | v8 | TRUE
https://raw.githubusercontent.com/mrc-ide/global-lmic-reports/master/AFG/projections.csv | 2021-09-09 | prevalence | 8137.64 | 9181.68 | 9543.16 | 9523.9 | 9898.84 | 10356.94 | Surged Additional 50% Reduction | Afghanistan | AFG | 2022-01-02 | v8 | TRUE
https://raw.githubusercontent.com/mrc-ide/global-lmic-reports/master/AFG/projections.csv | 2021-09-09 | cumulative_infections | 3398902.67 | 3481924.85 | 3551421.74 | 3555580.24 | 3610637.14 | 3756959.44 | Surged Additional 50% Reduction | Afghanistan | AFG | 2022-01-02 | v8 | TRUE
https://raw.githubusercontent.com/mrc-ide/global-lmic-reports/master/AFG/projections.csv | 2021-09-09 | cumulative_deaths | 5788.38 | 5906.26 | 6012.28 | 6021.71 | 6114.53 | 6375.73 | Surged Additional 50% Reduction | Afghanistan | AFG | 2022-01-02 | v8 | TRUE
https://raw.githubusercontent.com/mrc-ide/global-lmic-reports/master/AFG/projections.csv | 2021-09-09 | Rt | 0.76 | 0.78 | 0.8 | 0.8 | 0.81 | 0.84 | Surged Additional 50% Reduction | Afghanistan | AFG | 2022-01-02 | v8 | TRUE
https://raw.githubusercontent.com/mrc-ide/global-lmic-reports/master/AFG/projections.csv | 2021-09-09 | Reff | 0.66 | 0.68 | 0.69 | 0.69 | 0.71 | 0.73 | Surged Additional 50% Reduction | Afghanistan | AFG | 2022-01-02 | v8 | TRUE
https://raw.githubusercontent.com/mrc-ide/global-lmic-reports/master/AFG/projections.csv | 2021-09-09 | infections | 950.9 | 1085.07 | 1137.11 | 1128.1 | 1175.06 | 1244.6 | Surged Maintain Status Quo | Afghanistan | AFG | 2022-01-02 | v8 | TRUE
https://raw.githubusercontent.com/mrc-ide/global-lmic-reports/master/AFG/projections.csv | 2021-09-09 | deaths | 3.97 | 4.23 | 4.38 | 4.44 | 4.63 | 4.93 | Surged Maintain Status Quo | Afghanistan | AFG | 2022-01-02 | v8 | TRUE
https://raw.githubusercontent.com/mrc-ide/global-lmic-reports/master/AFG/projections.csv | 2021-09-09 | hospital_demand | 145.87 | 156.15 | 162.19 | 163.63 | 169.29 | 180.2 | Surged Maintain Status Quo | Afghanistan | AFG | 2022-01-02 | v8 | TRUE
https://raw.githubusercontent.com/mrc-ide/global-lmic-reports/master/AFG/projections.csv | 2021-09-09 | ICU_demand | 75.92 | 80.45 | 83.05 | 84.3 | 87.81 | 93.12 | Surged Maintain Status Quo | Afghanistan | AFG | 2022-01-02 | v8 | TRUE
https://raw.githubusercontent.com/mrc-ide/global-lmic-reports/master/AFG/projections.csv | 2021-09-09 | hospital_incidence | 9.61 | 10.68 | 11.06 | 11.01 | 11.45 | 12.15 | Surged Maintain Status Quo | Afghanistan | AFG | 2022-01-02 | v8 | TRUE
https://raw.githubusercontent.com/mrc-ide/global-lmic-reports/master/AFG/projections.csv | 2021-09-09 | ICU_incidence | 2.88 | 3.2 | 3.31 | 3.3 | 3.43 | 3.64 | Surged Maintain Status Quo | Afghanistan | AFG | 2022-01-02 | v8 | TRUE
https://raw.githubusercontent.com/mrc-ide/global-lmic-reports/master/AFG/projections.csv | 2021-09-09 | prevalence | 8137.64 | 9181.68 | 9543.16 | 9523.9 | 9898.84 | 10356.94 | Surged Maintain Status Quo | Afghanistan | AFG | 2022-01-02 | v8 | TRUE
https://raw.githubusercontent.com/mrc-ide/global-lmic-reports/master/AFG/projections.csv | 2021-09-09 | cumulative_infections | 3398902.67 | 3481924.85 | 3551421.74 | 3555580.24 | 3610637.14 | 3756959.44 | Surged Maintain Status Quo | Afghanistan | AFG | 2022-01-02 | v8 | TRUE
https://raw.githubusercontent.com/mrc-ide/global-lmic-reports/master/AFG/projections.csv | 2021-09-09 | cumulative_deaths | 5788.38 | 5906.26 | 6012.28 | 6021.71 | 6114.53 | 6375.73 | Surged Maintain Status Quo | Afghanistan | AFG | 2022-01-02 | v8 | TRUE
https://raw.githubusercontent.com/mrc-ide/global-lmic-reports/master/AFG/projections.csv | 2021-09-09 | Rt | 0.76 | 0.78 | 0.8 | 0.8 | 0.81 | 0.84 | Surged Maintain Status Quo | Afghanistan | AFG | 2022-01-02 | v8 | TRUE
https://raw.githubusercontent.com/mrc-ide/global-lmic-reports/master/AFG/projections.csv | 2021-09-09 | Reff | 0.66 | 0.68 | 0.69 | 0.69 | 0.71 | 0.73 | Surged Maintain Status Quo | Afghanistan | AFG | 2022-01-02 | v8 | TRUE
https://raw.githubusercontent.com/mrc-ide/global-lmic-reports/master/AFG/projections.csv | 2021-09-09 | infections | 950.9 | 1085.07 | 1137.11 | 1128.1 | 1175.06 | 1244.6 | Surged Optimistic | Afghanistan | AFG | 2022-01-02 | v8 | TRUE
https://raw.githubusercontent.com/mrc-ide/global-lmic-reports/master/AFG/projections.csv | 2021-09-09 | deaths | 3.97 | 4.23 | 4.38 | 4.44 | 4.63 | 4.93 | Surged Optimistic | Afghanistan | AFG | 2022-01-02 | v8 | TRUE
https://raw.githubusercontent.com/mrc-ide/global-lmic-reports/master/AFG/projections.csv | 2021-09-09 | hospital_demand | 145.87 | 156.15 | 162.19 | 163.63 | 169.29 | 180.2 | Surged Optimistic | Afghanistan | AFG | 2022-01-02 | v8 | TRUE
https://raw.githubusercontent.com/mrc-ide/global-lmic-reports/master/AFG/projections.csv | 2021-09-09 | ICU_demand | 75.92 | 80.45 | 83.05 | 84.3 | 87.81 | 93.12 | Surged Optimistic | Afghanistan | AFG | 2022-01-02 | v8 | TRUE
https://raw.githubusercontent.com/mrc-ide/global-lmic-reports/master/AFG/projections.csv | 2021-09-09 | hospital_incidence | 9.61 | 10.68 | 11.06 | 11.01 | 11.45 | 12.15 | Surged Optimistic | Afghanistan | AFG | 2022-01-02 | v8 | TRUE
https://raw.githubusercontent.com/mrc-ide/global-lmic-reports/master/AFG/projections.csv | 2021-09-09 | ICU_incidence | 2.88 | 3.2 | 3.31 | 3.3 | 3.43 | 3.64 | Surged Optimistic | Afghanistan | AFG | 2022-01-02 | v8 | TRUE
https://raw.githubusercontent.com/mrc-ide/global-lmic-reports/master/AFG/projections.csv | 2021-09-09 | prevalence | 8137.64 | 9181.68 | 9543.16 | 9523.9 | 9898.84 | 10356.94 | Surged Optimistic | Afghanistan | AFG | 2022-01-02 | v8 | TRUE
https://raw.githubusercontent.com/mrc-ide/global-lmic-reports/master/AFG/projections.csv | 2021-09-09 | cumulative_infections | 3398902.67 | 3481924.85 | 3551421.74 | 3555580.24 | 3610637.14 | 3756959.44 | Surged Optimistic | Afghanistan | AFG | 2022-01-02 | v8 | TRUE
https://raw.githubusercontent.com/mrc-ide/global-lmic-reports/master/AFG/projections.csv | 2021-09-09 | cumulative_deaths | 5788.38 | 5906.26 | 6012.28 | 6021.71 | 6114.53 | 6375.73 | Surged Optimistic | Afghanistan | AFG | 2022-01-02 | v8 | TRUE
https://raw.githubusercontent.com/mrc-ide/global-lmic-reports/master/AFG/projections.csv | 2021-09-09 | Rt | 0.76 | 0.78 | 0.8 | 0.8 | 0.81 | 0.84 | Surged Optimistic | Afghanistan | AFG | 2022-01-02 | v8 | TRUE
https://raw.githubusercontent.com/mrc-ide/global-lmic-reports/master/AFG/projections.csv | 2021-09-09 | Reff | 0.66 | 0.68 | 0.69 | 0.69 | 0.71 | 0.73 | Surged Optimistic | Afghanistan | AFG | 2022-01-02 | v8 | TRUE
https://raw.githubusercontent.com/mrc-ide/global-lmic-reports/master/AFG/projections.csv | 2021-09-09 | infections | 950.9 | 1085.07 | 1137.11 | 1128.1 | 1175.06 | 1244.6 | Surged Pessimistic | Afghanistan | AFG | 2022-01-02 | v8 | TRUE
https://raw.githubusercontent.com/mrc-ide/global-lmic-reports/master/AFG/projections.csv | 2021-09-09 | deaths | 3.97 | 4.23 | 4.38 | 4.44 | 4.63 | 4.93 | Surged Pessimistic | Afghanistan | AFG | 2022-01-02 | v8 | TRUE
https://raw.githubusercontent.com/mrc-ide/global-lmic-reports/master/AFG/projections.csv | 2021-09-09 | hospital_demand | 145.87 | 156.15 | 162.19 | 163.63 | 169.29 | 180.2 | Surged Pessimistic | Afghanistan | AFG | 2022-01-02 | v8 | TRUE
https://raw.githubusercontent.com/mrc-ide/global-lmic-reports/master/AFG/projections.csv | 2021-09-09 | ICU_demand | 75.92 | 80.45 | 83.05 | 84.3 | 87.81 | 93.12 | Surged Pessimistic | Afghanistan | AFG | 2022-01-02 | v8 | TRUE
https://raw.githubusercontent.com/mrc-ide/global-lmic-reports/master/AFG/projections.csv | 2021-09-09 | hospital_incidence | 9.61 | 10.68 | 11.06 | 11.01 | 11.45 | 12.15 | Surged Pessimistic | Afghanistan | AFG | 2022-01-02 | v8 | TRUE
https://raw.githubusercontent.com/mrc-ide/global-lmic-reports/master/AFG/projections.csv | 2021-09-09 | ICU_incidence | 2.88 | 3.2 | 3.31 | 3.3 | 3.43 | 3.64 | Surged Pessimistic | Afghanistan | AFG | 2022-01-02 | v8 | TRUE
https://raw.githubusercontent.com/mrc-ide/global-lmic-reports/master/AFG/projections.csv | 2021-09-09 | prevalence | 8137.64 | 9181.68 | 9543.16 | 9523.9 | 9898.84 | 10356.94 | Surged Pessimistic | Afghanistan | AFG | 2022-01-02 | v8 | TRUE
https://raw.githubusercontent.com/mrc-ide/global-lmic-reports/master/AFG/projections.csv | 2021-09-09 | cumulative_infections | 3398902.67 | 3481924.85 | 3551421.74 | 3555580.24 | 3610637.14 | 3756959.44 | Surged Pessimistic | Afghanistan | AFG | 2022-01-02 | v8 | TRUE
https://raw.githubusercontent.com/mrc-ide/global-lmic-reports/master/AFG/projections.csv | 2021-09-09 | cumulative_deaths | 5788.38 | 5906.26 | 6012.28 | 6021.71 | 6114.53 | 6375.73 | Surged Pessimistic | Afghanistan | AFG | 2022-01-02 | v8 | TRUE
https://raw.githubusercontent.com/mrc-ide/global-lmic-reports/master/AFG/projections.csv | 2021-09-09 | Rt | 0.76 | 0.78 | 0.8 | 0.8 | 0.81 | 0.84 | Surged Pessimistic | Afghanistan | AFG | 2022-01-02 | v8 | TRUE
https://raw.githubusercontent.com/mrc-ide/global-lmic-reports/master/AFG/projections.csv | 2021-09-09 | Reff | 0.66 | 0.68 | 0.69 | 0.69 | 0.71 | 0.73 | Surged Pessimistic | Afghanistan | AFG | 2022-01-02 | v8 | TRUE
https://raw.githubusercontent.com/mrc-ide/global-lmic-reports/master/AFG/projections.csv | 2021-09-09 | infections | 950.9 | 1085.07 | 1137.11 | 1128.1 | 1175.06 | 1244.6 | Surged Relax Interventions 50% | Afghanistan | AFG | 2022-01-02 | v8 | TRUE
https://raw.githubusercontent.com/mrc-ide/global-lmic-reports/master/AFG/projections.csv | 2021-09-09 | deaths | 3.97 | 4.23 | 4.38 | 4.44 | 4.63 | 4.93 | Surged Relax Interventions 50% | Afghanistan | AFG | 2022-01-02 | v8 | TRUE
https://raw.githubusercontent.com/mrc-ide/global-lmic-reports/master/AFG/projections.csv | 2021-09-09 | hospital_demand | 145.87 | 156.15 | 162.19 | 163.63 | 169.29 | 180.2 | Surged Relax Interventions 50% | Afghanistan | AFG | 2022-01-02 | v8 | TRUE
https://raw.githubusercontent.com/mrc-ide/global-lmic-reports/master/AFG/projections.csv | 2021-09-09 | ICU_demand | 75.92 | 80.45 | 83.05 | 84.3 | 87.81 | 93.12 | Surged Relax Interventions 50% | Afghanistan | AFG | 2022-01-02 | v8 | TRUE
https://raw.githubusercontent.com/mrc-ide/global-lmic-reports/master/AFG/projections.csv | 2021-09-09 | hospital_incidence | 9.61 | 10.68 | 11.06 | 11.01 | 11.45 | 12.15 | Surged Relax Interventions 50% | Afghanistan | AFG | 2022-01-02 | v8 | TRUE
https://raw.githubusercontent.com/mrc-ide/global-lmic-reports/master/AFG/projections.csv | 2021-09-09 | ICU_incidence | 2.88 | 3.2 | 3.31 | 3.3 | 3.43 | 3.64 | Surged Relax Interventions 50% | Afghanistan | AFG | 2022-01-02 | v8 | TRUE
https://raw.githubusercontent.com/mrc-ide/global-lmic-reports/master/AFG/projections.csv | 2021-09-09 | prevalence | 8137.64 | 9181.68 | 9543.16 | 9523.9 | 9898.84 | 10356.94 | Surged Relax Interventions 50% | Afghanistan | AFG | 2022-01-02 | v8 | TRUE
https://raw.githubusercontent.com/mrc-ide/global-lmic-reports/master/AFG/projections.csv | 2021-09-09 | cumulative_infections | 3398902.67 | 3481924.85 | 3551421.74 | 3555580.24 | 3610637.14 | 3756959.44 | Surged Relax Interventions 50% | Afghanistan | AFG | 2022-01-02 | v8 | TRUE
https://raw.githubusercontent.com/mrc-ide/global-lmic-reports/master/AFG/projections.csv | 2021-09-09 | cumulative_deaths | 5788.38 | 5906.26 | 6012.28 | 6021.71 | 6114.53 | 6375.73 | Surged Relax Interventions 50% | Afghanistan | AFG | 2022-01-02 | v8 | TRUE
https://raw.githubusercontent.com/mrc-ide/global-lmic-reports/master/AFG/projections.csv | 2021-09-09 | Rt | 0.76 | 0.78 | 0.8 | 0.8 | 0.81 | 0.84 | Surged Relax Interventions 50% | Afghanistan | AFG | 2022-01-02 | v8 | TRUE
https://raw.githubusercontent.com/mrc-ide/global-lmic-reports/master/AFG/projections.csv | 2021-09-09 | Reff | 0.66 | 0.68 | 0.69 | 0.69 | 0.71 | 0.73 | Surged Relax Interventions 50% | Afghanistan | AFG | 2022-01-02 | v8 | TRUE
https://raw.githubusercontent.com/mrc-ide/global-lmic-reports/master/AFG/projections.csv | 2021-09-10 | infections | 867.4 | 948.16 | 1008.25 | 1016.02 | 1083.49 | 1145.06 | Additional 50% Reduction | Afghanistan | AFG | 2022-01-02 | v8 | TRUE
https://raw.githubusercontent.com/mrc-ide/global-lmic-reports/master/AFG/projections.csv | 2021-09-10 | deaths | 3.65 | 3.87 | 4.08 | 4.12 | 4.35 | 4.76 | Additional 50% Reduction | Afghanistan | AFG | 2022-01-02 | v8 | TRUE
https://raw.githubusercontent.com/mrc-ide/global-lmic-reports/master/AFG/projections.csv | 2021-09-10 | hospital_demand | 134.71 | 144.72 | 150.46 | 152.5 | 161.08 | 174.31 | Additional 50% Reduction | Afghanistan | AFG | 2022-01-02 | v8 | TRUE
https://raw.githubusercontent.com/mrc-ide/global-lmic-reports/master/AFG/projections.csv | 2021-09-10 | ICU_demand | 68.12 | 72.1 | 75.79 | 76.62 | 80.83 | 87.69 | Additional 50% Reduction | Afghanistan | AFG | 2022-01-02 | v8 | TRUE
https://raw.githubusercontent.com/mrc-ide/global-lmic-reports/master/AFG/projections.csv | 2021-09-10 | hospital_incidence | 9.16 | 9.83 | 10.33 | 10.36 | 10.92 | 11.77 | Additional 50% Reduction | Afghanistan | AFG | 2022-01-02 | v8 | TRUE
https://raw.githubusercontent.com/mrc-ide/global-lmic-reports/master/AFG/projections.csv | 2021-09-10 | ICU_incidence | 2.74 | 2.94 | 3.09 | 3.1 | 3.27 | 3.52 | Additional 50% Reduction | Afghanistan | AFG | 2022-01-02 | v8 | TRUE
https://raw.githubusercontent.com/mrc-ide/global-lmic-reports/master/AFG/projections.csv | 2021-09-10 | prevalence | 7788.47 | 8403.63 | 8827.28 | 8895.71 | 9403.82 | 9979.44 | Additional 50% Reduction | Afghanistan | AFG | 2022-01-02 | v8 | TRUE
https://raw.githubusercontent.com/mrc-ide/global-lmic-reports/master/AFG/projections.csv | 2021-09-10 | cumulative_infections | 3350826.06 | 3483226.07 | 3576859.7 | 3576091.46 | 3660678.15 | 3882694.04 | Additional 50% Reduction | Afghanistan | AFG | 2022-01-02 | v8 | TRUE
https://raw.githubusercontent.com/mrc-ide/global-lmic-reports/master/AFG/projections.csv | 2021-09-10 | cumulative_deaths | 6796.17 | 7138.21 | 7354.76 | 7344.23 | 7557.42 | 8053.87 | Additional 50% Reduction | Afghanistan | AFG | 2022-01-02 | v8 | TRUE
https://raw.githubusercontent.com/mrc-ide/global-lmic-reports/master/AFG/projections.csv | 2021-09-10 | Rt | 1.05 | 1.07 | 1.08 | 1.08 | 1.09 | 1.11 | Additional 50% Reduction | Afghanistan | AFG | 2022-01-02 | v8 | TRUE
https://raw.githubusercontent.com/mrc-ide/global-lmic-reports/master/AFG/projections.csv | 2021-09-10 | Reff | 0.91 | 0.93 | 0.94 | 0.94 | 0.95 | 0.96 | Additional 50% Reduction | Afghanistan | AFG | 2022-01-02 | v8 | TRUE
https://raw.githubusercontent.com/mrc-ide/global-lmic-reports/master/AFG/projections.csv | 2021-09-10 | infections | 867.4 | 948.16 | 1008.25 | 1016.02 | 1083.49 | 1145.06 | Maintain Status Quo | Afghanistan | AFG | 2022-01-02 | v8 | TRUE
https://raw.githubusercontent.com/mrc-ide/global-lmic-reports/master/AFG/projections.csv | 2021-09-10 | deaths | 3.65 | 3.87 | 4.08 | 4.12 | 4.35 | 4.76 | Maintain Status Quo | Afghanistan | AFG | 2022-01-02 | v8 | TRUE
https://raw.githubusercontent.com/mrc-ide/global-lmic-reports/master/AFG/projections.csv | 2021-09-10 | hospital_demand | 134.71 | 144.72 | 150.46 | 152.5 | 161.08 | 174.31 | Maintain Status Quo | Afghanistan | AFG | 2022-01-02 | v8 | TRUE
https://raw.githubusercontent.com/mrc-ide/global-lmic-reports/master/AFG/projections.csv | 2021-09-10 | ICU_demand | 68.12 | 72.1 | 75.79 | 76.62 | 80.83 | 87.69 | Maintain Status Quo | Afghanistan | AFG | 2022-01-02 | v8 | TRUE
https://raw.githubusercontent.com/mrc-ide/global-lmic-reports/master/AFG/projections.csv | 2021-09-10 | hospital_incidence | 9.16 | 9.83 | 10.33 | 10.36 | 10.92 | 11.77 | Maintain Status Quo | Afghanistan | AFG | 2022-01-02 | v8 | TRUE
https://raw.githubusercontent.com/mrc-ide/global-lmic-reports/master/AFG/projections.csv | 2021-09-10 | ICU_incidence | 2.74 | 2.94 | 3.09 | 3.1 | 3.27 | 3.52 | Maintain Status Quo | Afghanistan | AFG | 2022-01-02 | v8 | TRUE
https://raw.githubusercontent.com/mrc-ide/global-lmic-reports/master/AFG/projections.csv | 2021-09-10 | prevalence | 7788.47 | 8403.63 | 8827.28 | 8895.71 | 9403.82 | 9979.44 | Maintain Status Quo | Afghanistan | AFG | 2022-01-02 | v8 | TRUE
https://raw.githubusercontent.com/mrc-ide/global-lmic-reports/master/AFG/projections.csv | 2021-09-10 | cumulative_infections | 3350826.06 | 3483226.07 | 3576859.7 | 3576091.46 | 3660678.15 | 3882694.04 | Maintain Status Quo | Afghanistan | AFG | 2022-01-02 | v8 | TRUE
https://raw.githubusercontent.com/mrc-ide/global-lmic-reports/master/AFG/projections.csv | 2021-09-10 | cumulative_deaths | 6796.17 | 7138.21 | 7354.76 | 7344.23 | 7557.42 | 8053.87 | Maintain Status Quo | Afghanistan | AFG | 2022-01-02 | v8 | TRUE
https://raw.githubusercontent.com/mrc-ide/global-lmic-reports/master/AFG/projections.csv | 2021-09-10 | Rt | 1.05 | 1.07 | 1.08 | 1.08 | 1.09 | 1.11 | Maintain Status Quo | Afghanistan | AFG | 2022-01-02 | v8 | TRUE
https://raw.githubusercontent.com/mrc-ide/global-lmic-reports/master/AFG/projections.csv | 2021-09-10 | Reff | 0.91 | 0.93 | 0.94 | 0.94 | 0.95 | 0.96 | Maintain Status Quo | Afghanistan | AFG | 2022-01-02 | v8 | TRUE
https://raw.githubusercontent.com/mrc-ide/global-lmic-reports/master/AFG/projections.csv | 2021-09-10 | infections | 867.4 | 948.16 | 1008.25 | 1016.02 | 1083.49 | 1145.06 | Optimistic | Afghanistan | AFG | 2022-01-02 | v8 | TRUE
https://raw.githubusercontent.com/mrc-ide/global-lmic-reports/master/AFG/projections.csv | 2021-09-10 | deaths | 3.65 | 3.87 | 4.08 | 4.12 | 4.35 | 4.76 | Optimistic | Afghanistan | AFG | 2022-01-02 | v8 | TRUE
https://raw.githubusercontent.com/mrc-ide/global-lmic-reports/master/AFG/projections.csv | 2021-09-10 | hospital_demand | 134.71 | 144.72 | 150.46 | 152.5 | 161.08 | 174.31 | Optimistic | Afghanistan | AFG | 2022-01-02 | v8 | TRUE
https://raw.githubusercontent.com/mrc-ide/global-lmic-reports/master/AFG/projections.csv | 2021-09-10 | ICU_demand | 68.12 | 72.1 | 75.79 | 76.62 | 80.83 | 87.69 | Optimistic | Afghanistan | AFG | 2022-01-02 | v8 | TRUE
https://raw.githubusercontent.com/mrc-ide/global-lmic-reports/master/AFG/projections.csv | 2021-09-10 | hospital_incidence | 9.16 | 9.83 | 10.33 | 10.36 | 10.92 | 11.77 | Optimistic | Afghanistan | AFG | 2022-01-02 | v8 | TRUE
https://raw.githubusercontent.com/mrc-ide/global-lmic-reports/master/AFG/projections.csv | 2021-09-10 | ICU_incidence | 2.74 | 2.94 | 3.09 | 3.1 | 3.27 | 3.52 | Optimistic | Afghanistan | AFG | 2022-01-02 | v8 | TRUE
https://raw.githubusercontent.com/mrc-ide/global-lmic-reports/master/AFG/projections.csv | 2021-09-10 | prevalence | 7788.47 | 8403.63 | 8827.28 | 8895.71 | 9403.82 | 9979.44 | Optimistic | Afghanistan | AFG | 2022-01-02 | v8 | TRUE
https://raw.githubusercontent.com/mrc-ide/global-lmic-reports/master/AFG/projections.csv | 2021-09-10 | cumulative_infections | 3350826.06 | 3483226.07 | 3576859.7 | 3576091.46 | 3660678.15 | 3882694.04 | Optimistic | Afghanistan | AFG | 2022-01-02 | v8 | TRUE
https://raw.githubusercontent.com/mrc-ide/global-lmic-reports/master/AFG/projections.csv | 2021-09-10 | cumulative_deaths | 6796.17 | 7138.21 | 7354.76 | 7344.23 | 7557.42 | 8053.87 | Optimistic | Afghanistan | AFG | 2022-01-02 | v8 | TRUE
https://raw.githubusercontent.com/mrc-ide/global-lmic-reports/master/AFG/projections.csv | 2021-09-10 | Rt | 1.05 | 1.07 | 1.08 | 1.08 | 1.09 | 1.11 | Optimistic | Afghanistan | AFG | 2022-01-02 | v8 | TRUE
https://raw.githubusercontent.com/mrc-ide/global-lmic-reports/master/AFG/projections.csv | 2021-09-10 | Reff | 0.91 | 0.93 | 0.94 | 0.94 | 0.95 | 0.96 | Optimistic | Afghanistan | AFG | 2022-01-02 | v8 | TRUE
https://raw.githubusercontent.com/mrc-ide/global-lmic-reports/master/AFG/projections.csv | 2021-09-10 | infections | 867.4 | 948.16 | 1008.25 | 1016.02 | 1083.49 | 1145.06 | Pessimistic | Afghanistan | AFG | 2022-01-02 | v8 | TRUE
https://raw.githubusercontent.com/mrc-ide/global-lmic-reports/master/AFG/projections.csv | 2021-09-10 | deaths | 3.65 | 3.87 | 4.08 | 4.12 | 4.35 | 4.76 | Pessimistic | Afghanistan | AFG | 2022-01-02 | v8 | TRUE
https://raw.githubusercontent.com/mrc-ide/global-lmic-reports/master/AFG/projections.csv | 2021-09-10 | hospital_demand | 134.71 | 144.72 | 150.46 | 152.5 | 161.08 | 174.31 | Pessimistic | Afghanistan | AFG | 2022-01-02 | v8 | TRUE
https://raw.githubusercontent.com/mrc-ide/global-lmic-reports/master/AFG/projections.csv | 2021-09-10 | ICU_demand | 68.12 | 72.1 | 75.79 | 76.62 | 80.83 | 87.69 | Pessimistic | Afghanistan | AFG | 2022-01-02 | v8 | TRUE
https://raw.githubusercontent.com/mrc-ide/global-lmic-reports/master/AFG/projections.csv | 2021-09-10 | hospital_incidence | 9.16 | 9.83 | 10.33 | 10.36 | 10.92 | 11.77 | Pessimistic | Afghanistan | AFG | 2022-01-02 | v8 | TRUE
https://raw.githubusercontent.com/mrc-ide/global-lmic-reports/master/AFG/projections.csv | 2021-09-10 | ICU_incidence | 2.74 | 2.94 | 3.09 | 3.1 | 3.27 | 3.52 | Pessimistic | Afghanistan | AFG | 2022-01-02 | v8 | TRUE
https://raw.githubusercontent.com/mrc-ide/global-lmic-reports/master/AFG/projections.csv | 2021-09-10 | prevalence | 7788.47 | 8403.63 | 8827.28 | 8895.71 | 9403.82 | 9979.44 | Pessimistic | Afghanistan | AFG | 2022-01-02 | v8 | TRUE
https://raw.githubusercontent.com/mrc-ide/global-lmic-reports/master/AFG/projections.csv | 2021-09-10 | cumulative_infections | 3350826.06 | 3483226.07 | 3576859.7 | 3576091.46 | 3660678.15 | 3882694.04 | Pessimistic | Afghanistan | AFG | 2022-01-02 | v8 | TRUE
https://raw.githubusercontent.com/mrc-ide/global-lmic-reports/master/AFG/projections.csv | 2021-09-10 | cumulative_deaths | 6796.17 | 7138.21 | 7354.76 | 7344.23 | 7557.42 | 8053.87 | Pessimistic | Afghanistan | AFG | 2022-01-02 | v8 | TRUE
https://raw.githubusercontent.com/mrc-ide/global-lmic-reports/master/AFG/projections.csv | 2021-09-10 | Rt | 1.05 | 1.07 | 1.08 | 1.08 | 1.09 | 1.11 | Pessimistic | Afghanistan | AFG | 2022-01-02 | v8 | TRUE
https://raw.githubusercontent.com/mrc-ide/global-lmic-reports/master/AFG/projections.csv | 2021-09-10 | Reff | 0.91 | 0.93 | 0.94 | 0.94 | 0.95 | 0.96 | Pessimistic | Afghanistan | AFG | 2022-01-02 | v8 | TRUE
https://raw.githubusercontent.com/mrc-ide/global-lmic-reports/master/AFG/projections.csv | 2021-09-10 | infections | 867.4 | 948.16 | 1008.25 | 1016.02 | 1083.49 | 1145.06 | Relax Interventions 50% | Afghanistan | AFG | 2022-01-02 | v8 | TRUE
https://raw.githubusercontent.com/mrc-ide/global-lmic-reports/master/AFG/projections.csv | 2021-09-10 | deaths | 3.65 | 3.87 | 4.08 | 4.12 | 4.35 | 4.76 | Relax Interventions 50% | Afghanistan | AFG | 2022-01-02 | v8 | TRUE
https://raw.githubusercontent.com/mrc-ide/global-lmic-reports/master/AFG/projections.csv | 2021-09-10 | hospital_demand | 134.71 | 144.72 | 150.46 | 152.5 | 161.08 | 174.31 | Relax Interventions 50% | Afghanistan | AFG | 2022-01-02 | v8 | TRUE
https://raw.githubusercontent.com/mrc-ide/global-lmic-reports/master/AFG/projections.csv | 2021-09-10 | ICU_demand | 68.12 | 72.1 | 75.79 | 76.62 | 80.83 | 87.69 | Relax Interventions 50% | Afghanistan | AFG | 2022-01-02 | v8 | TRUE
https://raw.githubusercontent.com/mrc-ide/global-lmic-reports/master/AFG/projections.csv | 2021-09-10 | hospital_incidence | 9.16 | 9.83 | 10.33 | 10.36 | 10.92 | 11.77 | Relax Interventions 50% | Afghanistan | AFG | 2022-01-02 | v8 | TRUE
https://raw.githubusercontent.com/mrc-ide/global-lmic-reports/master/AFG/projections.csv | 2021-09-10 | ICU_incidence | 2.74 | 2.94 | 3.09 | 3.1 | 3.27 | 3.52 | Relax Interventions 50% | Afghanistan | AFG | 2022-01-02 | v8 | TRUE
https://raw.githubusercontent.com/mrc-ide/global-lmic-reports/master/AFG/projections.csv | 2021-09-10 | prevalence | 7788.47 | 8403.63 | 8827.28 | 8895.71 | 9403.82 | 9979.44 | Relax Interventions 50% | Afghanistan | AFG | 2022-01-02 | v8 | TRUE
https://raw.githubusercontent.com/mrc-ide/global-lmic-reports/master/AFG/projections.csv | 2021-09-10 | cumulative_infections | 3350826.06 | 3483226.07 | 3576859.7 | 3576091.46 | 3660678.15 | 3882694.04 | Relax Interventions 50% | Afghanistan | AFG | 2022-01-02 | v8 | TRUE
https://raw.githubusercontent.com/mrc-ide/global-lmic-reports/master/AFG/projections.csv | 2021-09-10 | cumulative_deaths | 6796.17 | 7138.21 | 7354.76 | 7344.23 | 7557.42 | 8053.87 | Relax Interventions 50% | Afghanistan | AFG | 2022-01-02 | v8 | TRUE
https://raw.githubusercontent.com/mrc-ide/global-lmic-reports/master/AFG/projections.csv | 2021-09-10 | Rt | 1.05 | 1.07 | 1.08 | 1.08 | 1.09 | 1.11 | Relax Interventions 50% | Afghanistan | AFG | 2022-01-02 | v8 | TRUE
https://raw.githubusercontent.com/mrc-ide/global-lmic-reports/master/AFG/projections.csv | 2021-09-10 | Reff | 0.91 | 0.93 | 0.94 | 0.94 | 0.95 | 0.96 | Relax Interventions 50% | Afghanistan | AFG | 2022-01-02 | v8 | TRUE
https://raw.githubusercontent.com/mrc-ide/global-lmic-reports/master/AFG/projections.csv | 2021-09-10 | infections | 870.83 | 994.06 | 1054.96 | 1038.17 | 1083.63 | 1148.7 | Surged Additional 50% Reduction | Afghanistan | AFG | 2022-01-02 | v8 | TRUE
https://raw.githubusercontent.com/mrc-ide/global-lmic-reports/master/AFG/projections.csv | 2021-09-10 | deaths | 3.76 | 4 | 4.14 | 4.21 | 4.38 | 4.67 | Surged Additional 50% Reduction | Afghanistan | AFG | 2022-01-02 | v8 | TRUE
https://raw.githubusercontent.com/mrc-ide/global-lmic-reports/master/AFG/projections.csv | 2021-09-10 | hospital_demand | 138.51 | 148.57 | 154.7 | 155.39 | 160.68 | 171.63 | Surged Additional 50% Reduction | Afghanistan | AFG | 2022-01-02 | v8 | TRUE
https://raw.githubusercontent.com/mrc-ide/global-lmic-reports/master/AFG/projections.csv | 2021-09-10 | ICU_demand | 72.05 | 76.45 | 78.76 | 80.01 | 83.24 | 88.23 | Surged Additional 50% Reduction | Afghanistan | AFG | 2022-01-02 | v8 | TRUE
https://raw.githubusercontent.com/mrc-ide/global-lmic-reports/master/AFG/projections.csv | 2021-09-10 | hospital_incidence | 9.12 | 10.18 | 10.55 | 10.51 | 10.92 | 11.57 | Surged Additional 50% Reduction | Afghanistan | AFG | 2022-01-02 | v8 | TRUE
https://raw.githubusercontent.com/mrc-ide/global-lmic-reports/master/AFG/projections.csv | 2021-09-10 | ICU_incidence | 2.73 | 3.05 | 3.15 | 3.14 | 3.27 | 3.46 | Surged Additional 50% Reduction | Afghanistan | AFG | 2022-01-02 | v8 | TRUE
https://raw.githubusercontent.com/mrc-ide/global-lmic-reports/master/AFG/projections.csv | 2021-09-10 | prevalence | 7713.3 | 8719.14 | 9068.45 | 9052.06 | 9425.69 | 9796.21 | Surged Additional 50% Reduction | Afghanistan | AFG | 2022-01-02 | v8 | TRUE
https://raw.githubusercontent.com/mrc-ide/global-lmic-reports/master/AFG/projections.csv | 2021-09-10 | cumulative_infections | 3399922.26 | 3482900.24 | 3552377.26 | 3556618.41 | 3611639.22 | 3757935.84 | Surged Additional 50% Reduction | Afghanistan | AFG | 2022-01-02 | v8 | TRUE
https://raw.githubusercontent.com/mrc-ide/global-lmic-reports/master/AFG/projections.csv | 2021-09-10 | cumulative_deaths | 5792.33 | 5910.61 | 6016.6 | 6025.92 | 6119.05 | 6379.7 | Surged Additional 50% Reduction | Afghanistan | AFG | 2022-01-02 | v8 | TRUE
https://raw.githubusercontent.com/mrc-ide/global-lmic-reports/master/AFG/projections.csv | 2021-09-10 | Rt | 1.05 | 1.07 | 1.08 | 1.08 | 1.09 | 1.11 | Surged Additional 50% Reduction | Afghanistan | AFG | 2022-01-02 | v8 | TRUE
https://raw.githubusercontent.com/mrc-ide/global-lmic-reports/master/AFG/projections.csv | 2021-09-10 | Reff | 0.91 | 0.93 | 0.93 | 0.93 | 0.94 | 0.96 | Surged Additional 50% Reduction | Afghanistan | AFG | 2022-01-02 | v8 | TRUE
https://raw.githubusercontent.com/mrc-ide/global-lmic-reports/master/AFG/projections.csv | 2021-09-10 | infections | 870.83 | 994.06 | 1054.96 | 1038.17 | 1083.63 | 1148.7 | Surged Maintain Status Quo | Afghanistan | AFG | 2022-01-02 | v8 | TRUE
https://raw.githubusercontent.com/mrc-ide/global-lmic-reports/master/AFG/projections.csv | 2021-09-10 | deaths | 3.76 | 4 | 4.14 | 4.21 | 4.38 | 4.67 | Surged Maintain Status Quo | Afghanistan | AFG | 2022-01-02 | v8 | TRUE
https://raw.githubusercontent.com/mrc-ide/global-lmic-reports/master/AFG/projections.csv | 2021-09-10 | hospital_demand | 138.51 | 148.57 | 154.7 | 155.39 | 160.68 | 171.63 | Surged Maintain Status Quo | Afghanistan | AFG | 2022-01-02 | v8 | TRUE
https://raw.githubusercontent.com/mrc-ide/global-lmic-reports/master/AFG/projections.csv | 2021-09-10 | ICU_demand | 72.05 | 76.45 | 78.76 | 80.01 | 83.24 | 88.23 | Surged Maintain Status Quo | Afghanistan | AFG | 2022-01-02 | v8 | TRUE
https://raw.githubusercontent.com/mrc-ide/global-lmic-reports/master/AFG/projections.csv | 2021-09-10 | hospital_incidence | 9.12 | 10.18 | 10.55 | 10.51 | 10.92 | 11.57 | Surged Maintain Status Quo | Afghanistan | AFG | 2022-01-02 | v8 | TRUE
https://raw.githubusercontent.com/mrc-ide/global-lmic-reports/master/AFG/projections.csv | 2021-09-10 | ICU_incidence | 2.73 | 3.05 | 3.15 | 3.14 | 3.27 | 3.46 | Surged Maintain Status Quo | Afghanistan | AFG | 2022-01-02 | v8 | TRUE
https://raw.githubusercontent.com/mrc-ide/global-lmic-reports/master/AFG/projections.csv | 2021-09-10 | prevalence | 7713.3 | 8719.14 | 9068.45 | 9052.06 | 9425.69 | 9796.21 | Surged Maintain Status Quo | Afghanistan | AFG | 2022-01-02 | v8 | TRUE
https://raw.githubusercontent.com/mrc-ide/global-lmic-reports/master/AFG/projections.csv | 2021-09-10 | cumulative_infections | 3399922.26 | 3482900.24 | 3552377.26 | 3556618.41 | 3611639.22 | 3757935.84 | Surged Maintain Status Quo | Afghanistan | AFG | 2022-01-02 | v8 | TRUE
https://raw.githubusercontent.com/mrc-ide/global-lmic-reports/master/AFG/projections.csv | 2021-09-10 | cumulative_deaths | 5792.33 | 5910.61 | 6016.6 | 6025.92 | 6119.05 | 6379.7 | Surged Maintain Status Quo | Afghanistan | AFG | 2022-01-02 | v8 | TRUE
https://raw.githubusercontent.com/mrc-ide/global-lmic-reports/master/AFG/projections.csv | 2021-09-10 | Rt | 1.05 | 1.07 | 1.08 | 1.08 | 1.09 | 1.11 | Surged Maintain Status Quo | Afghanistan | AFG | 2022-01-02 | v8 | TRUE
https://raw.githubusercontent.com/mrc-ide/global-lmic-reports/master/AFG/projections.csv | 2021-09-10 | Reff | 0.91 | 0.93 | 0.93 | 0.93 | 0.94 | 0.96 | Surged Maintain Status Quo | Afghanistan | AFG | 2022-01-02 | v8 | TRUE
https://raw.githubusercontent.com/mrc-ide/global-lmic-reports/master/AFG/projections.csv | 2021-09-10 | infections | 870.83 | 994.06 | 1054.96 | 1038.17 | 1083.63 | 1148.7 | Surged Optimistic | Afghanistan | AFG | 2022-01-02 | v8 | TRUE
https://raw.githubusercontent.com/mrc-ide/global-lmic-reports/master/AFG/projections.csv | 2021-09-10 | deaths | 3.76 | 4 | 4.14 | 4.21 | 4.38 | 4.67 | Surged Optimistic | Afghanistan | AFG | 2022-01-02 | v8 | TRUE
https://raw.githubusercontent.com/mrc-ide/global-lmic-reports/master/AFG/projections.csv | 2021-09-10 | hospital_demand | 138.51 | 148.57 | 154.7 | 155.39 | 160.68 | 171.63 | Surged Optimistic | Afghanistan | AFG | 2022-01-02 | v8 | TRUE
https://raw.githubusercontent.com/mrc-ide/global-lmic-reports/master/AFG/projections.csv | 2021-09-10 | ICU_demand | 72.05 | 76.45 | 78.76 | 80.01 | 83.24 | 88.23 | Surged Optimistic | Afghanistan | AFG | 2022-01-02 | v8 | TRUE
https://raw.githubusercontent.com/mrc-ide/global-lmic-reports/master/AFG/projections.csv | 2021-09-10 | hospital_incidence | 9.12 | 10.18 | 10.55 | 10.51 | 10.92 | 11.57 | Surged Optimistic | Afghanistan | AFG | 2022-01-02 | v8 | TRUE
https://raw.githubusercontent.com/mrc-ide/global-lmic-reports/master/AFG/projections.csv | 2021-09-10 | ICU_incidence | 2.73 | 3.05 | 3.15 | 3.14 | 3.27 | 3.46 | Surged Optimistic | Afghanistan | AFG | 2022-01-02 | v8 | TRUE
https://raw.githubusercontent.com/mrc-ide/global-lmic-reports/master/AFG/projections.csv | 2021-09-10 | prevalence | 7713.3 | 8719.14 | 9068.45 | 9052.06 | 9425.69 | 9796.21 | Surged Optimistic | Afghanistan | AFG | 2022-01-02 | v8 | TRUE
https://raw.githubusercontent.com/mrc-ide/global-lmic-reports/master/AFG/projections.csv | 2021-09-10 | cumulative_infections | 3399922.26 | 3482900.24 | 3552377.26 | 3556618.41 | 3611639.22 | 3757935.84 | Surged Optimistic | Afghanistan | AFG | 2022-01-02 | v8 | TRUE
https://raw.githubusercontent.com/mrc-ide/global-lmic-reports/master/AFG/projections.csv | 2021-09-10 | cumulative_deaths | 5792.33 | 5910.61 | 6016.6 | 6025.92 | 6119.05 | 6379.7 | Surged Optimistic | Afghanistan | AFG | 2022-01-02 | v8 | TRUE
https://raw.githubusercontent.com/mrc-ide/global-lmic-reports/master/AFG/projections.csv | 2021-09-10 | Rt | 1.05 | 1.07 | 1.08 | 1.08 | 1.09 | 1.11 | Surged Optimistic | Afghanistan | AFG | 2022-01-02 | v8 | TRUE
https://raw.githubusercontent.com/mrc-ide/global-lmic-reports/master/AFG/projections.csv | 2021-09-10 | Reff | 0.91 | 0.93 | 0.93 | 0.93 | 0.94 | 0.96 | Surged Optimistic | Afghanistan | AFG | 2022-01-02 | v8 | TRUE
https://raw.githubusercontent.com/mrc-ide/global-lmic-reports/master/AFG/projections.csv | 2021-09-10 | infections | 870.83 | 994.06 | 1054.96 | 1038.17 | 1083.63 | 1148.7 | Surged Pessimistic | Afghanistan | AFG | 2022-01-02 | v8 | TRUE
https://raw.githubusercontent.com/mrc-ide/global-lmic-reports/master/AFG/projections.csv | 2021-09-10 | deaths | 3.76 | 4 | 4.14 | 4.21 | 4.38 | 4.67 | Surged Pessimistic | Afghanistan | AFG | 2022-01-02 | v8 | TRUE
https://raw.githubusercontent.com/mrc-ide/global-lmic-reports/master/AFG/projections.csv | 2021-09-10 | hospital_demand | 138.51 | 148.57 | 154.7 | 155.39 | 160.68 | 171.63 | Surged Pessimistic | Afghanistan | AFG | 2022-01-02 | v8 | TRUE
https://raw.githubusercontent.com/mrc-ide/global-lmic-reports/master/AFG/projections.csv | 2021-09-10 | ICU_demand | 72.05 | 76.45 | 78.76 | 80.01 | 83.24 | 88.23 | Surged Pessimistic | Afghanistan | AFG | 2022-01-02 | v8 | TRUE
https://raw.githubusercontent.com/mrc-ide/global-lmic-reports/master/AFG/projections.csv | 2021-09-10 | hospital_incidence | 9.12 | 10.18 | 10.55 | 10.51 | 10.92 | 11.57 | Surged Pessimistic | Afghanistan | AFG | 2022-01-02 | v8 | TRUE
https://raw.githubusercontent.com/mrc-ide/global-lmic-reports/master/AFG/projections.csv | 2021-09-10 | ICU_incidence | 2.73 | 3.05 | 3.15 | 3.14 | 3.27 | 3.46 | Surged Pessimistic | Afghanistan | AFG | 2022-01-02 | v8 | TRUE
https://raw.githubusercontent.com/mrc-ide/global-lmic-reports/master/AFG/projections.csv | 2021-09-10 | prevalence | 7713.3 | 8719.14 | 9068.45 | 9052.06 | 9425.69 | 9796.21 | Surged Pessimistic | Afghanistan | AFG | 2022-01-02 | v8 | TRUE
https://raw.githubusercontent.com/mrc-ide/global-lmic-reports/master/AFG/projections.csv | 2021-09-10 | cumulative_infections | 3399922.26 | 3482900.24 | 3552377.26 | 3556618.41 | 3611639.22 | 3757935.84 | Surged Pessimistic | Afghanistan | AFG | 2022-01-02 | v8 | TRUE
https://raw.githubusercontent.com/mrc-ide/global-lmic-reports/master/AFG/projections.csv | 2021-09-10 | cumulative_deaths | 5792.33 | 5910.61 | 6016.6 | 6025.92 | 6119.05 | 6379.7 | Surged Pessimistic | Afghanistan | AFG | 2022-01-02 | v8 | TRUE
https://raw.githubusercontent.com/mrc-ide/global-lmic-reports/master/AFG/projections.csv | 2021-09-10 | Rt | 1.05 | 1.07 | 1.08 | 1.08 | 1.09 | 1.11 | Surged Pessimistic | Afghanistan | AFG | 2022-01-02 | v8 | TRUE
https://raw.githubusercontent.com/mrc-ide/global-lmic-reports/master/AFG/projections.csv | 2021-09-10 | Reff | 0.91 | 0.93 | 0.93 | 0.93 | 0.94 | 0.96 | Surged Pessimistic | Afghanistan | AFG | 2022-01-02 | v8 | TRUE
https://raw.githubusercontent.com/mrc-ide/global-lmic-reports/master/AFG/projections.csv | 2021-09-10 | infections | 870.83 | 994.06 | 1054.96 | 1038.17 | 1083.63 | 1148.7 | Surged Relax Interventions 50% | Afghanistan | AFG | 2022-01-02 | v8 | TRUE
https://raw.githubusercontent.com/mrc-ide/global-lmic-reports/master/AFG/projections.csv | 2021-09-10 | deaths | 3.76 | 4 | 4.14 | 4.21 | 4.38 | 4.67 | Surged Relax Interventions 50% | Afghanistan | AFG | 2022-01-02 | v8 | TRUE
https://raw.githubusercontent.com/mrc-ide/global-lmic-reports/master/AFG/projections.csv | 2021-09-10 | hospital_demand | 138.51 | 148.57 | 154.7 | 155.39 | 160.68 | 171.63 | Surged Relax Interventions 50% | Afghanistan | AFG | 2022-01-02 | v8 | TRUE
https://raw.githubusercontent.com/mrc-ide/global-lmic-reports/master/AFG/projections.csv | 2021-09-10 | ICU_demand | 72.05 | 76.45 | 78.76 | 80.01 | 83.24 | 88.23 | Surged Relax Interventions 50% | Afghanistan | AFG | 2022-01-02 | v8 | TRUE
https://raw.githubusercontent.com/mrc-ide/global-lmic-reports/master/AFG/projections.csv | 2021-09-10 | hospital_incidence | 9.12 | 10.18 | 10.55 | 10.51 | 10.92 | 11.57 | Surged Relax Interventions 50% | Afghanistan | AFG | 2022-01-02 | v8 | TRUE
https://raw.githubusercontent.com/mrc-ide/global-lmic-reports/master/AFG/projections.csv | 2021-09-10 | ICU_incidence | 2.73 | 3.05 | 3.15 | 3.14 | 3.27 | 3.46 | Surged Relax Interventions 50% | Afghanistan | AFG | 2022-01-02 | v8 | TRUE
https://raw.githubusercontent.com/mrc-ide/global-lmic-reports/master/AFG/projections.csv | 2021-09-10 | prevalence | 7713.3 | 8719.14 | 9068.45 | 9052.06 | 9425.69 | 9796.21 | Surged Relax Interventions 50% | Afghanistan | AFG | 2022-01-02 | v8 | TRUE
https://raw.githubusercontent.com/mrc-ide/global-lmic-reports/master/AFG/projections.csv | 2021-09-10 | cumulative_infections | 3399922.26 | 3482900.24 | 3552377.26 | 3556618.41 | 3611639.22 | 3757935.84 | Surged Relax Interventions 50% | Afghanistan | AFG | 2022-01-02 | v8 | TRUE
https://raw.githubusercontent.com/mrc-ide/global-lmic-reports/master/AFG/projections.csv | 2021-09-10 | cumulative_deaths | 5792.33 | 5910.61 | 6016.6 | 6025.92 | 6119.05 | 6379.7 | Surged Relax Interventions 50% | Afghanistan | AFG | 2022-01-02 | v8 | TRUE
https://raw.githubusercontent.com/mrc-ide/global-lmic-reports/master/AFG/projections.csv | 2021-09-10 | Rt | 1.05 | 1.07 | 1.08 | 1.08 | 1.09 | 1.11 | Surged Relax Interventions 50% | Afghanistan | AFG | 2022-01-02 | v8 | TRUE
https://raw.githubusercontent.com/mrc-ide/global-lmic-reports/master/AFG/projections.csv | 2021-09-10 | Reff | 0.91 | 0.93 | 0.93 | 0.93 | 0.94 | 0.96 | Surged Relax Interventions 50% | Afghanistan | AFG | 2022-01-02 | v8 | TRUE
https://raw.githubusercontent.com/mrc-ide/global-lmic-reports/master/AFG/projections.csv | 2021-09-11 | infections | 1158.42 | 1246.04 | 1305.75 | 1312.81 | 1390.84 | 1465.92 | Additional 50% Reduction | Afghanistan | AFG | 2022-01-02 | v8 | TRUE
https://raw.githubusercontent.com/mrc-ide/global-lmic-reports/master/AFG/projections.csv | 2021-09-11 | deaths | 3.46 | 3.67 | 3.87 | 3.91 | 4.14 | 4.5 | Additional 50% Reduction | Afghanistan | AFG | 2022-01-02 | v8 | TRUE
https://raw.githubusercontent.com/mrc-ide/global-lmic-reports/master/AFG/projections.csv | 2021-09-11 | hospital_demand | 127.98 | 138.07 | 142.87 | 144.91 | 153.06 | 165.84 | Additional 50% Reduction | Afghanistan | AFG | 2022-01-02 | v8 | TRUE
https://raw.githubusercontent.com/mrc-ide/global-lmic-reports/master/AFG/projections.csv | 2021-09-11 | ICU_demand | 64.77 | 68.78 | 72.05 | 72.89 | 76.84 | 83.14 | Additional 50% Reduction | Afghanistan | AFG | 2022-01-02 | v8 | TRUE
https://raw.githubusercontent.com/mrc-ide/global-lmic-reports/master/AFG/projections.csv | 2021-09-11 | hospital_incidence | 8.74 | 9.4 | 9.88 | 9.89 | 10.42 | 11.2 | Additional 50% Reduction | Afghanistan | AFG | 2022-01-02 | v8 | TRUE
https://raw.githubusercontent.com/mrc-ide/global-lmic-reports/master/AFG/projections.csv | 2021-09-11 | ICU_incidence | 2.61 | 2.81 | 2.95 | 2.95 | 3.12 | 3.35 | Additional 50% Reduction | Afghanistan | AFG | 2022-01-02 | v8 | TRUE
https://raw.githubusercontent.com/mrc-ide/global-lmic-reports/master/AFG/projections.csv | 2021-09-11 | prevalence | 7704.82 | 8318.66 | 8696.02 | 8790.05 | 9277.42 | 9845.35 | Additional 50% Reduction | Afghanistan | AFG | 2022-01-02 | v8 | TRUE
https://raw.githubusercontent.com/mrc-ide/global-lmic-reports/master/AFG/projections.csv | 2021-09-11 | cumulative_infections | 3352148.77 | 3484568.11 | 3578219.97 | 3577404.27 | 3662046.94 | 3884118.64 | Additional 50% Reduction | Afghanistan | AFG | 2022-01-02 | v8 | TRUE
https://raw.githubusercontent.com/mrc-ide/global-lmic-reports/master/AFG/projections.csv | 2021-09-11 | cumulative_deaths | 6800.56 | 7141.75 | 7358.41 | 7348.14 | 7561.22 | 8058.02 | Additional 50% Reduction | Afghanistan | AFG | 2022-01-02 | v8 | TRUE
https://raw.githubusercontent.com/mrc-ide/global-lmic-reports/master/AFG/projections.csv | 2021-09-11 | Rt | 1.03 | 1.05 | 1.06 | 1.06 | 1.07 | 1.09 | Additional 50% Reduction | Afghanistan | AFG | 2022-01-02 | v8 | TRUE
https://raw.githubusercontent.com/mrc-ide/global-lmic-reports/master/AFG/projections.csv | 2021-09-11 | Reff | 0.9 | 0.91 | 0.92 | 0.92 | 0.93 | 0.94 | Additional 50% Reduction | Afghanistan | AFG | 2022-01-02 | v8 | TRUE
https://raw.githubusercontent.com/mrc-ide/global-lmic-reports/master/AFG/projections.csv | 2021-09-11 | infections | 1158.42 | 1246.04 | 1305.75 | 1312.81 | 1390.84 | 1465.92 | Maintain Status Quo | Afghanistan | AFG | 2022-01-02 | v8 | TRUE
https://raw.githubusercontent.com/mrc-ide/global-lmic-reports/master/AFG/projections.csv | 2021-09-11 | deaths | 3.46 | 3.67 | 3.87 | 3.91 | 4.14 | 4.5 | Maintain Status Quo | Afghanistan | AFG | 2022-01-02 | v8 | TRUE
https://raw.githubusercontent.com/mrc-ide/global-lmic-reports/master/AFG/projections.csv | 2021-09-11 | hospital_demand | 127.98 | 138.07 | 142.87 | 144.91 | 153.06 | 165.84 | Maintain Status Quo | Afghanistan | AFG | 2022-01-02 | v8 | TRUE
https://raw.githubusercontent.com/mrc-ide/global-lmic-reports/master/AFG/projections.csv | 2021-09-11 | ICU_demand | 64.77 | 68.78 | 72.05 | 72.89 | 76.84 | 83.14 | Maintain Status Quo | Afghanistan | AFG | 2022-01-02 | v8 | TRUE
https://raw.githubusercontent.com/mrc-ide/global-lmic-reports/master/AFG/projections.csv | 2021-09-11 | hospital_incidence | 8.74 | 9.4 | 9.88 | 9.89 | 10.42 | 11.2 | Maintain Status Quo | Afghanistan | AFG | 2022-01-02 | v8 | TRUE
https://raw.githubusercontent.com/mrc-ide/global-lmic-reports/master/AFG/projections.csv | 2021-09-11 | ICU_incidence | 2.61 | 2.81 | 2.95 | 2.95 | 3.12 | 3.35 | Maintain Status Quo | Afghanistan | AFG | 2022-01-02 | v8 | TRUE
https://raw.githubusercontent.com/mrc-ide/global-lmic-reports/master/AFG/projections.csv | 2021-09-11 | prevalence | 7704.82 | 8318.66 | 8696.02 | 8790.05 | 9277.42 | 9845.35 | Maintain Status Quo | Afghanistan | AFG | 2022-01-02 | v8 | TRUE
https://raw.githubusercontent.com/mrc-ide/global-lmic-reports/master/AFG/projections.csv | 2021-09-11 | cumulative_infections | 3352148.77 | 3484568.11 | 3578219.97 | 3577404.27 | 3662046.94 | 3884118.64 | Maintain Status Quo | Afghanistan | AFG | 2022-01-02 | v8 | TRUE
https://raw.githubusercontent.com/mrc-ide/global-lmic-reports/master/AFG/projections.csv | 2021-09-11 | cumulative_deaths | 6800.56 | 7141.75 | 7358.41 | 7348.14 | 7561.22 | 8058.02 | Maintain Status Quo | Afghanistan | AFG | 2022-01-02 | v8 | TRUE
https://raw.githubusercontent.com/mrc-ide/global-lmic-reports/master/AFG/projections.csv | 2021-09-11 | Rt | 1.03 | 1.05 | 1.06 | 1.06 | 1.07 | 1.09 | Maintain Status Quo | Afghanistan | AFG | 2022-01-02 | v8 | TRUE
https://raw.githubusercontent.com/mrc-ide/global-lmic-reports/master/AFG/projections.csv | 2021-09-11 | Reff | 0.9 | 0.91 | 0.92 | 0.92 | 0.93 | 0.94 | Maintain Status Quo | Afghanistan | AFG | 2022-01-02 | v8 | TRUE
https://raw.githubusercontent.com/mrc-ide/global-lmic-reports/master/AFG/projections.csv | 2021-09-11 | infections | 1158.42 | 1246.04 | 1305.75 | 1312.81 | 1390.84 | 1465.92 | Optimistic | Afghanistan | AFG | 2022-01-02 | v8 | TRUE
https://raw.githubusercontent.com/mrc-ide/global-lmic-reports/master/AFG/projections.csv | 2021-09-11 | deaths | 3.46 | 3.67 | 3.87 | 3.91 | 4.14 | 4.5 | Optimistic | Afghanistan | AFG | 2022-01-02 | v8 | TRUE
https://raw.githubusercontent.com/mrc-ide/global-lmic-reports/master/AFG/projections.csv | 2021-09-11 | hospital_demand | 127.98 | 138.07 | 142.87 | 144.91 | 153.06 | 165.84 | Optimistic | Afghanistan | AFG | 2022-01-02 | v8 | TRUE
https://raw.githubusercontent.com/mrc-ide/global-lmic-reports/master/AFG/projections.csv | 2021-09-11 | ICU_demand | 64.77 | 68.78 | 72.05 | 72.89 | 76.84 | 83.14 | Optimistic | Afghanistan | AFG | 2022-01-02 | v8 | TRUE
https://raw.githubusercontent.com/mrc-ide/global-lmic-reports/master/AFG/projections.csv | 2021-09-11 | hospital_incidence | 8.74 | 9.4 | 9.88 | 9.89 | 10.42 | 11.2 | Optimistic | Afghanistan | AFG | 2022-01-02 | v8 | TRUE
https://raw.githubusercontent.com/mrc-ide/global-lmic-reports/master/AFG/projections.csv | 2021-09-11 | ICU_incidence | 2.61 | 2.81 | 2.95 | 2.95 | 3.12 | 3.35 | Optimistic | Afghanistan | AFG | 2022-01-02 | v8 | TRUE
https://raw.githubusercontent.com/mrc-ide/global-lmic-reports/master/AFG/projections.csv | 2021-09-11 | prevalence | 7704.82 | 8318.66 | 8696.02 | 8790.05 | 9277.42 | 9845.35 | Optimistic | Afghanistan | AFG | 2022-01-02 | v8 | TRUE
https://raw.githubusercontent.com/mrc-ide/global-lmic-reports/master/AFG/projections.csv | 2021-09-11 | cumulative_infections | 3352148.77 | 3484568.11 | 3578219.97 | 3577404.27 | 3662046.94 | 3884118.64 | Optimistic | Afghanistan | AFG | 2022-01-02 | v8 | TRUE
https://raw.githubusercontent.com/mrc-ide/global-lmic-reports/master/AFG/projections.csv | 2021-09-11 | cumulative_deaths | 6800.56 | 7141.75 | 7358.41 | 7348.14 | 7561.22 | 8058.02 | Optimistic | Afghanistan | AFG | 2022-01-02 | v8 | TRUE
https://raw.githubusercontent.com/mrc-ide/global-lmic-reports/master/AFG/projections.csv | 2021-09-11 | Rt | 1.03 | 1.05 | 1.06 | 1.06 | 1.07 | 1.09 | Optimistic | Afghanistan | AFG | 2022-01-02 | v8 | TRUE
https://raw.githubusercontent.com/mrc-ide/global-lmic-reports/master/AFG/projections.csv | 2021-09-11 | Reff | 0.9 | 0.91 | 0.92 | 0.92 | 0.93 | 0.94 | Optimistic | Afghanistan | AFG | 2022-01-02 | v8 | TRUE
https://raw.githubusercontent.com/mrc-ide/global-lmic-reports/master/AFG/projections.csv | 2021-09-11 | infections | 1158.42 | 1246.04 | 1305.75 | 1312.81 | 1390.84 | 1465.92 | Pessimistic | Afghanistan | AFG | 2022-01-02 | v8 | TRUE
https://raw.githubusercontent.com/mrc-ide/global-lmic-reports/master/AFG/projections.csv | 2021-09-11 | deaths | 3.46 | 3.67 | 3.87 | 3.91 | 4.14 | 4.5 | Pessimistic | Afghanistan | AFG | 2022-01-02 | v8 | TRUE
https://raw.githubusercontent.com/mrc-ide/global-lmic-reports/master/AFG/projections.csv | 2021-09-11 | hospital_demand | 127.98 | 138.07 | 142.87 | 144.91 | 153.06 | 165.84 | Pessimistic | Afghanistan | AFG | 2022-01-02 | v8 | TRUE
https://raw.githubusercontent.com/mrc-ide/global-lmic-reports/master/AFG/projections.csv | 2021-09-11 | ICU_demand | 64.77 | 68.78 | 72.05 | 72.89 | 76.84 | 83.14 | Pessimistic | Afghanistan | AFG | 2022-01-02 | v8 | TRUE
https://raw.githubusercontent.com/mrc-ide/global-lmic-reports/master/AFG/projections.csv | 2021-09-11 | hospital_incidence | 8.74 | 9.4 | 9.88 | 9.89 | 10.42 | 11.2 | Pessimistic | Afghanistan | AFG | 2022-01-02 | v8 | TRUE
https://raw.githubusercontent.com/mrc-ide/global-lmic-reports/master/AFG/projections.csv | 2021-09-11 | ICU_incidence | 2.61 | 2.81 | 2.95 | 2.95 | 3.12 | 3.35 | Pessimistic | Afghanistan | AFG | 2022-01-02 | v8 | TRUE
https://raw.githubusercontent.com/mrc-ide/global-lmic-reports/master/AFG/projections.csv | 2021-09-11 | prevalence | 7704.82 | 8318.66 | 8696.02 | 8790.05 | 9277.42 | 9845.35 | Pessimistic | Afghanistan | AFG | 2022-01-02 | v8 | TRUE
https://raw.githubusercontent.com/mrc-ide/global-lmic-reports/master/AFG/projections.csv | 2021-09-11 | cumulative_infections | 3352148.77 | 3484568.11 | 3578219.97 | 3577404.27 | 3662046.94 | 3884118.64 | Pessimistic | Afghanistan | AFG | 2022-01-02 | v8 | TRUE
https://raw.githubusercontent.com/mrc-ide/global-lmic-reports/master/AFG/projections.csv | 2021-09-11 | cumulative_deaths | 6800.56 | 7141.75 | 7358.41 | 7348.14 | 7561.22 | 8058.02 | Pessimistic | Afghanistan | AFG | 2022-01-02 | v8 | TRUE
https://raw.githubusercontent.com/mrc-ide/global-lmic-reports/master/AFG/projections.csv | 2021-09-11 | Rt | 1.03 | 1.05 | 1.06 | 1.06 | 1.07 | 1.09 | Pessimistic | Afghanistan | AFG | 2022-01-02 | v8 | TRUE
https://raw.githubusercontent.com/mrc-ide/global-lmic-reports/master/AFG/projections.csv | 2021-09-11 | Reff | 0.9 | 0.91 | 0.92 | 0.92 | 0.93 | 0.94 | Pessimistic | Afghanistan | AFG | 2022-01-02 | v8 | TRUE
https://raw.githubusercontent.com/mrc-ide/global-lmic-reports/master/AFG/projections.csv | 2021-09-11 | infections | 1158.42 | 1246.04 | 1305.75 | 1312.81 | 1390.84 | 1465.92 | Relax Interventions 50% | Afghanistan | AFG | 2022-01-02 | v8 | TRUE
https://raw.githubusercontent.com/mrc-ide/global-lmic-reports/master/AFG/projections.csv | 2021-09-11 | deaths | 3.46 | 3.67 | 3.87 | 3.91 | 4.14 | 4.5 | Relax Interventions 50% | Afghanistan | AFG | 2022-01-02 | v8 | TRUE
https://raw.githubusercontent.com/mrc-ide/global-lmic-reports/master/AFG/projections.csv | 2021-09-11 | hospital_demand | 127.98 | 138.07 | 142.87 | 144.91 | 153.06 | 165.84 | Relax Interventions 50% | Afghanistan | AFG | 2022-01-02 | v8 | TRUE
https://raw.githubusercontent.com/mrc-ide/global-lmic-reports/master/AFG/projections.csv | 2021-09-11 | ICU_demand | 64.77 | 68.78 | 72.05 | 72.89 | 76.84 | 83.14 | Relax Interventions 50% | Afghanistan | AFG | 2022-01-02 | v8 | TRUE
https://raw.githubusercontent.com/mrc-ide/global-lmic-reports/master/AFG/projections.csv | 2021-09-11 | hospital_incidence | 8.74 | 9.4 | 9.88 | 9.89 | 10.42 | 11.2 | Relax Interventions 50% | Afghanistan | AFG | 2022-01-02 | v8 | TRUE
https://raw.githubusercontent.com/mrc-ide/global-lmic-reports/master/AFG/projections.csv | 2021-09-11 | ICU_incidence | 2.61 | 2.81 | 2.95 | 2.95 | 3.12 | 3.35 | Relax Interventions 50% | Afghanistan | AFG | 2022-01-02 | v8 | TRUE
https://raw.githubusercontent.com/mrc-ide/global-lmic-reports/master/AFG/projections.csv | 2021-09-11 | prevalence | 7704.82 | 8318.66 | 8696.02 | 8790.05 | 9277.42 | 9845.35 | Relax Interventions 50% | Afghanistan | AFG | 2022-01-02 | v8 | TRUE
https://raw.githubusercontent.com/mrc-ide/global-lmic-reports/master/AFG/projections.csv | 2021-09-11 | cumulative_infections | 3352148.77 | 3484568.11 | 3578219.97 | 3577404.27 | 3662046.94 | 3884118.64 | Relax Interventions 50% | Afghanistan | AFG | 2022-01-02 | v8 | TRUE
https://raw.githubusercontent.com/mrc-ide/global-lmic-reports/master/AFG/projections.csv | 2021-09-11 | cumulative_deaths | 6800.56 | 7141.75 | 7358.41 | 7348.14 | 7561.22 | 8058.02 | Relax Interventions 50% | Afghanistan | AFG | 2022-01-02 | v8 | TRUE
https://raw.githubusercontent.com/mrc-ide/global-lmic-reports/master/AFG/projections.csv | 2021-09-11 | Rt | 1.03 | 1.05 | 1.06 | 1.06 | 1.07 | 1.09 | Relax Interventions 50% | Afghanistan | AFG | 2022-01-02 | v8 | TRUE
https://raw.githubusercontent.com/mrc-ide/global-lmic-reports/master/AFG/projections.csv | 2021-09-11 | Reff | 0.9 | 0.91 | 0.92 | 0.92 | 0.93 | 0.94 | Relax Interventions 50% | Afghanistan | AFG | 2022-01-02 | v8 | TRUE
https://raw.githubusercontent.com/mrc-ide/global-lmic-reports/master/AFG/projections.csv | 2021-09-11 | infections | 1140.44 | 1291.56 | 1335.16 | 1332.25 | 1395.39 | 1467.65 | Surged Additional 50% Reduction | Afghanistan | AFG | 2022-01-02 | v8 | TRUE
https://raw.githubusercontent.com/mrc-ide/global-lmic-reports/master/AFG/projections.csv | 2021-09-11 | deaths | 3.57 | 3.8 | 3.93 | 3.99 | 4.15 | 4.41 | Surged Additional 50% Reduction | Afghanistan | AFG | 2022-01-02 | v8 | TRUE
https://raw.githubusercontent.com/mrc-ide/global-lmic-reports/master/AFG/projections.csv | 2021-09-11 | hospital_demand | 131.61 | 141.44 | 147.4 | 147.63 | 152.63 | 163.57 | Surged Additional 50% Reduction | Afghanistan | AFG | 2022-01-02 | v8 | TRUE
https://raw.githubusercontent.com/mrc-ide/global-lmic-reports/master/AFG/projections.csv | 2021-09-11 | ICU_demand | 68.29 | 72.68 | 74.79 | 75.96 | 78.93 | 83.6 | Surged Additional 50% Reduction | Afghanistan | AFG | 2022-01-02 | v8 | TRUE
https://raw.githubusercontent.com/mrc-ide/global-lmic-reports/master/AFG/projections.csv | 2021-09-11 | hospital_incidence | 8.66 | 9.71 | 10.06 | 10.04 | 10.42 | 11.01 | Surged Additional 50% Reduction | Afghanistan | AFG | 2022-01-02 | v8 | TRUE
https://raw.githubusercontent.com/mrc-ide/global-lmic-reports/master/AFG/projections.csv | 2021-09-11 | ICU_incidence | 2.59 | 2.9 | 3.01 | 3 | 3.11 | 3.29 | Surged Additional 50% Reduction | Afghanistan | AFG | 2022-01-02 | v8 | TRUE
https://raw.githubusercontent.com/mrc-ide/global-lmic-reports/master/AFG/projections.csv | 2021-09-11 | prevalence | 7619.78 | 8639.74 | 8975.59 | 8942.46 | 9308.91 | 9698.52 | Surged Additional 50% Reduction | Afghanistan | AFG | 2022-01-02 | v8 | TRUE
https://raw.githubusercontent.com/mrc-ide/global-lmic-reports/master/AFG/projections.csv | 2021-09-11 | cumulative_infections | 3401222.2 | 3484148.34 | 3553649.72 | 3557950.66 | 3612991.79 | 3759207.39 | Surged Additional 50% Reduction | Afghanistan | AFG | 2022-01-02 | v8 | TRUE
https://raw.githubusercontent.com/mrc-ide/global-lmic-reports/master/AFG/projections.csv | 2021-09-11 | cumulative_deaths | 5796.08 | 5914.75 | 6020.7 | 6029.91 | 6123.32 | 6383.47 | Surged Additional 50% Reduction | Afghanistan | AFG | 2022-01-02 | v8 | TRUE
https://raw.githubusercontent.com/mrc-ide/global-lmic-reports/master/AFG/projections.csv | 2021-09-11 | Rt | 1.04 | 1.05 | 1.06 | 1.06 | 1.07 | 1.08 | Surged Additional 50% Reduction | Afghanistan | AFG | 2022-01-02 | v8 | TRUE
https://raw.githubusercontent.com/mrc-ide/global-lmic-reports/master/AFG/projections.csv | 2021-09-11 | Reff | 0.9 | 0.91 | 0.92 | 0.92 | 0.93 | 0.94 | Surged Additional 50% Reduction | Afghanistan | AFG | 2022-01-02 | v8 | TRUE
https://raw.githubusercontent.com/mrc-ide/global-lmic-reports/master/AFG/projections.csv | 2021-09-11 | infections | 1140.44 | 1291.56 | 1335.16 | 1332.25 | 1395.39 | 1467.65 | Surged Maintain Status Quo | Afghanistan | AFG | 2022-01-02 | v8 | TRUE
https://raw.githubusercontent.com/mrc-ide/global-lmic-reports/master/AFG/projections.csv | 2021-09-11 | deaths | 3.57 | 3.8 | 3.93 | 3.99 | 4.15 | 4.41 | Surged Maintain Status Quo | Afghanistan | AFG | 2022-01-02 | v8 | TRUE
https://raw.githubusercontent.com/mrc-ide/global-lmic-reports/master/AFG/projections.csv | 2021-09-11 | hospital_demand | 131.61 | 141.44 | 147.4 | 147.63 | 152.63 | 163.57 | Surged Maintain Status Quo | Afghanistan | AFG | 2022-01-02 | v8 | TRUE
https://raw.githubusercontent.com/mrc-ide/global-lmic-reports/master/AFG/projections.csv | 2021-09-11 | ICU_demand | 68.29 | 72.68 | 74.79 | 75.96 | 78.93 | 83.6 | Surged Maintain Status Quo | Afghanistan | AFG | 2022-01-02 | v8 | TRUE
https://raw.githubusercontent.com/mrc-ide/global-lmic-reports/master/AFG/projections.csv | 2021-09-11 | hospital_incidence | 8.66 | 9.71 | 10.06 | 10.04 | 10.42 | 11.01 | Surged Maintain Status Quo | Afghanistan | AFG | 2022-01-02 | v8 | TRUE
https://raw.githubusercontent.com/mrc-ide/global-lmic-reports/master/AFG/projections.csv | 2021-09-11 | ICU_incidence | 2.59 | 2.9 | 3.01 | 3 | 3.11 | 3.29 | Surged Maintain Status Quo | Afghanistan | AFG | 2022-01-02 | v8 | TRUE
https://raw.githubusercontent.com/mrc-ide/global-lmic-reports/master/AFG/projections.csv | 2021-09-11 | prevalence | 7619.78 | 8639.74 | 8975.59 | 8942.46 | 9308.91 | 9698.52 | Surged Maintain Status Quo | Afghanistan | AFG | 2022-01-02 | v8 | TRUE
https://raw.githubusercontent.com/mrc-ide/global-lmic-reports/master/AFG/projections.csv | 2021-09-11 | cumulative_infections | 3401222.2 | 3484148.34 | 3553649.72 | 3557950.66 | 3612991.79 | 3759207.39 | Surged Maintain Status Quo | Afghanistan | AFG | 2022-01-02 | v8 | TRUE
https://raw.githubusercontent.com/mrc-ide/global-lmic-reports/master/AFG/projections.csv | 2021-09-11 | cumulative_deaths | 5796.08 | 5914.75 | 6020.7 | 6029.91 | 6123.32 | 6383.47 | Surged Maintain Status Quo | Afghanistan | AFG | 2022-01-02 | v8 | TRUE
https://raw.githubusercontent.com/mrc-ide/global-lmic-reports/master/AFG/projections.csv | 2021-09-11 | Rt | 1.04 | 1.05 | 1.06 | 1.06 | 1.07 | 1.08 | Surged Maintain Status Quo | Afghanistan | AFG | 2022-01-02 | v8 | TRUE
https://raw.githubusercontent.com/mrc-ide/global-lmic-reports/master/AFG/projections.csv | 2021-09-11 | Reff | 0.9 | 0.91 | 0.92 | 0.92 | 0.93 | 0.94 | Surged Maintain Status Quo | Afghanistan | AFG | 2022-01-02 | v8 | TRUE
https://raw.githubusercontent.com/mrc-ide/global-lmic-reports/master/AFG/projections.csv | 2021-09-11 | infections | 1140.44 | 1291.56 | 1335.16 | 1332.25 | 1395.39 | 1467.65 | Surged Optimistic | Afghanistan | AFG | 2022-01-02 | v8 | TRUE
https://raw.githubusercontent.com/mrc-ide/global-lmic-reports/master/AFG/projections.csv | 2021-09-11 | deaths | 3.57 | 3.8 | 3.93 | 3.99 | 4.15 | 4.41 | Surged Optimistic | Afghanistan | AFG | 2022-01-02 | v8 | TRUE
https://raw.githubusercontent.com/mrc-ide/global-lmic-reports/master/AFG/projections.csv | 2021-09-11 | hospital_demand | 131.61 | 141.44 | 147.4 | 147.63 | 152.63 | 163.57 | Surged Optimistic | Afghanistan | AFG | 2022-01-02 | v8 | TRUE
https://raw.githubusercontent.com/mrc-ide/global-lmic-reports/master/AFG/projections.csv | 2021-09-11 | ICU_demand | 68.29 | 72.68 | 74.79 | 75.96 | 78.93 | 83.6 | Surged Optimistic | Afghanistan | AFG | 2022-01-02 | v8 | TRUE
https://raw.githubusercontent.com/mrc-ide/global-lmic-reports/master/AFG/projections.csv | 2021-09-11 | hospital_incidence | 8.66 | 9.71 | 10.06 | 10.04 | 10.42 | 11.01 | Surged Optimistic | Afghanistan | AFG | 2022-01-02 | v8 | TRUE
https://raw.githubusercontent.com/mrc-ide/global-lmic-reports/master/AFG/projections.csv | 2021-09-11 | ICU_incidence | 2.59 | 2.9 | 3.01 | 3 | 3.11 | 3.29 | Surged Optimistic | Afghanistan | AFG | 2022-01-02 | v8 | TRUE
https://raw.githubusercontent.com/mrc-ide/global-lmic-reports/master/AFG/projections.csv | 2021-09-11 | prevalence | 7619.78 | 8639.74 | 8975.59 | 8942.46 | 9308.91 | 9698.52 | Surged Optimistic | Afghanistan | AFG | 2022-01-02 | v8 | TRUE
https://raw.githubusercontent.com/mrc-ide/global-lmic-reports/master/AFG/projections.csv | 2021-09-11 | cumulative_infections | 3401222.2 | 3484148.34 | 3553649.72 | 3557950.66 | 3612991.79 | 3759207.39 | Surged Optimistic | Afghanistan | AFG | 2022-01-02 | v8 | TRUE
https://raw.githubusercontent.com/mrc-ide/global-lmic-reports/master/AFG/projections.csv | 2021-09-11 | cumulative_deaths | 5796.08 | 5914.75 | 6020.7 | 6029.91 | 6123.32 | 6383.47 | Surged Optimistic | Afghanistan | AFG | 2022-01-02 | v8 | TRUE
https://raw.githubusercontent.com/mrc-ide/global-lmic-reports/master/AFG/projections.csv | 2021-09-11 | Rt | 1.04 | 1.05 | 1.06 | 1.06 | 1.07 | 1.08 | Surged Optimistic | Afghanistan | AFG | 2022-01-02 | v8 | TRUE
https://raw.githubusercontent.com/mrc-ide/global-lmic-reports/master/AFG/projections.csv | 2021-09-11 | Reff | 0.9 | 0.91 | 0.92 | 0.92 | 0.93 | 0.94 | Surged Optimistic | Afghanistan | AFG | 2022-01-02 | v8 | TRUE
https://raw.githubusercontent.com/mrc-ide/global-lmic-reports/master/AFG/projections.csv | 2021-09-11 | infections | 1140.44 | 1291.56 | 1335.16 | 1332.25 | 1395.39 | 1467.65 | Surged Pessimistic | Afghanistan | AFG | 2022-01-02 | v8 | TRUE
https://raw.githubusercontent.com/mrc-ide/global-lmic-reports/master/AFG/projections.csv | 2021-09-11 | deaths | 3.57 | 3.8 | 3.93 | 3.99 | 4.15 | 4.41 | Surged Pessimistic | Afghanistan | AFG | 2022-01-02 | v8 | TRUE
https://raw.githubusercontent.com/mrc-ide/global-lmic-reports/master/AFG/projections.csv | 2021-09-11 | hospital_demand | 131.61 | 141.44 | 147.4 | 147.63 | 152.63 | 163.57 | Surged Pessimistic | Afghanistan | AFG | 2022-01-02 | v8 | TRUE
https://raw.githubusercontent.com/mrc-ide/global-lmic-reports/master/AFG/projections.csv | 2021-09-11 | ICU_demand | 68.29 | 72.68 | 74.79 | 75.96 | 78.93 | 83.6 | Surged Pessimistic | Afghanistan | AFG | 2022-01-02 | v8 | TRUE
https://raw.githubusercontent.com/mrc-ide/global-lmic-reports/master/AFG/projections.csv | 2021-09-11 | hospital_incidence | 8.66 | 9.71 | 10.06 | 10.04 | 10.42 | 11.01 | Surged Pessimistic | Afghanistan | AFG | 2022-01-02 | v8 | TRUE
https://raw.githubusercontent.com/mrc-ide/global-lmic-reports/master/AFG/projections.csv | 2021-09-11 | ICU_incidence | 2.59 | 2.9 | 3.01 | 3 | 3.11 | 3.29 | Surged Pessimistic | Afghanistan | AFG | 2022-01-02 | v8 | TRUE
https://raw.githubusercontent.com/mrc-ide/global-lmic-reports/master/AFG/projections.csv | 2021-09-11 | prevalence | 7619.78 | 8639.74 | 8975.59 | 8942.46 | 9308.91 | 9698.52 | Surged Pessimistic | Afghanistan | AFG | 2022-01-02 | v8 | TRUE
https://raw.githubusercontent.com/mrc-ide/global-lmic-reports/master/AFG/projections.csv | 2021-09-11 | cumulative_infections | 3401222.2 | 3484148.34 | 3553649.72 | 3557950.66 | 3612991.79 | 3759207.39 | Surged Pessimistic | Afghanistan | AFG | 2022-01-02 | v8 | TRUE
https://raw.githubusercontent.com/mrc-ide/global-lmic-reports/master/AFG/projections.csv | 2021-09-11 | cumulative_deaths | 5796.08 | 5914.75 | 6020.7 | 6029.91 | 6123.32 | 6383.47 | Surged Pessimistic | Afghanistan | AFG | 2022-01-02 | v8 | TRUE
https://raw.githubusercontent.com/mrc-ide/global-lmic-reports/master/AFG/projections.csv | 2021-09-11 | Rt | 1.04 | 1.05 | 1.06 | 1.06 | 1.07 | 1.08 | Surged Pessimistic | Afghanistan | AFG | 2022-01-02 | v8 | TRUE
https://raw.githubusercontent.com/mrc-ide/global-lmic-reports/master/AFG/projections.csv | 2021-09-11 | Reff | 0.9 | 0.91 | 0.92 | 0.92 | 0.93 | 0.94 | Surged Pessimistic | Afghanistan | AFG | 2022-01-02 | v8 | TRUE
https://raw.githubusercontent.com/mrc-ide/global-lmic-reports/master/AFG/projections.csv | 2021-09-11 | infections | 1140.44 | 1291.56 | 1335.16 | 1332.25 | 1395.39 | 1467.65 | Surged Relax Interventions 50% | Afghanistan | AFG | 2022-01-02 | v8 | TRUE
https://raw.githubusercontent.com/mrc-ide/global-lmic-reports/master/AFG/projections.csv | 2021-09-11 | deaths | 3.57 | 3.8 | 3.93 | 3.99 | 4.15 | 4.41 | Surged Relax Interventions 50% | Afghanistan | AFG | 2022-01-02 | v8 | TRUE
https://raw.githubusercontent.com/mrc-ide/global-lmic-reports/master/AFG/projections.csv | 2021-09-11 | hospital_demand | 131.61 | 141.44 | 147.4 | 147.63 | 152.63 | 163.57 | Surged Relax Interventions 50% | Afghanistan | AFG | 2022-01-02 | v8 | TRUE
https://raw.githubusercontent.com/mrc-ide/global-lmic-reports/master/AFG/projections.csv | 2021-09-11 | ICU_demand | 68.29 | 72.68 | 74.79 | 75.96 | 78.93 | 83.6 | Surged Relax Interventions 50% | Afghanistan | AFG | 2022-01-02 | v8 | TRUE
https://raw.githubusercontent.com/mrc-ide/global-lmic-reports/master/AFG/projections.csv | 2021-09-11 | hospital_incidence | 8.66 | 9.71 | 10.06 | 10.04 | 10.42 | 11.01 | Surged Relax Interventions 50% | Afghanistan | AFG | 2022-01-02 | v8 | TRUE
https://raw.githubusercontent.com/mrc-ide/global-lmic-reports/master/AFG/projections.csv | 2021-09-11 | ICU_incidence | 2.59 | 2.9 | 3.01 | 3 | 3.11 | 3.29 | Surged Relax Interventions 50% | Afghanistan | AFG | 2022-01-02 | v8 | TRUE
https://raw.githubusercontent.com/mrc-ide/global-lmic-reports/master/AFG/projections.csv | 2021-09-11 | prevalence | 7619.78 | 8639.74 | 8975.59 | 8942.46 | 9308.91 | 9698.52 | Surged Relax Interventions 50% | Afghanistan | AFG | 2022-01-02 | v8 | TRUE
https://raw.githubusercontent.com/mrc-ide/global-lmic-reports/master/AFG/projections.csv | 2021-09-11 | cumulative_infections | 3401222.2 | 3484148.34 | 3553649.72 | 3557950.66 | 3612991.79 | 3759207.39 | Surged Relax Interventions 50% | Afghanistan | AFG | 2022-01-02 | v8 | TRUE
https://raw.githubusercontent.com/mrc-ide/global-lmic-reports/master/AFG/projections.csv | 2021-09-11 | cumulative_deaths | 5796.08 | 5914.75 | 6020.7 | 6029.91 | 6123.32 | 6383.47 | Surged Relax Interventions 50% | Afghanistan | AFG | 2022-01-02 | v8 | TRUE
https://raw.githubusercontent.com/mrc-ide/global-lmic-reports/master/AFG/projections.csv | 2021-09-11 | Rt | 1.04 | 1.05 | 1.06 | 1.06 | 1.07 | 1.08 | Surged Relax Interventions 50% | Afghanistan | AFG | 2022-01-02 | v8 | TRUE
https://raw.githubusercontent.com/mrc-ide/global-lmic-reports/master/AFG/projections.csv | 2021-09-11 | Reff | 0.9 | 0.91 | 0.92 | 0.92 | 0.93 | 0.94 | Surged Relax Interventions 50% | Afghanistan | AFG | 2022-01-02 | v8 | TRUE
https://raw.githubusercontent.com/mrc-ide/global-lmic-reports/master/AFG/projections.csv | 2021-09-12 | infections | 1097.71 | 1177.97 | 1234.35 | 1240.95 | 1318.2 | 1376.85 | Additional 50% Reduction | Afghanistan | AFG | 2022-01-02 | v8 | TRUE
https://raw.githubusercontent.com/mrc-ide/global-lmic-reports/master/AFG/projections.csv | 2021-09-12 | deaths | 3.28 | 3.5 | 3.67 | 3.71 | 3.92 | 4.25 | Additional 50% Reduction | Afghanistan | AFG | 2022-01-02 | v8 | TRUE
https://raw.githubusercontent.com/mrc-ide/global-lmic-reports/master/AFG/projections.csv | 2021-09-12 | hospital_demand | 121.66 | 130.69 | 135.78 | 137.77 | 145.5 | 157.85 | Additional 50% Reduction | Afghanistan | AFG | 2022-01-02 | v8 | TRUE
https://raw.githubusercontent.com/mrc-ide/global-lmic-reports/master/AFG/projections.csv | 2021-09-12 | ICU_demand | 61.59 | 65.63 | 68.51 | 69.35 | 73.07 | 78.82 | Additional 50% Reduction | Afghanistan | AFG | 2022-01-02 | v8 | TRUE
https://raw.githubusercontent.com/mrc-ide/global-lmic-reports/master/AFG/projections.csv | 2021-09-12 | hospital_incidence | 8.32 | 9 | 9.48 | 9.45 | 9.97 | 10.68 | Additional 50% Reduction | Afghanistan | AFG | 2022-01-02 | v8 | TRUE
https://raw.githubusercontent.com/mrc-ide/global-lmic-reports/master/AFG/projections.csv | 2021-09-12 | ICU_incidence | 2.48 | 2.69 | 2.83 | 2.82 | 2.98 | 3.19 | Additional 50% Reduction | Afghanistan | AFG | 2022-01-02 | v8 | TRUE
https://raw.githubusercontent.com/mrc-ide/global-lmic-reports/master/AFG/projections.csv | 2021-09-12 | prevalence | 7607.18 | 8228.41 | 8571.62 | 8669.91 | 9135.07 | 9691.5 | Additional 50% Reduction | Afghanistan | AFG | 2022-01-02 | v8 | TRUE
https://raw.githubusercontent.com/mrc-ide/global-lmic-reports/master/AFG/projections.csv | 2021-09-12 | cumulative_infections | 3353393.69 | 3485852.58 | 3579509.53 | 3578645.22 | 3663346.56 | 3885454.46 | Additional 50% Reduction | Afghanistan | AFG | 2022-01-02 | v8 | TRUE
https://raw.githubusercontent.com/mrc-ide/global-lmic-reports/master/AFG/projections.csv | 2021-09-12 | cumulative_deaths | 6804.71 | 7145.13 | 7361.88 | 7351.85 | 7564.82 | 8061.97 | Additional 50% Reduction | Afghanistan | AFG | 2022-01-02 | v8 | TRUE
https://raw.githubusercontent.com/mrc-ide/global-lmic-reports/master/AFG/projections.csv | 2021-09-12 | Rt | 1.06 | 1.09 | 1.11 | 1.1 | 1.12 | 1.14 | Additional 50% Reduction | Afghanistan | AFG | 2022-01-02 | v8 | TRUE
https://raw.githubusercontent.com/mrc-ide/global-lmic-reports/master/AFG/projections.csv | 2021-09-12 | Reff | 0.92 | 0.94 | 0.96 | 0.96 | 0.97 | 0.99 | Additional 50% Reduction | Afghanistan | AFG | 2022-01-02 | v8 | TRUE
https://raw.githubusercontent.com/mrc-ide/global-lmic-reports/master/AFG/projections.csv | 2021-09-12 | infections | 1097.71 | 1177.97 | 1234.35 | 1240.95 | 1318.2 | 1376.85 | Maintain Status Quo | Afghanistan | AFG | 2022-01-02 | v8 | TRUE
https://raw.githubusercontent.com/mrc-ide/global-lmic-reports/master/AFG/projections.csv | 2021-09-12 | deaths | 3.28 | 3.5 | 3.67 | 3.71 | 3.92 | 4.25 | Maintain Status Quo | Afghanistan | AFG | 2022-01-02 | v8 | TRUE
https://raw.githubusercontent.com/mrc-ide/global-lmic-reports/master/AFG/projections.csv | 2021-09-12 | hospital_demand | 121.66 | 130.69 | 135.78 | 137.77 | 145.5 | 157.85 | Maintain Status Quo | Afghanistan | AFG | 2022-01-02 | v8 | TRUE
https://raw.githubusercontent.com/mrc-ide/global-lmic-reports/master/AFG/projections.csv | 2021-09-12 | ICU_demand | 61.59 | 65.63 | 68.51 | 69.35 | 73.07 | 78.82 | Maintain Status Quo | Afghanistan | AFG | 2022-01-02 | v8 | TRUE
https://raw.githubusercontent.com/mrc-ide/global-lmic-reports/master/AFG/projections.csv | 2021-09-12 | hospital_incidence | 8.32 | 9 | 9.48 | 9.45 | 9.97 | 10.68 | Maintain Status Quo | Afghanistan | AFG | 2022-01-02 | v8 | TRUE
https://raw.githubusercontent.com/mrc-ide/global-lmic-reports/master/AFG/projections.csv | 2021-09-12 | ICU_incidence | 2.48 | 2.69 | 2.83 | 2.82 | 2.98 | 3.19 | Maintain Status Quo | Afghanistan | AFG | 2022-01-02 | v8 | TRUE
https://raw.githubusercontent.com/mrc-ide/global-lmic-reports/master/AFG/projections.csv | 2021-09-12 | prevalence | 7607.18 | 8228.41 | 8571.62 | 8669.91 | 9135.07 | 9691.5 | Maintain Status Quo | Afghanistan | AFG | 2022-01-02 | v8 | TRUE
https://raw.githubusercontent.com/mrc-ide/global-lmic-reports/master/AFG/projections.csv | 2021-09-12 | cumulative_infections | 3353393.69 | 3485852.58 | 3579509.53 | 3578645.22 | 3663346.56 | 3885454.46 | Maintain Status Quo | Afghanistan | AFG | 2022-01-02 | v8 | TRUE
https://raw.githubusercontent.com/mrc-ide/global-lmic-reports/master/AFG/projections.csv | 2021-09-12 | cumulative_deaths | 6804.71 | 7145.13 | 7361.88 | 7351.85 | 7564.82 | 8061.97 | Maintain Status Quo | Afghanistan | AFG | 2022-01-02 | v8 | TRUE
https://raw.githubusercontent.com/mrc-ide/global-lmic-reports/master/AFG/projections.csv | 2021-09-12 | Rt | 1.06 | 1.09 | 1.11 | 1.1 | 1.12 | 1.14 | Maintain Status Quo | Afghanistan | AFG | 2022-01-02 | v8 | TRUE
https://raw.githubusercontent.com/mrc-ide/global-lmic-reports/master/AFG/projections.csv | 2021-09-12 | Reff | 0.92 | 0.94 | 0.96 | 0.96 | 0.97 | 0.99 | Maintain Status Quo | Afghanistan | AFG | 2022-01-02 | v8 | TRUE
https://raw.githubusercontent.com/mrc-ide/global-lmic-reports/master/AFG/projections.csv | 2021-09-12 | infections | 1097.71 | 1177.97 | 1234.35 | 1240.95 | 1318.2 | 1376.85 | Optimistic | Afghanistan | AFG | 2022-01-02 | v8 | TRUE
https://raw.githubusercontent.com/mrc-ide/global-lmic-reports/master/AFG/projections.csv | 2021-09-12 | deaths | 3.28 | 3.5 | 3.67 | 3.71 | 3.92 | 4.25 | Optimistic | Afghanistan | AFG | 2022-01-02 | v8 | TRUE
https://raw.githubusercontent.com/mrc-ide/global-lmic-reports/master/AFG/projections.csv | 2021-09-12 | hospital_demand | 121.66 | 130.69 | 135.78 | 137.77 | 145.5 | 157.85 | Optimistic | Afghanistan | AFG | 2022-01-02 | v8 | TRUE
https://raw.githubusercontent.com/mrc-ide/global-lmic-reports/master/AFG/projections.csv | 2021-09-12 | ICU_demand | 61.59 | 65.63 | 68.51 | 69.35 | 73.07 | 78.82 | Optimistic | Afghanistan | AFG | 2022-01-02 | v8 | TRUE
https://raw.githubusercontent.com/mrc-ide/global-lmic-reports/master/AFG/projections.csv | 2021-09-12 | hospital_incidence | 8.32 | 9 | 9.48 | 9.45 | 9.97 | 10.68 | Optimistic | Afghanistan | AFG | 2022-01-02 | v8 | TRUE
https://raw.githubusercontent.com/mrc-ide/global-lmic-reports/master/AFG/projections.csv | 2021-09-12 | ICU_incidence | 2.48 | 2.69 | 2.83 | 2.82 | 2.98 | 3.19 | Optimistic | Afghanistan | AFG | 2022-01-02 | v8 | TRUE
https://raw.githubusercontent.com/mrc-ide/global-lmic-reports/master/AFG/projections.csv | 2021-09-12 | prevalence | 7607.18 | 8228.41 | 8571.62 | 8669.91 | 9135.07 | 9691.5 | Optimistic | Afghanistan | AFG | 2022-01-02 | v8 | TRUE
https://raw.githubusercontent.com/mrc-ide/global-lmic-reports/master/AFG/projections.csv | 2021-09-12 | cumulative_infections | 3353393.69 | 3485852.58 | 3579509.53 | 3578645.22 | 3663346.56 | 3885454.46 | Optimistic | Afghanistan | AFG | 2022-01-02 | v8 | TRUE
https://raw.githubusercontent.com/mrc-ide/global-lmic-reports/master/AFG/projections.csv | 2021-09-12 | cumulative_deaths | 6804.71 | 7145.13 | 7361.88 | 7351.85 | 7564.82 | 8061.97 | Optimistic | Afghanistan | AFG | 2022-01-02 | v8 | TRUE
https://raw.githubusercontent.com/mrc-ide/global-lmic-reports/master/AFG/projections.csv | 2021-09-12 | Rt | 1.06 | 1.09 | 1.11 | 1.1 | 1.12 | 1.14 | Optimistic | Afghanistan | AFG | 2022-01-02 | v8 | TRUE
https://raw.githubusercontent.com/mrc-ide/global-lmic-reports/master/AFG/projections.csv | 2021-09-12 | Reff | 0.92 | 0.94 | 0.96 | 0.96 | 0.97 | 0.99 | Optimistic | Afghanistan | AFG | 2022-01-02 | v8 | TRUE
https://raw.githubusercontent.com/mrc-ide/global-lmic-reports/master/AFG/projections.csv | 2021-09-12 | infections | 1097.71 | 1177.97 | 1234.35 | 1240.95 | 1318.2 | 1376.85 | Pessimistic | Afghanistan | AFG | 2022-01-02 | v8 | TRUE
https://raw.githubusercontent.com/mrc-ide/global-lmic-reports/master/AFG/projections.csv | 2021-09-12 | deaths | 3.28 | 3.5 | 3.67 | 3.71 | 3.92 | 4.25 | Pessimistic | Afghanistan | AFG | 2022-01-02 | v8 | TRUE
https://raw.githubusercontent.com/mrc-ide/global-lmic-reports/master/AFG/projections.csv | 2021-09-12 | hospital_demand | 121.66 | 130.69 | 135.78 | 137.77 | 145.5 | 157.85 | Pessimistic | Afghanistan | AFG | 2022-01-02 | v8 | TRUE
https://raw.githubusercontent.com/mrc-ide/global-lmic-reports/master/AFG/projections.csv | 2021-09-12 | ICU_demand | 61.59 | 65.63 | 68.51 | 69.35 | 73.07 | 78.82 | Pessimistic | Afghanistan | AFG | 2022-01-02 | v8 | TRUE
https://raw.githubusercontent.com/mrc-ide/global-lmic-reports/master/AFG/projections.csv | 2021-09-12 | hospital_incidence | 8.32 | 9 | 9.48 | 9.45 | 9.97 | 10.68 | Pessimistic | Afghanistan | AFG | 2022-01-02 | v8 | TRUE
https://raw.githubusercontent.com/mrc-ide/global-lmic-reports/master/AFG/projections.csv | 2021-09-12 | ICU_incidence | 2.48 | 2.69 | 2.83 | 2.82 | 2.98 | 3.19 | Pessimistic | Afghanistan | AFG | 2022-01-02 | v8 | TRUE
https://raw.githubusercontent.com/mrc-ide/global-lmic-reports/master/AFG/projections.csv | 2021-09-12 | prevalence | 7607.18 | 8228.41 | 8571.62 | 8669.91 | 9135.07 | 9691.5 | Pessimistic | Afghanistan | AFG | 2022-01-02 | v8 | TRUE
https://raw.githubusercontent.com/mrc-ide/global-lmic-reports/master/AFG/projections.csv | 2021-09-12 | cumulative_infections | 3353393.69 | 3485852.58 | 3579509.53 | 3578645.22 | 3663346.56 | 3885454.46 | Pessimistic | Afghanistan | AFG | 2022-01-02 | v8 | TRUE
https://raw.githubusercontent.com/mrc-ide/global-lmic-reports/master/AFG/projections.csv | 2021-09-12 | cumulative_deaths | 6804.71 | 7145.13 | 7361.88 | 7351.85 | 7564.82 | 8061.97 | Pessimistic | Afghanistan | AFG | 2022-01-02 | v8 | TRUE
https://raw.githubusercontent.com/mrc-ide/global-lmic-reports/master/AFG/projections.csv | 2021-09-12 | Rt | 1.06 | 1.09 | 1.11 | 1.1 | 1.12 | 1.14 | Pessimistic | Afghanistan | AFG | 2022-01-02 | v8 | TRUE
https://raw.githubusercontent.com/mrc-ide/global-lmic-reports/master/AFG/projections.csv | 2021-09-12 | Reff | 0.92 | 0.94 | 0.96 | 0.96 | 0.97 | 0.99 | Pessimistic | Afghanistan | AFG | 2022-01-02 | v8 | TRUE
https://raw.githubusercontent.com/mrc-ide/global-lmic-reports/master/AFG/projections.csv | 2021-09-12 | infections | 1097.71 | 1177.97 | 1234.35 | 1240.95 | 1318.2 | 1376.85 | Relax Interventions 50% | Afghanistan | AFG | 2022-01-02 | v8 | TRUE
https://raw.githubusercontent.com/mrc-ide/global-lmic-reports/master/AFG/projections.csv | 2021-09-12 | deaths | 3.28 | 3.5 | 3.67 | 3.71 | 3.92 | 4.25 | Relax Interventions 50% | Afghanistan | AFG | 2022-01-02 | v8 | TRUE
https://raw.githubusercontent.com/mrc-ide/global-lmic-reports/master/AFG/projections.csv | 2021-09-12 | hospital_demand | 121.66 | 130.69 | 135.78 | 137.77 | 145.5 | 157.85 | Relax Interventions 50% | Afghanistan | AFG | 2022-01-02 | v8 | TRUE
https://raw.githubusercontent.com/mrc-ide/global-lmic-reports/master/AFG/projections.csv | 2021-09-12 | ICU_demand | 61.59 | 65.63 | 68.51 | 69.35 | 73.07 | 78.82 | Relax Interventions 50% | Afghanistan | AFG | 2022-01-02 | v8 | TRUE
https://raw.githubusercontent.com/mrc-ide/global-lmic-reports/master/AFG/projections.csv | 2021-09-12 | hospital_incidence | 8.32 | 9 | 9.48 | 9.45 | 9.97 | 10.68 | Relax Interventions 50% | Afghanistan | AFG | 2022-01-02 | v8 | TRUE
https://raw.githubusercontent.com/mrc-ide/global-lmic-reports/master/AFG/projections.csv | 2021-09-12 | ICU_incidence | 2.48 | 2.69 | 2.83 | 2.82 | 2.98 | 3.19 | Relax Interventions 50% | Afghanistan | AFG | 2022-01-02 | v8 | TRUE
https://raw.githubusercontent.com/mrc-ide/global-lmic-reports/master/AFG/projections.csv | 2021-09-12 | prevalence | 7607.18 | 8228.41 | 8571.62 | 8669.91 | 9135.07 | 9691.5 | Relax Interventions 50% | Afghanistan | AFG | 2022-01-02 | v8 | TRUE
https://raw.githubusercontent.com/mrc-ide/global-lmic-reports/master/AFG/projections.csv | 2021-09-12 | cumulative_infections | 3353393.69 | 3485852.58 | 3579509.53 | 3578645.22 | 3663346.56 | 3885454.46 | Relax Interventions 50% | Afghanistan | AFG | 2022-01-02 | v8 | TRUE
https://raw.githubusercontent.com/mrc-ide/global-lmic-reports/master/AFG/projections.csv | 2021-09-12 | cumulative_deaths | 6804.71 | 7145.13 | 7361.88 | 7351.85 | 7564.82 | 8061.97 | Relax Interventions 50% | Afghanistan | AFG | 2022-01-02 | v8 | TRUE
https://raw.githubusercontent.com/mrc-ide/global-lmic-reports/master/AFG/projections.csv | 2021-09-12 | Rt | 1.06 | 1.09 | 1.11 | 1.1 | 1.12 | 1.14 | Relax Interventions 50% | Afghanistan | AFG | 2022-01-02 | v8 | TRUE
https://raw.githubusercontent.com/mrc-ide/global-lmic-reports/master/AFG/projections.csv | 2021-09-12 | Reff | 0.92 | 0.94 | 0.96 | 0.96 | 0.97 | 0.99 | Relax Interventions 50% | Afghanistan | AFG | 2022-01-02 | v8 | TRUE
https://raw.githubusercontent.com/mrc-ide/global-lmic-reports/master/AFG/projections.csv | 2021-09-12 | infections | 1076.2 | 1225.83 | 1263.02 | 1260.85 | 1317.72 | 1382.21 | Surged Additional 50% Reduction | Afghanistan | AFG | 2022-01-02 | v8 | TRUE
https://raw.githubusercontent.com/mrc-ide/global-lmic-reports/master/AFG/projections.csv | 2021-09-12 | deaths | 3.38 | 3.61 | 3.74 | 3.79 | 3.93 | 4.18 | Surged Additional 50% Reduction | Afghanistan | AFG | 2022-01-02 | v8 | TRUE
https://raw.githubusercontent.com/mrc-ide/global-lmic-reports/master/AFG/projections.csv | 2021-09-12 | hospital_demand | 125.12 | 134.67 | 140.35 | 140.35 | 145.07 | 155.99 | Surged Additional 50% Reduction | Afghanistan | AFG | 2022-01-02 | v8 | TRUE
https://raw.githubusercontent.com/mrc-ide/global-lmic-reports/master/AFG/projections.csv | 2021-09-12 | ICU_demand | 64.76 | 69.13 | 71.24 | 72.13 | 74.9 | 79.24 | Surged Additional 50% Reduction | Afghanistan | AFG | 2022-01-02 | v8 | TRUE
https://raw.githubusercontent.com/mrc-ide/global-lmic-reports/master/AFG/projections.csv | 2021-09-12 | hospital_incidence | 8.24 | 9.27 | 9.62 | 9.6 | 9.96 | 10.5 | Surged Additional 50% Reduction | Afghanistan | AFG | 2022-01-02 | v8 | TRUE
https://raw.githubusercontent.com/mrc-ide/global-lmic-reports/master/AFG/projections.csv | 2021-09-12 | ICU_incidence | 2.46 | 2.77 | 2.87 | 2.87 | 2.97 | 3.13 | Surged Additional 50% Reduction | Afghanistan | AFG | 2022-01-02 | v8 | TRUE
https://raw.githubusercontent.com/mrc-ide/global-lmic-reports/master/AFG/projections.csv | 2021-09-12 | prevalence | 7514.01 | 8524.84 | 8854.8 | 8819.27 | 9188.12 | 9579.56 | Surged Additional 50% Reduction | Afghanistan | AFG | 2022-01-02 | v8 | TRUE
https://raw.githubusercontent.com/mrc-ide/global-lmic-reports/master/AFG/projections.csv | 2021-09-12 | cumulative_infections | 3402456.6 | 3485329.6 | 3554846.19 | 3559211.51 | 3614264.29 | 3760402.41 | Surged Additional 50% Reduction | Afghanistan | AFG | 2022-01-02 | v8 | TRUE
https://raw.githubusercontent.com/mrc-ide/global-lmic-reports/master/AFG/projections.csv | 2021-09-12 | cumulative_deaths | 5799.65 | 5918.66 | 6024.59 | 6033.7 | 6127.37 | 6387.05 | Surged Additional 50% Reduction | Afghanistan | AFG | 2022-01-02 | v8 | TRUE
https://raw.githubusercontent.com/mrc-ide/global-lmic-reports/master/AFG/projections.csv | 2021-09-12 | Rt | 1.06 | 1.09 | 1.1 | 1.1 | 1.11 | 1.15 | Surged Additional 50% Reduction | Afghanistan | AFG | 2022-01-02 | v8 | TRUE
https://raw.githubusercontent.com/mrc-ide/global-lmic-reports/master/AFG/projections.csv | 2021-09-12 | Reff | 0.92 | 0.94 | 0.95 | 0.95 | 0.96 | 0.99 | Surged Additional 50% Reduction | Afghanistan | AFG | 2022-01-02 | v8 | TRUE
https://raw.githubusercontent.com/mrc-ide/global-lmic-reports/master/AFG/projections.csv | 2021-09-12 | infections | 1076.2 | 1225.83 | 1263.02 | 1260.85 | 1317.72 | 1382.21 | Surged Maintain Status Quo | Afghanistan | AFG | 2022-01-02 | v8 | TRUE
https://raw.githubusercontent.com/mrc-ide/global-lmic-reports/master/AFG/projections.csv | 2021-09-12 | deaths | 3.38 | 3.61 | 3.74 | 3.79 | 3.93 | 4.18 | Surged Maintain Status Quo | Afghanistan | AFG | 2022-01-02 | v8 | TRUE
https://raw.githubusercontent.com/mrc-ide/global-lmic-reports/master/AFG/projections.csv | 2021-09-12 | hospital_demand | 125.12 | 134.67 | 140.35 | 140.35 | 145.07 | 155.99 | Surged Maintain Status Quo | Afghanistan | AFG | 2022-01-02 | v8 | TRUE
https://raw.githubusercontent.com/mrc-ide/global-lmic-reports/master/AFG/projections.csv | 2021-09-12 | ICU_demand | 64.76 | 69.13 | 71.24 | 72.13 | 74.9 | 79.24 | Surged Maintain Status Quo | Afghanistan | AFG | 2022-01-02 | v8 | TRUE
https://raw.githubusercontent.com/mrc-ide/global-lmic-reports/master/AFG/projections.csv | 2021-09-12 | hospital_incidence | 8.24 | 9.27 | 9.62 | 9.6 | 9.96 | 10.5 | Surged Maintain Status Quo | Afghanistan | AFG | 2022-01-02 | v8 | TRUE
https://raw.githubusercontent.com/mrc-ide/global-lmic-reports/master/AFG/projections.csv | 2021-09-12 | ICU_incidence | 2.46 | 2.77 | 2.87 | 2.87 | 2.97 | 3.13 | Surged Maintain Status Quo | Afghanistan | AFG | 2022-01-02 | v8 | TRUE
https://raw.githubusercontent.com/mrc-ide/global-lmic-reports/master/AFG/projections.csv | 2021-09-12 | prevalence | 7514.01 | 8524.84 | 8854.8 | 8819.27 | 9188.12 | 9579.56 | Surged Maintain Status Quo | Afghanistan | AFG | 2022-01-02 | v8 | TRUE
https://raw.githubusercontent.com/mrc-ide/global-lmic-reports/master/AFG/projections.csv | 2021-09-12 | cumulative_infections | 3402456.6 | 3485329.6 | 3554846.19 | 3559211.51 | 3614264.29 | 3760402.41 | Surged Maintain Status Quo | Afghanistan | AFG | 2022-01-02 | v8 | TRUE
https://raw.githubusercontent.com/mrc-ide/global-lmic-reports/master/AFG/projections.csv | 2021-09-12 | cumulative_deaths | 5799.65 | 5918.66 | 6024.59 | 6033.7 | 6127.37 | 6387.05 | Surged Maintain Status Quo | Afghanistan | AFG | 2022-01-02 | v8 | TRUE
https://raw.githubusercontent.com/mrc-ide/global-lmic-reports/master/AFG/projections.csv | 2021-09-12 | Rt | 1.06 | 1.09 | 1.1 | 1.1 | 1.11 | 1.15 | Surged Maintain Status Quo | Afghanistan | AFG | 2022-01-02 | v8 | TRUE
https://raw.githubusercontent.com/mrc-ide/global-lmic-reports/master/AFG/projections.csv | 2021-09-12 | Reff | 0.92 | 0.94 | 0.95 | 0.95 | 0.96 | 0.99 | Surged Maintain Status Quo | Afghanistan | AFG | 2022-01-02 | v8 | TRUE
https://raw.githubusercontent.com/mrc-ide/global-lmic-reports/master/AFG/projections.csv | 2021-09-12 | infections | 1076.2 | 1225.83 | 1263.02 | 1260.85 | 1317.72 | 1382.21 | Surged Optimistic | Afghanistan | AFG | 2022-01-02 | v8 | TRUE
https://raw.githubusercontent.com/mrc-ide/global-lmic-reports/master/AFG/projections.csv | 2021-09-12 | deaths | 3.38 | 3.61 | 3.74 | 3.79 | 3.93 | 4.18 | Surged Optimistic | Afghanistan | AFG | 2022-01-02 | v8 | TRUE
https://raw.githubusercontent.com/mrc-ide/global-lmic-reports/master/AFG/projections.csv | 2021-09-12 | hospital_demand | 125.12 | 134.67 | 140.35 | 140.35 | 145.07 | 155.99 | Surged Optimistic | Afghanistan | AFG | 2022-01-02 | v8 | TRUE
https://raw.githubusercontent.com/mrc-ide/global-lmic-reports/master/AFG/projections.csv | 2021-09-12 | ICU_demand | 64.76 | 69.13 | 71.24 | 72.13 | 74.9 | 79.24 | Surged Optimistic | Afghanistan | AFG | 2022-01-02 | v8 | TRUE
https://raw.githubusercontent.com/mrc-ide/global-lmic-reports/master/AFG/projections.csv | 2021-09-12 | hospital_incidence | 8.24 | 9.27 | 9.62 | 9.6 | 9.96 | 10.5 | Surged Optimistic | Afghanistan | AFG | 2022-01-02 | v8 | TRUE
https://raw.githubusercontent.com/mrc-ide/global-lmic-reports/master/AFG/projections.csv | 2021-09-12 | ICU_incidence | 2.46 | 2.77 | 2.87 | 2.87 | 2.97 | 3.13 | Surged Optimistic | Afghanistan | AFG | 2022-01-02 | v8 | TRUE
https://raw.githubusercontent.com/mrc-ide/global-lmic-reports/master/AFG/projections.csv | 2021-09-12 | prevalence | 7514.01 | 8524.84 | 8854.8 | 8819.27 | 9188.12 | 9579.56 | Surged Optimistic | Afghanistan | AFG | 2022-01-02 | v8 | TRUE
https://raw.githubusercontent.com/mrc-ide/global-lmic-reports/master/AFG/projections.csv | 2021-09-12 | cumulative_infections | 3402456.6 | 3485329.6 | 3554846.19 | 3559211.51 | 3614264.29 | 3760402.41 | Surged Optimistic | Afghanistan | AFG | 2022-01-02 | v8 | TRUE
https://raw.githubusercontent.com/mrc-ide/global-lmic-reports/master/AFG/projections.csv | 2021-09-12 | cumulative_deaths | 5799.65 | 5918.66 | 6024.59 | 6033.7 | 6127.37 | 6387.05 | Surged Optimistic | Afghanistan | AFG | 2022-01-02 | v8 | TRUE
https://raw.githubusercontent.com/mrc-ide/global-lmic-reports/master/AFG/projections.csv | 2021-09-12 | Rt | 1.06 | 1.09 | 1.1 | 1.1 | 1.11 | 1.15 | Surged Optimistic | Afghanistan | AFG | 2022-01-02 | v8 | TRUE
https://raw.githubusercontent.com/mrc-ide/global-lmic-reports/master/AFG/projections.csv | 2021-09-12 | Reff | 0.92 | 0.94 | 0.95 | 0.95 | 0.96 | 0.99 | Surged Optimistic | Afghanistan | AFG | 2022-01-02 | v8 | TRUE
https://raw.githubusercontent.com/mrc-ide/global-lmic-reports/master/AFG/projections.csv | 2021-09-12 | infections | 1076.2 | 1225.83 | 1263.02 | 1260.85 | 1317.72 | 1382.21 | Surged Pessimistic | Afghanistan | AFG | 2022-01-02 | v8 | TRUE
https://raw.githubusercontent.com/mrc-ide/global-lmic-reports/master/AFG/projections.csv | 2021-09-12 | deaths | 3.38 | 3.61 | 3.74 | 3.79 | 3.93 | 4.18 | Surged Pessimistic | Afghanistan | AFG | 2022-01-02 | v8 | TRUE
https://raw.githubusercontent.com/mrc-ide/global-lmic-reports/master/AFG/projections.csv | 2021-09-12 | hospital_demand | 125.12 | 134.67 | 140.35 | 140.35 | 145.07 | 155.99 | Surged Pessimistic | Afghanistan | AFG | 2022-01-02 | v8 | TRUE
https://raw.githubusercontent.com/mrc-ide/global-lmic-reports/master/AFG/projections.csv | 2021-09-12 | ICU_demand | 64.76 | 69.13 | 71.24 | 72.13 | 74.9 | 79.24 | Surged Pessimistic | Afghanistan | AFG | 2022-01-02 | v8 | TRUE
https://raw.githubusercontent.com/mrc-ide/global-lmic-reports/master/AFG/projections.csv | 2021-09-12 | hospital_incidence | 8.24 | 9.27 | 9.62 | 9.6 | 9.96 | 10.5 | Surged Pessimistic | Afghanistan | AFG | 2022-01-02 | v8 | TRUE
https://raw.githubusercontent.com/mrc-ide/global-lmic-reports/master/AFG/projections.csv | 2021-09-12 | ICU_incidence | 2.46 | 2.77 | 2.87 | 2.87 | 2.97 | 3.13 | Surged Pessimistic | Afghanistan | AFG | 2022-01-02 | v8 | TRUE
https://raw.githubusercontent.com/mrc-ide/global-lmic-reports/master/AFG/projections.csv | 2021-09-12 | prevalence | 7514.01 | 8524.84 | 8854.8 | 8819.27 | 9188.12 | 9579.56 | Surged Pessimistic | Afghanistan | AFG | 2022-01-02 | v8 | TRUE
https://raw.githubusercontent.com/mrc-ide/global-lmic-reports/master/AFG/projections.csv | 2021-09-12 | cumulative_infections | 3402456.6 | 3485329.6 | 3554846.19 | 3559211.51 | 3614264.29 | 3760402.41 | Surged Pessimistic | Afghanistan | AFG | 2022-01-02 | v8 | TRUE
https://raw.githubusercontent.com/mrc-ide/global-lmic-reports/master/AFG/projections.csv | 2021-09-12 | cumulative_deaths | 5799.65 | 5918.66 | 6024.59 | 6033.7 | 6127.37 | 6387.05 | Surged Pessimistic | Afghanistan | AFG | 2022-01-02 | v8 | TRUE
https://raw.githubusercontent.com/mrc-ide/global-lmic-reports/master/AFG/projections.csv | 2021-09-12 | Rt | 1.06 | 1.09 | 1.1 | 1.1 | 1.11 | 1.15 | Surged Pessimistic | Afghanistan | AFG | 2022-01-02 | v8 | TRUE
https://raw.githubusercontent.com/mrc-ide/global-lmic-reports/master/AFG/projections.csv | 2021-09-12 | Reff | 0.92 | 0.94 | 0.95 | 0.95 | 0.96 | 0.99 | Surged Pessimistic | Afghanistan | AFG | 2022-01-02 | v8 | TRUE
https://raw.githubusercontent.com/mrc-ide/global-lmic-reports/master/AFG/projections.csv | 2021-09-12 | infections | 1076.2 | 1225.83 | 1263.02 | 1260.85 | 1317.72 | 1382.21 | Surged Relax Interventions 50% | Afghanistan | AFG | 2022-01-02 | v8 | TRUE
https://raw.githubusercontent.com/mrc-ide/global-lmic-reports/master/AFG/projections.csv | 2021-09-12 | deaths | 3.38 | 3.61 | 3.74 | 3.79 | 3.93 | 4.18 | Surged Relax Interventions 50% | Afghanistan | AFG | 2022-01-02 | v8 | TRUE
https://raw.githubusercontent.com/mrc-ide/global-lmic-reports/master/AFG/projections.csv | 2021-09-12 | hospital_demand | 125.12 | 134.67 | 140.35 | 140.35 | 145.07 | 155.99 | Surged Relax Interventions 50% | Afghanistan | AFG | 2022-01-02 | v8 | TRUE
https://raw.githubusercontent.com/mrc-ide/global-lmic-reports/master/AFG/projections.csv | 2021-09-12 | ICU_demand | 64.76 | 69.13 | 71.24 | 72.13 | 74.9 | 79.24 | Surged Relax Interventions 50% | Afghanistan | AFG | 2022-01-02 | v8 | TRUE
https://raw.githubusercontent.com/mrc-ide/global-lmic-reports/master/AFG/projections.csv | 2021-09-12 | hospital_incidence | 8.24 | 9.27 | 9.62 | 9.6 | 9.96 | 10.5 | Surged Relax Interventions 50% | Afghanistan | AFG | 2022-01-02 | v8 | TRUE
https://raw.githubusercontent.com/mrc-ide/global-lmic-reports/master/AFG/projections.csv | 2021-09-12 | ICU_incidence | 2.46 | 2.77 | 2.87 | 2.87 | 2.97 | 3.13 | Surged Relax Interventions 50% | Afghanistan | AFG | 2022-01-02 | v8 | TRUE
https://raw.githubusercontent.com/mrc-ide/global-lmic-reports/master/AFG/projections.csv | 2021-09-12 | prevalence | 7514.01 | 8524.84 | 8854.8 | 8819.27 | 9188.12 | 9579.56 | Surged Relax Interventions 50% | Afghanistan | AFG | 2022-01-02 | v8 | TRUE
https://raw.githubusercontent.com/mrc-ide/global-lmic-reports/master/AFG/projections.csv | 2021-09-12 | cumulative_infections | 3402456.6 | 3485329.6 | 3554846.19 | 3559211.51 | 3614264.29 | 3760402.41 | Surged Relax Interventions 50% | Afghanistan | AFG | 2022-01-02 | v8 | TRUE
https://raw.githubusercontent.com/mrc-ide/global-lmic-reports/master/AFG/projections.csv | 2021-09-12 | cumulative_deaths | 5799.65 | 5918.66 | 6024.59 | 6033.7 | 6127.37 | 6387.05 | Surged Relax Interventions 50% | Afghanistan | AFG | 2022-01-02 | v8 | TRUE
https://raw.githubusercontent.com/mrc-ide/global-lmic-reports/master/AFG/projections.csv | 2021-09-12 | Rt | 1.06 | 1.09 | 1.1 | 1.1 | 1.11 | 1.15 | Surged Relax Interventions 50% | Afghanistan | AFG | 2022-01-02 | v8 | TRUE
https://raw.githubusercontent.com/mrc-ide/global-lmic-reports/master/AFG/projections.csv | 2021-09-12 | Reff | 0.92 | 0.94 | 0.95 | 0.95 | 0.96 | 0.99 | Surged Relax Interventions 50% | Afghanistan | AFG | 2022-01-02 | v8 | TRUE
https://raw.githubusercontent.com/mrc-ide/global-lmic-reports/master/AFG/projections.csv | 2021-09-13 | infections | 1094.37 | 1183.13 | 1241.16 | 1246.91 | 1322.22 | 1408.16 | Additional 50% Reduction | Afghanistan | AFG | 2022-01-02 | v8 | TRUE
https://raw.githubusercontent.com/mrc-ide/global-lmic-reports/master/AFG/projections.csv | 2021-09-13 | deaths | 3.12 | 3.33 | 3.48 | 3.53 | 3.72 | 4.03 | Additional 50% Reduction | Afghanistan | AFG | 2022-01-02 | v8 | TRUE
https://raw.githubusercontent.com/mrc-ide/global-lmic-reports/master/AFG/projections.csv | 2021-09-13 | hospital_demand | 115.75 | 123.72 | 129.65 | 131.08 | 138.4 | 150.36 | Additional 50% Reduction | Afghanistan | AFG | 2022-01-02 | v8 | TRUE
https://raw.githubusercontent.com/mrc-ide/global-lmic-reports/master/AFG/projections.csv | 2021-09-13 | ICU_demand | 58.58 | 62.65 | 65.16 | 66 | 69.52 | 75.1 | Additional 50% Reduction | Afghanistan | AFG | 2022-01-02 | v8 | TRUE
https://raw.githubusercontent.com/mrc-ide/global-lmic-reports/master/AFG/projections.csv | 2021-09-13 | hospital_incidence | 7.98 | 8.65 | 9.12 | 9.08 | 9.58 | 10.23 | Additional 50% Reduction | Afghanistan | AFG | 2022-01-02 | v8 | TRUE
https://raw.githubusercontent.com/mrc-ide/global-lmic-reports/master/AFG/projections.csv | 2021-09-13 | ICU_incidence | 2.38 | 2.58 | 2.72 | 2.71 | 2.86 | 3.05 | Additional 50% Reduction | Afghanistan | AFG | 2022-01-02 | v8 | TRUE
https://raw.githubusercontent.com/mrc-ide/global-lmic-reports/master/AFG/projections.csv | 2021-09-13 | prevalence | 7550.53 | 8178.63 | 8501.11 | 8597.73 | 9055.22 | 9604.76 | Additional 50% Reduction | Afghanistan | AFG | 2022-01-02 | v8 | TRUE
https://raw.githubusercontent.com/mrc-ide/global-lmic-reports/master/AFG/projections.csv | 2021-09-13 | cumulative_infections | 3354651.07 | 3487132.07 | 3580789.51 | 3579892.12 | 3664656.8 | 3886820.02 | Additional 50% Reduction | Afghanistan | AFG | 2022-01-02 | v8 | TRUE
https://raw.githubusercontent.com/mrc-ide/global-lmic-reports/master/AFG/projections.csv | 2021-09-13 | cumulative_deaths | 6808.63 | 7148.36 | 7365.17 | 7355.38 | 7568.25 | 8065.73 | Additional 50% Reduction | Afghanistan | AFG | 2022-01-02 | v8 | TRUE
https://raw.githubusercontent.com/mrc-ide/global-lmic-reports/master/AFG/projections.csv | 2021-09-13 | Rt | 1.07 | 1.1 | 1.11 | 1.11 | 1.13 | 1.15 | Additional 50% Reduction | Afghanistan | AFG | 2022-01-02 | v8 | TRUE
https://raw.githubusercontent.com/mrc-ide/global-lmic-reports/master/AFG/projections.csv | 2021-09-13 | Reff | 0.93 | 0.95 | 0.96 | 0.96 | 0.98 | 1 | Additional 50% Reduction | Afghanistan | AFG | 2022-01-02 | v8 | TRUE
https://raw.githubusercontent.com/mrc-ide/global-lmic-reports/master/AFG/projections.csv | 2021-09-13 | infections | 1094.37 | 1183.13 | 1241.16 | 1246.91 | 1322.22 | 1408.16 | Maintain Status Quo | Afghanistan | AFG | 2022-01-02 | v8 | TRUE
https://raw.githubusercontent.com/mrc-ide/global-lmic-reports/master/AFG/projections.csv | 2021-09-13 | deaths | 3.12 | 3.33 | 3.48 | 3.53 | 3.72 | 4.03 | Maintain Status Quo | Afghanistan | AFG | 2022-01-02 | v8 | TRUE
https://raw.githubusercontent.com/mrc-ide/global-lmic-reports/master/AFG/projections.csv | 2021-09-13 | hospital_demand | 115.75 | 123.72 | 129.65 | 131.08 | 138.4 | 150.36 | Maintain Status Quo | Afghanistan | AFG | 2022-01-02 | v8 | TRUE
https://raw.githubusercontent.com/mrc-ide/global-lmic-reports/master/AFG/projections.csv | 2021-09-13 | ICU_demand | 58.58 | 62.65 | 65.16 | 66 | 69.52 | 75.1 | Maintain Status Quo | Afghanistan | AFG | 2022-01-02 | v8 | TRUE
https://raw.githubusercontent.com/mrc-ide/global-lmic-reports/master/AFG/projections.csv | 2021-09-13 | hospital_incidence | 7.98 | 8.65 | 9.12 | 9.08 | 9.58 | 10.23 | Maintain Status Quo | Afghanistan | AFG | 2022-01-02 | v8 | TRUE
https://raw.githubusercontent.com/mrc-ide/global-lmic-reports/master/AFG/projections.csv | 2021-09-13 | ICU_incidence | 2.38 | 2.58 | 2.72 | 2.71 | 2.86 | 3.05 | Maintain Status Quo | Afghanistan | AFG | 2022-01-02 | v8 | TRUE
https://raw.githubusercontent.com/mrc-ide/global-lmic-reports/master/AFG/projections.csv | 2021-09-13 | prevalence | 7550.53 | 8178.63 | 8501.11 | 8597.73 | 9055.22 | 9604.76 | Maintain Status Quo | Afghanistan | AFG | 2022-01-02 | v8 | TRUE
https://raw.githubusercontent.com/mrc-ide/global-lmic-reports/master/AFG/projections.csv | 2021-09-13 | cumulative_infections | 3354651.07 | 3487132.07 | 3580789.51 | 3579892.12 | 3664656.8 | 3886820.02 | Maintain Status Quo | Afghanistan | AFG | 2022-01-02 | v8 | TRUE
https://raw.githubusercontent.com/mrc-ide/global-lmic-reports/master/AFG/projections.csv | 2021-09-13 | cumulative_deaths | 6808.63 | 7148.36 | 7365.17 | 7355.38 | 7568.25 | 8065.73 | Maintain Status Quo | Afghanistan | AFG | 2022-01-02 | v8 | TRUE
https://raw.githubusercontent.com/mrc-ide/global-lmic-reports/master/AFG/projections.csv | 2021-09-13 | Rt | 1.07 | 1.1 | 1.11 | 1.11 | 1.13 | 1.15 | Maintain Status Quo | Afghanistan | AFG | 2022-01-02 | v8 | TRUE
https://raw.githubusercontent.com/mrc-ide/global-lmic-reports/master/AFG/projections.csv | 2021-09-13 | Reff | 0.93 | 0.95 | 0.96 | 0.96 | 0.98 | 1 | Maintain Status Quo | Afghanistan | AFG | 2022-01-02 | v8 | TRUE
https://raw.githubusercontent.com/mrc-ide/global-lmic-reports/master/AFG/projections.csv | 2021-09-13 | infections | 1094.37 | 1183.13 | 1241.16 | 1246.91 | 1322.22 | 1408.16 | Optimistic | Afghanistan | AFG | 2022-01-02 | v8 | TRUE
https://raw.githubusercontent.com/mrc-ide/global-lmic-reports/master/AFG/projections.csv | 2021-09-13 | deaths | 3.12 | 3.33 | 3.48 | 3.53 | 3.72 | 4.03 | Optimistic | Afghanistan | AFG | 2022-01-02 | v8 | TRUE
https://raw.githubusercontent.com/mrc-ide/global-lmic-reports/master/AFG/projections.csv | 2021-09-13 | hospital_demand | 115.75 | 123.72 | 129.65 | 131.08 | 138.4 | 150.36 | Optimistic | Afghanistan | AFG | 2022-01-02 | v8 | TRUE
https://raw.githubusercontent.com/mrc-ide/global-lmic-reports/master/AFG/projections.csv | 2021-09-13 | ICU_demand | 58.58 | 62.65 | 65.16 | 66 | 69.52 | 75.1 | Optimistic | Afghanistan | AFG | 2022-01-02 | v8 | TRUE
https://raw.githubusercontent.com/mrc-ide/global-lmic-reports/master/AFG/projections.csv | 2021-09-13 | hospital_incidence | 7.98 | 8.65 | 9.12 | 9.08 | 9.58 | 10.23 | Optimistic | Afghanistan | AFG | 2022-01-02 | v8 | TRUE
https://raw.githubusercontent.com/mrc-ide/global-lmic-reports/master/AFG/projections.csv | 2021-09-13 | ICU_incidence | 2.38 | 2.58 | 2.72 | 2.71 | 2.86 | 3.05 | Optimistic | Afghanistan | AFG | 2022-01-02 | v8 | TRUE
https://raw.githubusercontent.com/mrc-ide/global-lmic-reports/master/AFG/projections.csv | 2021-09-13 | prevalence | 7550.53 | 8178.63 | 8501.11 | 8597.73 | 9055.22 | 9604.76 | Optimistic | Afghanistan | AFG | 2022-01-02 | v8 | TRUE
https://raw.githubusercontent.com/mrc-ide/global-lmic-reports/master/AFG/projections.csv | 2021-09-13 | cumulative_infections | 3354651.07 | 3487132.07 | 3580789.51 | 3579892.12 | 3664656.8 | 3886820.02 | Optimistic | Afghanistan | AFG | 2022-01-02 | v8 | TRUE
https://raw.githubusercontent.com/mrc-ide/global-lmic-reports/master/AFG/projections.csv | 2021-09-13 | cumulative_deaths | 6808.63 | 7148.36 | 7365.17 | 7355.38 | 7568.25 | 8065.73 | Optimistic | Afghanistan | AFG | 2022-01-02 | v8 | TRUE
https://raw.githubusercontent.com/mrc-ide/global-lmic-reports/master/AFG/projections.csv | 2021-09-13 | Rt | 1.07 | 1.1 | 1.11 | 1.11 | 1.13 | 1.15 | Optimistic | Afghanistan | AFG | 2022-01-02 | v8 | TRUE
https://raw.githubusercontent.com/mrc-ide/global-lmic-reports/master/AFG/projections.csv | 2021-09-13 | Reff | 0.93 | 0.95 | 0.96 | 0.96 | 0.98 | 1 | Optimistic | Afghanistan | AFG | 2022-01-02 | v8 | TRUE
https://raw.githubusercontent.com/mrc-ide/global-lmic-reports/master/AFG/projections.csv | 2021-09-13 | infections | 1094.37 | 1183.13 | 1241.16 | 1246.91 | 1322.22 | 1408.16 | Pessimistic | Afghanistan | AFG | 2022-01-02 | v8 | TRUE
https://raw.githubusercontent.com/mrc-ide/global-lmic-reports/master/AFG/projections.csv | 2021-09-13 | deaths | 3.12 | 3.33 | 3.48 | 3.53 | 3.72 | 4.03 | Pessimistic | Afghanistan | AFG | 2022-01-02 | v8 | TRUE
https://raw.githubusercontent.com/mrc-ide/global-lmic-reports/master/AFG/projections.csv | 2021-09-13 | hospital_demand | 115.75 | 123.72 | 129.65 | 131.08 | 138.4 | 150.36 | Pessimistic | Afghanistan | AFG | 2022-01-02 | v8 | TRUE
https://raw.githubusercontent.com/mrc-ide/global-lmic-reports/master/AFG/projections.csv | 2021-09-13 | ICU_demand | 58.58 | 62.65 | 65.16 | 66 | 69.52 | 75.1 | Pessimistic | Afghanistan | AFG | 2022-01-02 | v8 | TRUE
https://raw.githubusercontent.com/mrc-ide/global-lmic-reports/master/AFG/projections.csv | 2021-09-13 | hospital_incidence | 7.98 | 8.65 | 9.12 | 9.08 | 9.58 | 10.23 | Pessimistic | Afghanistan | AFG | 2022-01-02 | v8 | TRUE
https://raw.githubusercontent.com/mrc-ide/global-lmic-reports/master/AFG/projections.csv | 2021-09-13 | ICU_incidence | 2.38 | 2.58 | 2.72 | 2.71 | 2.86 | 3.05 | Pessimistic | Afghanistan | AFG | 2022-01-02 | v8 | TRUE
https://raw.githubusercontent.com/mrc-ide/global-lmic-reports/master/AFG/projections.csv | 2021-09-13 | prevalence | 7550.53 | 8178.63 | 8501.11 | 8597.73 | 9055.22 | 9604.76 | Pessimistic | Afghanistan | AFG | 2022-01-02 | v8 | TRUE
https://raw.githubusercontent.com/mrc-ide/global-lmic-reports/master/AFG/projections.csv | 2021-09-13 | cumulative_infections | 3354651.07 | 3487132.07 | 3580789.51 | 3579892.12 | 3664656.8 | 3886820.02 | Pessimistic | Afghanistan | AFG | 2022-01-02 | v8 | TRUE
https://raw.githubusercontent.com/mrc-ide/global-lmic-reports/master/AFG/projections.csv | 2021-09-13 | cumulative_deaths | 6808.63 | 7148.36 | 7365.17 | 7355.38 | 7568.25 | 8065.73 | Pessimistic | Afghanistan | AFG | 2022-01-02 | v8 | TRUE
https://raw.githubusercontent.com/mrc-ide/global-lmic-reports/master/AFG/projections.csv | 2021-09-13 | Rt | 1.07 | 1.1 | 1.11 | 1.11 | 1.13 | 1.15 | Pessimistic | Afghanistan | AFG | 2022-01-02 | v8 | TRUE
https://raw.githubusercontent.com/mrc-ide/global-lmic-reports/master/AFG/projections.csv | 2021-09-13 | Reff | 0.93 | 0.95 | 0.96 | 0.96 | 0.98 | 1 | Pessimistic | Afghanistan | AFG | 2022-01-02 | v8 | TRUE
https://raw.githubusercontent.com/mrc-ide/global-lmic-reports/master/AFG/projections.csv | 2021-09-13 | infections | 1094.37 | 1183.13 | 1241.16 | 1246.91 | 1322.22 | 1408.16 | Relax Interventions 50% | Afghanistan | AFG | 2022-01-02 | v8 | TRUE
https://raw.githubusercontent.com/mrc-ide/global-lmic-reports/master/AFG/projections.csv | 2021-09-13 | deaths | 3.12 | 3.33 | 3.48 | 3.53 | 3.72 | 4.03 | Relax Interventions 50% | Afghanistan | AFG | 2022-01-02 | v8 | TRUE
https://raw.githubusercontent.com/mrc-ide/global-lmic-reports/master/AFG/projections.csv | 2021-09-13 | hospital_demand | 115.75 | 123.72 | 129.65 | 131.08 | 138.4 | 150.36 | Relax Interventions 50% | Afghanistan | AFG | 2022-01-02 | v8 | TRUE
https://raw.githubusercontent.com/mrc-ide/global-lmic-reports/master/AFG/projections.csv | 2021-09-13 | ICU_demand | 58.58 | 62.65 | 65.16 | 66 | 69.52 | 75.1 | Relax Interventions 50% | Afghanistan | AFG | 2022-01-02 | v8 | TRUE
https://raw.githubusercontent.com/mrc-ide/global-lmic-reports/master/AFG/projections.csv | 2021-09-13 | hospital_incidence | 7.98 | 8.65 | 9.12 | 9.08 | 9.58 | 10.23 | Relax Interventions 50% | Afghanistan | AFG | 2022-01-02 | v8 | TRUE
https://raw.githubusercontent.com/mrc-ide/global-lmic-reports/master/AFG/projections.csv | 2021-09-13 | ICU_incidence | 2.38 | 2.58 | 2.72 | 2.71 | 2.86 | 3.05 | Relax Interventions 50% | Afghanistan | AFG | 2022-01-02 | v8 | TRUE
https://raw.githubusercontent.com/mrc-ide/global-lmic-reports/master/AFG/projections.csv | 2021-09-13 | prevalence | 7550.53 | 8178.63 | 8501.11 | 8597.73 | 9055.22 | 9604.76 | Relax Interventions 50% | Afghanistan | AFG | 2022-01-02 | v8 | TRUE
https://raw.githubusercontent.com/mrc-ide/global-lmic-reports/master/AFG/projections.csv | 2021-09-13 | cumulative_infections | 3354651.07 | 3487132.07 | 3580789.51 | 3579892.12 | 3664656.8 | 3886820.02 | Relax Interventions 50% | Afghanistan | AFG | 2022-01-02 | v8 | TRUE
https://raw.githubusercontent.com/mrc-ide/global-lmic-reports/master/AFG/projections.csv | 2021-09-13 | cumulative_deaths | 6808.63 | 7148.36 | 7365.17 | 7355.38 | 7568.25 | 8065.73 | Relax Interventions 50% | Afghanistan | AFG | 2022-01-02 | v8 | TRUE
https://raw.githubusercontent.com/mrc-ide/global-lmic-reports/master/AFG/projections.csv | 2021-09-13 | Rt | 1.07 | 1.1 | 1.11 | 1.11 | 1.13 | 1.15 | Relax Interventions 50% | Afghanistan | AFG | 2022-01-02 | v8 | TRUE
https://raw.githubusercontent.com/mrc-ide/global-lmic-reports/master/AFG/projections.csv | 2021-09-13 | Reff | 0.93 | 0.95 | 0.96 | 0.96 | 0.98 | 1 | Relax Interventions 50% | Afghanistan | AFG | 2022-01-02 | v8 | TRUE
https://raw.githubusercontent.com/mrc-ide/global-lmic-reports/master/AFG/projections.csv | 2021-09-13 | infections | 1079.3 | 1218.49 | 1266.53 | 1264.34 | 1331.97 | 1401.5 | Surged Additional 50% Reduction | Afghanistan | AFG | 2022-01-02 | v8 | TRUE
https://raw.githubusercontent.com/mrc-ide/global-lmic-reports/master/AFG/projections.csv | 2021-09-13 | deaths | 3.21 | 3.43 | 3.56 | 3.59 | 3.72 | 3.96 | Surged Additional 50% Reduction | Afghanistan | AFG | 2022-01-02 | v8 | TRUE
https://raw.githubusercontent.com/mrc-ide/global-lmic-reports/master/AFG/projections.csv | 2021-09-13 | hospital_demand | 118.76 | 128.25 | 133.97 | 133.51 | 138 | 148.88 | Surged Additional 50% Reduction | Afghanistan | AFG | 2022-01-02 | v8 | TRUE
https://raw.githubusercontent.com/mrc-ide/global-lmic-reports/master/AFG/projections.csv | 2021-09-13 | ICU_demand | 61.43 | 65.76 | 67.91 | 68.53 | 71.12 | 75.39 | Surged Additional 50% Reduction | Afghanistan | AFG | 2022-01-02 | v8 | TRUE
https://raw.githubusercontent.com/mrc-ide/global-lmic-reports/master/AFG/projections.csv | 2021-09-13 | hospital_incidence | 7.9 | 8.9 | 9.26 | 9.23 | 9.58 | 10.06 | Surged Additional 50% Reduction | Afghanistan | AFG | 2022-01-02 | v8 | TRUE
https://raw.githubusercontent.com/mrc-ide/global-lmic-reports/master/AFG/projections.csv | 2021-09-13 | ICU_incidence | 2.36 | 2.66 | 2.76 | 2.75 | 2.85 | 3 | Surged Additional 50% Reduction | Afghanistan | AFG | 2022-01-02 | v8 | TRUE
https://raw.githubusercontent.com/mrc-ide/global-lmic-reports/master/AFG/projections.csv | 2021-09-13 | prevalence | 7449.19 | 8452.47 | 8745.06 | 8742.02 | 9120.51 | 9525.93 | Surged Additional 50% Reduction | Afghanistan | AFG | 2022-01-02 | v8 | TRUE
https://raw.githubusercontent.com/mrc-ide/global-lmic-reports/master/AFG/projections.csv | 2021-09-13 | cumulative_infections | 3403692.79 | 3486512.33 | 3556052.91 | 3560475.85 | 3615556.79 | 3761617.64 | Surged Additional 50% Reduction | Afghanistan | AFG | 2022-01-02 | v8 | TRUE
https://raw.githubusercontent.com/mrc-ide/global-lmic-reports/master/AFG/projections.csv | 2021-09-13 | cumulative_deaths | 5803.04 | 5922.39 | 6028.29 | 6037.29 | 6131.2 | 6390.45 | Surged Additional 50% Reduction | Afghanistan | AFG | 2022-01-02 | v8 | TRUE
https://raw.githubusercontent.com/mrc-ide/global-lmic-reports/master/AFG/projections.csv | 2021-09-13 | Rt | 1.06 | 1.09 | 1.11 | 1.11 | 1.12 | 1.16 | Surged Additional 50% Reduction | Afghanistan | AFG | 2022-01-02 | v8 | TRUE
https://raw.githubusercontent.com/mrc-ide/global-lmic-reports/master/AFG/projections.csv | 2021-09-13 | Reff | 0.92 | 0.95 | 0.96 | 0.96 | 0.97 | 1 | Surged Additional 50% Reduction | Afghanistan | AFG | 2022-01-02 | v8 | TRUE
https://raw.githubusercontent.com/mrc-ide/global-lmic-reports/master/AFG/projections.csv | 2021-09-13 | infections | 1079.3 | 1218.49 | 1266.53 | 1264.34 | 1331.97 | 1401.5 | Surged Maintain Status Quo | Afghanistan | AFG | 2022-01-02 | v8 | TRUE
https://raw.githubusercontent.com/mrc-ide/global-lmic-reports/master/AFG/projections.csv | 2021-09-13 | deaths | 3.21 | 3.43 | 3.56 | 3.59 | 3.72 | 3.96 | Surged Maintain Status Quo | Afghanistan | AFG | 2022-01-02 | v8 | TRUE
https://raw.githubusercontent.com/mrc-ide/global-lmic-reports/master/AFG/projections.csv | 2021-09-13 | hospital_demand | 118.76 | 128.25 | 133.97 | 133.51 | 138 | 148.88 | Surged Maintain Status Quo | Afghanistan | AFG | 2022-01-02 | v8 | TRUE
https://raw.githubusercontent.com/mrc-ide/global-lmic-reports/master/AFG/projections.csv | 2021-09-13 | ICU_demand | 61.43 | 65.76 | 67.91 | 68.53 | 71.12 | 75.39 | Surged Maintain Status Quo | Afghanistan | AFG | 2022-01-02 | v8 | TRUE
https://raw.githubusercontent.com/mrc-ide/global-lmic-reports/master/AFG/projections.csv | 2021-09-13 | hospital_incidence | 7.9 | 8.9 | 9.26 | 9.23 | 9.58 | 10.06 | Surged Maintain Status Quo | Afghanistan | AFG | 2022-01-02 | v8 | TRUE
https://raw.githubusercontent.com/mrc-ide/global-lmic-reports/master/AFG/projections.csv | 2021-09-13 | ICU_incidence | 2.36 | 2.66 | 2.76 | 2.75 | 2.85 | 3 | Surged Maintain Status Quo | Afghanistan | AFG | 2022-01-02 | v8 | TRUE
https://raw.githubusercontent.com/mrc-ide/global-lmic-reports/master/AFG/projections.csv | 2021-09-13 | prevalence | 7449.19 | 8452.47 | 8745.06 | 8742.02 | 9120.51 | 9525.93 | Surged Maintain Status Quo | Afghanistan | AFG | 2022-01-02 | v8 | TRUE
https://raw.githubusercontent.com/mrc-ide/global-lmic-reports/master/AFG/projections.csv | 2021-09-13 | cumulative_infections | 3403692.79 | 3486512.33 | 3556052.91 | 3560475.85 | 3615556.79 | 3761617.64 | Surged Maintain Status Quo | Afghanistan | AFG | 2022-01-02 | v8 | TRUE
https://raw.githubusercontent.com/mrc-ide/global-lmic-reports/master/AFG/projections.csv | 2021-09-13 | cumulative_deaths | 5803.04 | 5922.39 | 6028.29 | 6037.29 | 6131.2 | 6390.45 | Surged Maintain Status Quo | Afghanistan | AFG | 2022-01-02 | v8 | TRUE
https://raw.githubusercontent.com/mrc-ide/global-lmic-reports/master/AFG/projections.csv | 2021-09-13 | Rt | 1.06 | 1.09 | 1.11 | 1.11 | 1.12 | 1.16 | Surged Maintain Status Quo | Afghanistan | AFG | 2022-01-02 | v8 | TRUE
https://raw.githubusercontent.com/mrc-ide/global-lmic-reports/master/AFG/projections.csv | 2021-09-13 | Reff | 0.92 | 0.95 | 0.96 | 0.96 | 0.97 | 1 | Surged Maintain Status Quo | Afghanistan | AFG | 2022-01-02 | v8 | TRUE
https://raw.githubusercontent.com/mrc-ide/global-lmic-reports/master/AFG/projections.csv | 2021-09-13 | infections | 1079.3 | 1218.49 | 1266.53 | 1264.34 | 1331.97 | 1401.5 | Surged Optimistic | Afghanistan | AFG | 2022-01-02 | v8 | TRUE
https://raw.githubusercontent.com/mrc-ide/global-lmic-reports/master/AFG/projections.csv | 2021-09-13 | deaths | 3.21 | 3.43 | 3.56 | 3.59 | 3.72 | 3.96 | Surged Optimistic | Afghanistan | AFG | 2022-01-02 | v8 | TRUE
https://raw.githubusercontent.com/mrc-ide/global-lmic-reports/master/AFG/projections.csv | 2021-09-13 | hospital_demand | 118.76 | 128.25 | 133.97 | 133.51 | 138 | 148.88 | Surged Optimistic | Afghanistan | AFG | 2022-01-02 | v8 | TRUE
https://raw.githubusercontent.com/mrc-ide/global-lmic-reports/master/AFG/projections.csv | 2021-09-13 | ICU_demand | 61.43 | 65.76 | 67.91 | 68.53 | 71.12 | 75.39 | Surged Optimistic | Afghanistan | AFG | 2022-01-02 | v8 | TRUE
https://raw.githubusercontent.com/mrc-ide/global-lmic-reports/master/AFG/projections.csv | 2021-09-13 | hospital_incidence | 7.9 | 8.9 | 9.26 | 9.23 | 9.58 | 10.06 | Surged Optimistic | Afghanistan | AFG | 2022-01-02 | v8 | TRUE
https://raw.githubusercontent.com/mrc-ide/global-lmic-reports/master/AFG/projections.csv | 2021-09-13 | ICU_incidence | 2.36 | 2.66 | 2.76 | 2.75 | 2.85 | 3 | Surged Optimistic | Afghanistan | AFG | 2022-01-02 | v8 | TRUE
https://raw.githubusercontent.com/mrc-ide/global-lmic-reports/master/AFG/projections.csv | 2021-09-13 | prevalence | 7449.19 | 8452.47 | 8745.06 | 8742.02 | 9120.51 | 9525.93 | Surged Optimistic | Afghanistan | AFG | 2022-01-02 | v8 | TRUE
https://raw.githubusercontent.com/mrc-ide/global-lmic-reports/master/AFG/projections.csv | 2021-09-13 | cumulative_infections | 3403692.79 | 3486512.33 | 3556052.91 | 3560475.85 | 3615556.79 | 3761617.64 | Surged Optimistic | Afghanistan | AFG | 2022-01-02 | v8 | TRUE
https://raw.githubusercontent.com/mrc-ide/global-lmic-reports/master/AFG/projections.csv | 2021-09-13 | cumulative_deaths | 5803.04 | 5922.39 | 6028.29 | 6037.29 | 6131.2 | 6390.45 | Surged Optimistic | Afghanistan | AFG | 2022-01-02 | v8 | TRUE
https://raw.githubusercontent.com/mrc-ide/global-lmic-reports/master/AFG/projections.csv | 2021-09-13 | Rt | 1.06 | 1.09 | 1.11 | 1.11 | 1.12 | 1.16 | Surged Optimistic | Afghanistan | AFG | 2022-01-02 | v8 | TRUE
https://raw.githubusercontent.com/mrc-ide/global-lmic-reports/master/AFG/projections.csv | 2021-09-13 | Reff | 0.92 | 0.95 | 0.96 | 0.96 | 0.97 | 1 | Surged Optimistic | Afghanistan | AFG | 2022-01-02 | v8 | TRUE
https://raw.githubusercontent.com/mrc-ide/global-lmic-reports/master/AFG/projections.csv | 2021-09-13 | infections | 1079.3 | 1218.49 | 1266.53 | 1264.34 | 1331.97 | 1401.5 | Surged Pessimistic | Afghanistan | AFG | 2022-01-02 | v8 | TRUE
https://raw.githubusercontent.com/mrc-ide/global-lmic-reports/master/AFG/projections.csv | 2021-09-13 | deaths | 3.21 | 3.43 | 3.56 | 3.59 | 3.72 | 3.96 | Surged Pessimistic | Afghanistan | AFG | 2022-01-02 | v8 | TRUE
https://raw.githubusercontent.com/mrc-ide/global-lmic-reports/master/AFG/projections.csv | 2021-09-13 | hospital_demand | 118.76 | 128.25 | 133.97 | 133.51 | 138 | 148.88 | Surged Pessimistic | Afghanistan | AFG | 2022-01-02 | v8 | TRUE
https://raw.githubusercontent.com/mrc-ide/global-lmic-reports/master/AFG/projections.csv | 2021-09-13 | ICU_demand | 61.43 | 65.76 | 67.91 | 68.53 | 71.12 | 75.39 | Surged Pessimistic | Afghanistan | AFG | 2022-01-02 | v8 | TRUE
https://raw.githubusercontent.com/mrc-ide/global-lmic-reports/master/AFG/projections.csv | 2021-09-13 | hospital_incidence | 7.9 | 8.9 | 9.26 | 9.23 | 9.58 | 10.06 | Surged Pessimistic | Afghanistan | AFG | 2022-01-02 | v8 | TRUE
https://raw.githubusercontent.com/mrc-ide/global-lmic-reports/master/AFG/projections.csv | 2021-09-13 | ICU_incidence | 2.36 | 2.66 | 2.76 | 2.75 | 2.85 | 3 | Surged Pessimistic | Afghanistan | AFG | 2022-01-02 | v8 | TRUE
https://raw.githubusercontent.com/mrc-ide/global-lmic-reports/master/AFG/projections.csv | 2021-09-13 | prevalence | 7449.19 | 8452.47 | 8745.06 | 8742.02 | 9120.51 | 9525.93 | Surged Pessimistic | Afghanistan | AFG | 2022-01-02 | v8 | TRUE
https://raw.githubusercontent.com/mrc-ide/global-lmic-reports/master/AFG/projections.csv | 2021-09-13 | cumulative_infections | 3403692.79 | 3486512.33 | 3556052.91 | 3560475.85 | 3615556.79 | 3761617.64 | Surged Pessimistic | Afghanistan | AFG | 2022-01-02 | v8 | TRUE
https://raw.githubusercontent.com/mrc-ide/global-lmic-reports/master/AFG/projections.csv | 2021-09-13 | cumulative_deaths | 5803.04 | 5922.39 | 6028.29 | 6037.29 | 6131.2 | 6390.45 | Surged Pessimistic | Afghanistan | AFG | 2022-01-02 | v8 | TRUE
https://raw.githubusercontent.com/mrc-ide/global-lmic-reports/master/AFG/projections.csv | 2021-09-13 | Rt | 1.06 | 1.09 | 1.11 | 1.11 | 1.12 | 1.16 | Surged Pessimistic | Afghanistan | AFG | 2022-01-02 | v8 | TRUE
https://raw.githubusercontent.com/mrc-ide/global-lmic-reports/master/AFG/projections.csv | 2021-09-13 | Reff | 0.92 | 0.95 | 0.96 | 0.96 | 0.97 | 1 | Surged Pessimistic | Afghanistan | AFG | 2022-01-02 | v8 | TRUE
https://raw.githubusercontent.com/mrc-ide/global-lmic-reports/master/AFG/projections.csv | 2021-09-13 | infections | 1079.3 | 1218.49 | 1266.53 | 1264.34 | 1331.97 | 1401.5 | Surged Relax Interventions 50% | Afghanistan | AFG | 2022-01-02 | v8 | TRUE
https://raw.githubusercontent.com/mrc-ide/global-lmic-reports/master/AFG/projections.csv | 2021-09-13 | deaths | 3.21 | 3.43 | 3.56 | 3.59 | 3.72 | 3.96 | Surged Relax Interventions 50% | Afghanistan | AFG | 2022-01-02 | v8 | TRUE
https://raw.githubusercontent.com/mrc-ide/global-lmic-reports/master/AFG/projections.csv | 2021-09-13 | hospital_demand | 118.76 | 128.25 | 133.97 | 133.51 | 138 | 148.88 | Surged Relax Interventions 50% | Afghanistan | AFG | 2022-01-02 | v8 | TRUE
https://raw.githubusercontent.com/mrc-ide/global-lmic-reports/master/AFG/projections.csv | 2021-09-13 | ICU_demand | 61.43 | 65.76 | 67.91 | 68.53 | 71.12 | 75.39 | Surged Relax Interventions 50% | Afghanistan | AFG | 2022-01-02 | v8 | TRUE
https://raw.githubusercontent.com/mrc-ide/global-lmic-reports/master/AFG/projections.csv | 2021-09-13 | hospital_incidence | 7.9 | 8.9 | 9.26 | 9.23 | 9.58 | 10.06 | Surged Relax Interventions 50% | Afghanistan | AFG | 2022-01-02 | v8 | TRUE
https://raw.githubusercontent.com/mrc-ide/global-lmic-reports/master/AFG/projections.csv | 2021-09-13 | ICU_incidence | 2.36 | 2.66 | 2.76 | 2.75 | 2.85 | 3 | Surged Relax Interventions 50% | Afghanistan | AFG | 2022-01-02 | v8 | TRUE
https://raw.githubusercontent.com/mrc-ide/global-lmic-reports/master/AFG/projections.csv | 2021-09-13 | prevalence | 7449.19 | 8452.47 | 8745.06 | 8742.02 | 9120.51 | 9525.93 | Surged Relax Interventions 50% | Afghanistan | AFG | 2022-01-02 | v8 | TRUE
https://raw.githubusercontent.com/mrc-ide/global-lmic-reports/master/AFG/projections.csv | 2021-09-13 | cumulative_infections | 3403692.79 | 3486512.33 | 3556052.91 | 3560475.85 | 3615556.79 | 3761617.64 | Surged Relax Interventions 50% | Afghanistan | AFG | 2022-01-02 | v8 | TRUE
https://raw.githubusercontent.com/mrc-ide/global-lmic-reports/master/AFG/projections.csv | 2021-09-13 | cumulative_deaths | 5803.04 | 5922.39 | 6028.29 | 6037.29 | 6131.2 | 6390.45 | Surged Relax Interventions 50% | Afghanistan | AFG | 2022-01-02 | v8 | TRUE
https://raw.githubusercontent.com/mrc-ide/global-lmic-reports/master/AFG/projections.csv | 2021-09-13 | Rt | 1.06 | 1.09 | 1.11 | 1.11 | 1.12 | 1.16 | Surged Relax Interventions 50% | Afghanistan | AFG | 2022-01-02 | v8 | TRUE
https://raw.githubusercontent.com/mrc-ide/global-lmic-reports/master/AFG/projections.csv | 2021-09-13 | Reff | 0.92 | 0.95 | 0.96 | 0.96 | 0.97 | 1 | Surged Relax Interventions 50% | Afghanistan | AFG | 2022-01-02 | v8 | TRUE
https://raw.githubusercontent.com/mrc-ide/global-lmic-reports/master/AFG/projections.csv | 2021-09-14 | infections | 1076.15 | 1163.18 | 1224.45 | 1228.13 | 1298.51 | 1394.17 | Additional 50% Reduction | Afghanistan | AFG | 2022-01-02 | v8 | TRUE
https://raw.githubusercontent.com/mrc-ide/global-lmic-reports/master/AFG/projections.csv | 2021-09-14 | deaths | 2.96 | 3.18 | 3.31 | 3.35 | 3.54 | 3.83 | Additional 50% Reduction | Afghanistan | AFG | 2022-01-02 | v8 | TRUE
https://raw.githubusercontent.com/mrc-ide/global-lmic-reports/master/AFG/projections.csv | 2021-09-14 | hospital_demand | 110.26 | 117.91 | 124.16 | 124.84 | 131.81 | 143.45 | Additional 50% Reduction | Afghanistan | AFG | 2022-01-02 | v8 | TRUE
https://raw.githubusercontent.com/mrc-ide/global-lmic-reports/master/AFG/projections.csv | 2021-09-14 | ICU_demand | 55.76 | 59.84 | 62 | 62.84 | 66.2 | 71.59 | Additional 50% Reduction | Afghanistan | AFG | 2022-01-02 | v8 | TRUE
https://raw.githubusercontent.com/mrc-ide/global-lmic-reports/master/AFG/projections.csv | 2021-09-14 | hospital_incidence | 7.7 | 8.34 | 8.77 | 8.77 | 9.26 | 9.86 | Additional 50% Reduction | Afghanistan | AFG | 2022-01-02 | v8 | TRUE
https://raw.githubusercontent.com/mrc-ide/global-lmic-reports/master/AFG/projections.csv | 2021-09-14 | ICU_incidence | 2.3 | 2.49 | 2.61 | 2.61 | 2.76 | 2.94 | Additional 50% Reduction | Afghanistan | AFG | 2022-01-02 | v8 | TRUE
https://raw.githubusercontent.com/mrc-ide/global-lmic-reports/master/AFG/projections.csv | 2021-09-14 | prevalence | 7499.02 | 8127.94 | 8441.95 | 8535.56 | 9012.22 | 9531.23 | Additional 50% Reduction | Afghanistan | AFG | 2022-01-02 | v8 | TRUE
https://raw.githubusercontent.com/mrc-ide/global-lmic-reports/master/AFG/projections.csv | 2021-09-14 | cumulative_infections | 3355889.75 | 3488392.75 | 3582045.12 | 3581120.26 | 3665888.67 | 3888168.25 | Additional 50% Reduction | Afghanistan | AFG | 2022-01-02 | v8 | TRUE
https://raw.githubusercontent.com/mrc-ide/global-lmic-reports/master/AFG/projections.csv | 2021-09-14 | cumulative_deaths | 6812.33 | 7151.43 | 7368.3 | 7358.73 | 7571.5 | 8069.31 | Additional 50% Reduction | Afghanistan | AFG | 2022-01-02 | v8 | TRUE
https://raw.githubusercontent.com/mrc-ide/global-lmic-reports/master/AFG/projections.csv | 2021-09-14 | Rt | 1.06 | 1.09 | 1.11 | 1.11 | 1.12 | 1.14 | Additional 50% Reduction | Afghanistan | AFG | 2022-01-02 | v8 | TRUE
https://raw.githubusercontent.com/mrc-ide/global-lmic-reports/master/AFG/projections.csv | 2021-09-14 | Reff | 0.92 | 0.94 | 0.96 | 0.96 | 0.97 | 0.99 | Additional 50% Reduction | Afghanistan | AFG | 2022-01-02 | v8 | TRUE
https://raw.githubusercontent.com/mrc-ide/global-lmic-reports/master/AFG/projections.csv | 2021-09-14 | infections | 1076.15 | 1163.18 | 1224.45 | 1228.13 | 1298.51 | 1394.17 | Maintain Status Quo | Afghanistan | AFG | 2022-01-02 | v8 | TRUE
https://raw.githubusercontent.com/mrc-ide/global-lmic-reports/master/AFG/projections.csv | 2021-09-14 | deaths | 2.96 | 3.18 | 3.31 | 3.35 | 3.54 | 3.83 | Maintain Status Quo | Afghanistan | AFG | 2022-01-02 | v8 | TRUE
https://raw.githubusercontent.com/mrc-ide/global-lmic-reports/master/AFG/projections.csv | 2021-09-14 | hospital_demand | 110.26 | 117.91 | 124.16 | 124.84 | 131.81 | 143.45 | Maintain Status Quo | Afghanistan | AFG | 2022-01-02 | v8 | TRUE
https://raw.githubusercontent.com/mrc-ide/global-lmic-reports/master/AFG/projections.csv | 2021-09-14 | ICU_demand | 55.76 | 59.84 | 62 | 62.84 | 66.2 | 71.59 | Maintain Status Quo | Afghanistan | AFG | 2022-01-02 | v8 | TRUE
https://raw.githubusercontent.com/mrc-ide/global-lmic-reports/master/AFG/projections.csv | 2021-09-14 | hospital_incidence | 7.7 | 8.34 | 8.77 | 8.77 | 9.26 | 9.86 | Maintain Status Quo | Afghanistan | AFG | 2022-01-02 | v8 | TRUE
https://raw.githubusercontent.com/mrc-ide/global-lmic-reports/master/AFG/projections.csv | 2021-09-14 | ICU_incidence | 2.3 | 2.49 | 2.61 | 2.61 | 2.76 | 2.94 | Maintain Status Quo | Afghanistan | AFG | 2022-01-02 | v8 | TRUE
https://raw.githubusercontent.com/mrc-ide/global-lmic-reports/master/AFG/projections.csv | 2021-09-14 | prevalence | 7499.02 | 8127.94 | 8441.95 | 8535.56 | 9012.22 | 9531.23 | Maintain Status Quo | Afghanistan | AFG | 2022-01-02 | v8 | TRUE
https://raw.githubusercontent.com/mrc-ide/global-lmic-reports/master/AFG/projections.csv | 2021-09-14 | cumulative_infections | 3355889.75 | 3488392.75 | 3582045.12 | 3581120.26 | 3665888.67 | 3888168.25 | Maintain Status Quo | Afghanistan | AFG | 2022-01-02 | v8 | TRUE
https://raw.githubusercontent.com/mrc-ide/global-lmic-reports/master/AFG/projections.csv | 2021-09-14 | cumulative_deaths | 6812.33 | 7151.43 | 7368.3 | 7358.73 | 7571.5 | 8069.31 | Maintain Status Quo | Afghanistan | AFG | 2022-01-02 | v8 | TRUE
https://raw.githubusercontent.com/mrc-ide/global-lmic-reports/master/AFG/projections.csv | 2021-09-14 | Rt | 1.06 | 1.09 | 1.11 | 1.11 | 1.12 | 1.14 | Maintain Status Quo | Afghanistan | AFG | 2022-01-02 | v8 | TRUE
https://raw.githubusercontent.com/mrc-ide/global-lmic-reports/master/AFG/projections.csv | 2021-09-14 | Reff | 0.92 | 0.94 | 0.96 | 0.96 | 0.97 | 0.99 | Maintain Status Quo | Afghanistan | AFG | 2022-01-02 | v8 | TRUE
https://raw.githubusercontent.com/mrc-ide/global-lmic-reports/master/AFG/projections.csv | 2021-09-14 | infections | 1076.15 | 1163.18 | 1224.45 | 1228.13 | 1298.51 | 1394.17 | Optimistic | Afghanistan | AFG | 2022-01-02 | v8 | TRUE
https://raw.githubusercontent.com/mrc-ide/global-lmic-reports/master/AFG/projections.csv | 2021-09-14 | deaths | 2.96 | 3.18 | 3.31 | 3.35 | 3.54 | 3.83 | Optimistic | Afghanistan | AFG | 2022-01-02 | v8 | TRUE
https://raw.githubusercontent.com/mrc-ide/global-lmic-reports/master/AFG/projections.csv | 2021-09-14 | hospital_demand | 110.26 | 117.91 | 124.16 | 124.84 | 131.81 | 143.45 | Optimistic | Afghanistan | AFG | 2022-01-02 | v8 | TRUE
https://raw.githubusercontent.com/mrc-ide/global-lmic-reports/master/AFG/projections.csv | 2021-09-14 | ICU_demand | 55.76 | 59.84 | 62 | 62.84 | 66.2 | 71.59 | Optimistic | Afghanistan | AFG | 2022-01-02 | v8 | TRUE
https://raw.githubusercontent.com/mrc-ide/global-lmic-reports/master/AFG/projections.csv | 2021-09-14 | hospital_incidence | 7.7 | 8.34 | 8.77 | 8.77 | 9.26 | 9.86 | Optimistic | Afghanistan | AFG | 2022-01-02 | v8 | TRUE
https://raw.githubusercontent.com/mrc-ide/global-lmic-reports/master/AFG/projections.csv | 2021-09-14 | ICU_incidence | 2.3 | 2.49 | 2.61 | 2.61 | 2.76 | 2.94 | Optimistic | Afghanistan | AFG | 2022-01-02 | v8 | TRUE
https://raw.githubusercontent.com/mrc-ide/global-lmic-reports/master/AFG/projections.csv | 2021-09-14 | prevalence | 7499.02 | 8127.94 | 8441.95 | 8535.56 | 9012.22 | 9531.23 | Optimistic | Afghanistan | AFG | 2022-01-02 | v8 | TRUE
https://raw.githubusercontent.com/mrc-ide/global-lmic-reports/master/AFG/projections.csv | 2021-09-14 | cumulative_infections | 3355889.75 | 3488392.75 | 3582045.12 | 3581120.26 | 3665888.67 | 3888168.25 | Optimistic | Afghanistan | AFG | 2022-01-02 | v8 | TRUE
https://raw.githubusercontent.com/mrc-ide/global-lmic-reports/master/AFG/projections.csv | 2021-09-14 | cumulative_deaths | 6812.33 | 7151.43 | 7368.3 | 7358.73 | 7571.5 | 8069.31 | Optimistic | Afghanistan | AFG | 2022-01-02 | v8 | TRUE
https://raw.githubusercontent.com/mrc-ide/global-lmic-reports/master/AFG/projections.csv | 2021-09-14 | Rt | 1.06 | 1.09 | 1.11 | 1.11 | 1.12 | 1.14 | Optimistic | Afghanistan | AFG | 2022-01-02 | v8 | TRUE
https://raw.githubusercontent.com/mrc-ide/global-lmic-reports/master/AFG/projections.csv | 2021-09-14 | Reff | 0.92 | 0.94 | 0.96 | 0.96 | 0.97 | 0.99 | Optimistic | Afghanistan | AFG | 2022-01-02 | v8 | TRUE
https://raw.githubusercontent.com/mrc-ide/global-lmic-reports/master/AFG/projections.csv | 2021-09-14 | infections | 1076.15 | 1163.18 | 1224.45 | 1228.13 | 1298.51 | 1394.17 | Pessimistic | Afghanistan | AFG | 2022-01-02 | v8 | TRUE
https://raw.githubusercontent.com/mrc-ide/global-lmic-reports/master/AFG/projections.csv | 2021-09-14 | deaths | 2.96 | 3.18 | 3.31 | 3.35 | 3.54 | 3.83 | Pessimistic | Afghanistan | AFG | 2022-01-02 | v8 | TRUE
https://raw.githubusercontent.com/mrc-ide/global-lmic-reports/master/AFG/projections.csv | 2021-09-14 | hospital_demand | 110.26 | 117.91 | 124.16 | 124.84 | 131.81 | 143.45 | Pessimistic | Afghanistan | AFG | 2022-01-02 | v8 | TRUE
https://raw.githubusercontent.com/mrc-ide/global-lmic-reports/master/AFG/projections.csv | 2021-09-14 | ICU_demand | 55.76 | 59.84 | 62 | 62.84 | 66.2 | 71.59 | Pessimistic | Afghanistan | AFG | 2022-01-02 | v8 | TRUE
https://raw.githubusercontent.com/mrc-ide/global-lmic-reports/master/AFG/projections.csv | 2021-09-14 | hospital_incidence | 7.7 | 8.34 | 8.77 | 8.77 | 9.26 | 9.86 | Pessimistic | Afghanistan | AFG | 2022-01-02 | v8 | TRUE
https://raw.githubusercontent.com/mrc-ide/global-lmic-reports/master/AFG/projections.csv | 2021-09-14 | ICU_incidence | 2.3 | 2.49 | 2.61 | 2.61 | 2.76 | 2.94 | Pessimistic | Afghanistan | AFG | 2022-01-02 | v8 | TRUE
https://raw.githubusercontent.com/mrc-ide/global-lmic-reports/master/AFG/projections.csv | 2021-09-14 | prevalence | 7499.02 | 8127.94 | 8441.95 | 8535.56 | 9012.22 | 9531.23 | Pessimistic | Afghanistan | AFG | 2022-01-02 | v8 | TRUE
https://raw.githubusercontent.com/mrc-ide/global-lmic-reports/master/AFG/projections.csv | 2021-09-14 | cumulative_infections | 3355889.75 | 3488392.75 | 3582045.12 | 3581120.26 | 3665888.67 | 3888168.25 | Pessimistic | Afghanistan | AFG | 2022-01-02 | v8 | TRUE
https://raw.githubusercontent.com/mrc-ide/global-lmic-reports/master/AFG/projections.csv | 2021-09-14 | cumulative_deaths | 6812.33 | 7151.43 | 7368.3 | 7358.73 | 7571.5 | 8069.31 | Pessimistic | Afghanistan | AFG | 2022-01-02 | v8 | TRUE
https://raw.githubusercontent.com/mrc-ide/global-lmic-reports/master/AFG/projections.csv | 2021-09-14 | Rt | 1.06 | 1.09 | 1.11 | 1.11 | 1.12 | 1.14 | Pessimistic | Afghanistan | AFG | 2022-01-02 | v8 | TRUE
https://raw.githubusercontent.com/mrc-ide/global-lmic-reports/master/AFG/projections.csv | 2021-09-14 | Reff | 0.92 | 0.94 | 0.96 | 0.96 | 0.97 | 0.99 | Pessimistic | Afghanistan | AFG | 2022-01-02 | v8 | TRUE
https://raw.githubusercontent.com/mrc-ide/global-lmic-reports/master/AFG/projections.csv | 2021-09-14 | infections | 1076.15 | 1163.18 | 1224.45 | 1228.13 | 1298.51 | 1394.17 | Relax Interventions 50% | Afghanistan | AFG | 2022-01-02 | v8 | TRUE
https://raw.githubusercontent.com/mrc-ide/global-lmic-reports/master/AFG/projections.csv | 2021-09-14 | deaths | 2.96 | 3.18 | 3.31 | 3.35 | 3.54 | 3.83 | Relax Interventions 50% | Afghanistan | AFG | 2022-01-02 | v8 | TRUE
https://raw.githubusercontent.com/mrc-ide/global-lmic-reports/master/AFG/projections.csv | 2021-09-14 | hospital_demand | 110.26 | 117.91 | 124.16 | 124.84 | 131.81 | 143.45 | Relax Interventions 50% | Afghanistan | AFG | 2022-01-02 | v8 | TRUE
https://raw.githubusercontent.com/mrc-ide/global-lmic-reports/master/AFG/projections.csv | 2021-09-14 | ICU_demand | 55.76 | 59.84 | 62 | 62.84 | 66.2 | 71.59 | Relax Interventions 50% | Afghanistan | AFG | 2022-01-02 | v8 | TRUE
https://raw.githubusercontent.com/mrc-ide/global-lmic-reports/master/AFG/projections.csv | 2021-09-14 | hospital_incidence | 7.7 | 8.34 | 8.77 | 8.77 | 9.26 | 9.86 | Relax Interventions 50% | Afghanistan | AFG | 2022-01-02 | v8 | TRUE
https://raw.githubusercontent.com/mrc-ide/global-lmic-reports/master/AFG/projections.csv | 2021-09-14 | ICU_incidence | 2.3 | 2.49 | 2.61 | 2.61 | 2.76 | 2.94 | Relax Interventions 50% | Afghanistan | AFG | 2022-01-02 | v8 | TRUE
https://raw.githubusercontent.com/mrc-ide/global-lmic-reports/master/AFG/projections.csv | 2021-09-14 | prevalence | 7499.02 | 8127.94 | 8441.95 | 8535.56 | 9012.22 | 9531.23 | Relax Interventions 50% | Afghanistan | AFG | 2022-01-02 | v8 | TRUE
https://raw.githubusercontent.com/mrc-ide/global-lmic-reports/master/AFG/projections.csv | 2021-09-14 | cumulative_infections | 3355889.75 | 3488392.75 | 3582045.12 | 3581120.26 | 3665888.67 | 3888168.25 | Relax Interventions 50% | Afghanistan | AFG | 2022-01-02 | v8 | TRUE
https://raw.githubusercontent.com/mrc-ide/global-lmic-reports/master/AFG/projections.csv | 2021-09-14 | cumulative_deaths | 6812.33 | 7151.43 | 7368.3 | 7358.73 | 7571.5 | 8069.31 | Relax Interventions 50% | Afghanistan | AFG | 2022-01-02 | v8 | TRUE
https://raw.githubusercontent.com/mrc-ide/global-lmic-reports/master/AFG/projections.csv | 2021-09-14 | Rt | 1.06 | 1.09 | 1.11 | 1.11 | 1.12 | 1.14 | Relax Interventions 50% | Afghanistan | AFG | 2022-01-02 | v8 | TRUE
https://raw.githubusercontent.com/mrc-ide/global-lmic-reports/master/AFG/projections.csv | 2021-09-14 | Reff | 0.92 | 0.94 | 0.96 | 0.96 | 0.97 | 0.99 | Relax Interventions 50% | Afghanistan | AFG | 2022-01-02 | v8 | TRUE
https://raw.githubusercontent.com/mrc-ide/global-lmic-reports/master/AFG/projections.csv | 2021-09-14 | infections | 1062.41 | 1201.8 | 1242.27 | 1244.74 | 1314.24 | 1385.1 | Surged Additional 50% Reduction | Afghanistan | AFG | 2022-01-02 | v8 | TRUE
https://raw.githubusercontent.com/mrc-ide/global-lmic-reports/master/AFG/projections.csv | 2021-09-14 | deaths | 3.04 | 3.27 | 3.39 | 3.41 | 3.53 | 3.77 | Surged Additional 50% Reduction | Afghanistan | AFG | 2022-01-02 | v8 | TRUE
https://raw.githubusercontent.com/mrc-ide/global-lmic-reports/master/AFG/projections.csv | 2021-09-14 | hospital_demand | 112.82 | 122.27 | 127.73 | 127.15 | 131.42 | 141.91 | Surged Additional 50% Reduction | Afghanistan | AFG | 2022-01-02 | v8 | TRUE
https://raw.githubusercontent.com/mrc-ide/global-lmic-reports/master/AFG/projections.csv | 2021-09-14 | ICU_demand | 58.32 | 62.55 | 64.78 | 65.14 | 67.57 | 71.86 | Surged Additional 50% Reduction | Afghanistan | AFG | 2022-01-02 | v8 | TRUE
https://raw.githubusercontent.com/mrc-ide/global-lmic-reports/master/AFG/projections.csv | 2021-09-14 | hospital_incidence | 7.62 | 8.61 | 8.94 | 8.92 | 9.26 | 9.7 | Surged Additional 50% Reduction | Afghanistan | AFG | 2022-01-02 | v8 | TRUE
https://raw.githubusercontent.com/mrc-ide/global-lmic-reports/master/AFG/projections.csv | 2021-09-14 | ICU_incidence | 2.27 | 2.57 | 2.66 | 2.66 | 2.76 | 2.89 | Surged Additional 50% Reduction | Afghanistan | AFG | 2022-01-02 | v8 | TRUE
https://raw.githubusercontent.com/mrc-ide/global-lmic-reports/master/AFG/projections.csv | 2021-09-14 | prevalence | 7393.3 | 8397.14 | 8682.06 | 8674.44 | 9068.6 | 9486.14 | Surged Additional 50% Reduction | Afghanistan | AFG | 2022-01-02 | v8 | TRUE
https://raw.githubusercontent.com/mrc-ide/global-lmic-reports/master/AFG/projections.csv | 2021-09-14 | cumulative_infections | 3404910.98 | 3487675.54 | 3557242.31 | 3561720.59 | 3616836.56 | 3762816.95 | Surged Additional 50% Reduction | Afghanistan | AFG | 2022-01-02 | v8 | TRUE
https://raw.githubusercontent.com/mrc-ide/global-lmic-reports/master/AFG/projections.csv | 2021-09-14 | cumulative_deaths | 5806.27 | 5925.92 | 6031.73 | 6040.7 | 6134.83 | 6393.68 | Surged Additional 50% Reduction | Afghanistan | AFG | 2022-01-02 | v8 | TRUE
https://raw.githubusercontent.com/mrc-ide/global-lmic-reports/master/AFG/projections.csv | 2021-09-14 | Rt | 1.06 | 1.09 | 1.1 | 1.1 | 1.11 | 1.15 | Surged Additional 50% Reduction | Afghanistan | AFG | 2022-01-02 | v8 | TRUE
https://raw.githubusercontent.com/mrc-ide/global-lmic-reports/master/AFG/projections.csv | 2021-09-14 | Reff | 0.92 | 0.94 | 0.95 | 0.95 | 0.96 | 1 | Surged Additional 50% Reduction | Afghanistan | AFG | 2022-01-02 | v8 | TRUE
https://raw.githubusercontent.com/mrc-ide/global-lmic-reports/master/AFG/projections.csv | 2021-09-14 | infections | 1062.41 | 1201.8 | 1242.27 | 1244.74 | 1314.24 | 1385.1 | Surged Maintain Status Quo | Afghanistan | AFG | 2022-01-02 | v8 | TRUE
https://raw.githubusercontent.com/mrc-ide/global-lmic-reports/master/AFG/projections.csv | 2021-09-14 | deaths | 3.04 | 3.27 | 3.39 | 3.41 | 3.53 | 3.77 | Surged Maintain Status Quo | Afghanistan | AFG | 2022-01-02 | v8 | TRUE
https://raw.githubusercontent.com/mrc-ide/global-lmic-reports/master/AFG/projections.csv | 2021-09-14 | hospital_demand | 112.82 | 122.27 | 127.73 | 127.15 | 131.42 | 141.91 | Surged Maintain Status Quo | Afghanistan | AFG | 2022-01-02 | v8 | TRUE
https://raw.githubusercontent.com/mrc-ide/global-lmic-reports/master/AFG/projections.csv | 2021-09-14 | ICU_demand | 58.32 | 62.55 | 64.78 | 65.14 | 67.57 | 71.86 | Surged Maintain Status Quo | Afghanistan | AFG | 2022-01-02 | v8 | TRUE
https://raw.githubusercontent.com/mrc-ide/global-lmic-reports/master/AFG/projections.csv | 2021-09-14 | hospital_incidence | 7.62 | 8.61 | 8.94 | 8.92 | 9.26 | 9.7 | Surged Maintain Status Quo | Afghanistan | AFG | 2022-01-02 | v8 | TRUE
https://raw.githubusercontent.com/mrc-ide/global-lmic-reports/master/AFG/projections.csv | 2021-09-14 | ICU_incidence | 2.27 | 2.57 | 2.66 | 2.66 | 2.76 | 2.89 | Surged Maintain Status Quo | Afghanistan | AFG | 2022-01-02 | v8 | TRUE
https://raw.githubusercontent.com/mrc-ide/global-lmic-reports/master/AFG/projections.csv | 2021-09-14 | prevalence | 7393.3 | 8397.14 | 8682.06 | 8674.44 | 9068.6 | 9486.14 | Surged Maintain Status Quo | Afghanistan | AFG | 2022-01-02 | v8 | TRUE
https://raw.githubusercontent.com/mrc-ide/global-lmic-reports/master/AFG/projections.csv | 2021-09-14 | cumulative_infections | 3404910.98 | 3487675.54 | 3557242.31 | 3561720.59 | 3616836.56 | 3762816.95 | Surged Maintain Status Quo | Afghanistan | AFG | 2022-01-02 | v8 | TRUE
https://raw.githubusercontent.com/mrc-ide/global-lmic-reports/master/AFG/projections.csv | 2021-09-14 | cumulative_deaths | 5806.27 | 5925.92 | 6031.73 | 6040.7 | 6134.83 | 6393.68 | Surged Maintain Status Quo | Afghanistan | AFG | 2022-01-02 | v8 | TRUE
https://raw.githubusercontent.com/mrc-ide/global-lmic-reports/master/AFG/projections.csv | 2021-09-14 | Rt | 1.06 | 1.09 | 1.1 | 1.1 | 1.11 | 1.15 | Surged Maintain Status Quo | Afghanistan | AFG | 2022-01-02 | v8 | TRUE
https://raw.githubusercontent.com/mrc-ide/global-lmic-reports/master/AFG/projections.csv | 2021-09-14 | Reff | 0.92 | 0.94 | 0.95 | 0.95 | 0.96 | 1 | Surged Maintain Status Quo | Afghanistan | AFG | 2022-01-02 | v8 | TRUE
https://raw.githubusercontent.com/mrc-ide/global-lmic-reports/master/AFG/projections.csv | 2021-09-14 | infections | 1062.41 | 1201.8 | 1242.27 | 1244.74 | 1314.24 | 1385.1 | Surged Optimistic | Afghanistan | AFG | 2022-01-02 | v8 | TRUE
https://raw.githubusercontent.com/mrc-ide/global-lmic-reports/master/AFG/projections.csv | 2021-09-14 | deaths | 3.04 | 3.27 | 3.39 | 3.41 | 3.53 | 3.77 | Surged Optimistic | Afghanistan | AFG | 2022-01-02 | v8 | TRUE
https://raw.githubusercontent.com/mrc-ide/global-lmic-reports/master/AFG/projections.csv | 2021-09-14 | hospital_demand | 112.82 | 122.27 | 127.73 | 127.15 | 131.42 | 141.91 | Surged Optimistic | Afghanistan | AFG | 2022-01-02 | v8 | TRUE
https://raw.githubusercontent.com/mrc-ide/global-lmic-reports/master/AFG/projections.csv | 2021-09-14 | ICU_demand | 58.32 | 62.55 | 64.78 | 65.14 | 67.57 | 71.86 | Surged Optimistic | Afghanistan | AFG | 2022-01-02 | v8 | TRUE
https://raw.githubusercontent.com/mrc-ide/global-lmic-reports/master/AFG/projections.csv | 2021-09-14 | hospital_incidence | 7.62 | 8.61 | 8.94 | 8.92 | 9.26 | 9.7 | Surged Optimistic | Afghanistan | AFG | 2022-01-02 | v8 | TRUE
https://raw.githubusercontent.com/mrc-ide/global-lmic-reports/master/AFG/projections.csv | 2021-09-14 | ICU_incidence | 2.27 | 2.57 | 2.66 | 2.66 | 2.76 | 2.89 | Surged Optimistic | Afghanistan | AFG | 2022-01-02 | v8 | TRUE
https://raw.githubusercontent.com/mrc-ide/global-lmic-reports/master/AFG/projections.csv | 2021-09-14 | prevalence | 7393.3 | 8397.14 | 8682.06 | 8674.44 | 9068.6 | 9486.14 | Surged Optimistic | Afghanistan | AFG | 2022-01-02 | v8 | TRUE
https://raw.githubusercontent.com/mrc-ide/global-lmic-reports/master/AFG/projections.csv | 2021-09-14 | cumulative_infections | 3404910.98 | 3487675.54 | 3557242.31 | 3561720.59 | 3616836.56 | 3762816.95 | Surged Optimistic | Afghanistan | AFG | 2022-01-02 | v8 | TRUE
https://raw.githubusercontent.com/mrc-ide/global-lmic-reports/master/AFG/projections.csv | 2021-09-14 | cumulative_deaths | 5806.27 | 5925.92 | 6031.73 | 6040.7 | 6134.83 | 6393.68 | Surged Optimistic | Afghanistan | AFG | 2022-01-02 | v8 | TRUE
https://raw.githubusercontent.com/mrc-ide/global-lmic-reports/master/AFG/projections.csv | 2021-09-14 | Rt | 1.06 | 1.09 | 1.1 | 1.1 | 1.11 | 1.15 | Surged Optimistic | Afghanistan | AFG | 2022-01-02 | v8 | TRUE
https://raw.githubusercontent.com/mrc-ide/global-lmic-reports/master/AFG/projections.csv | 2021-09-14 | Reff | 0.92 | 0.94 | 0.95 | 0.95 | 0.96 | 1 | Surged Optimistic | Afghanistan | AFG | 2022-01-02 | v8 | TRUE
https://raw.githubusercontent.com/mrc-ide/global-lmic-reports/master/AFG/projections.csv | 2021-09-14 | infections | 1062.41 | 1201.8 | 1242.27 | 1244.74 | 1314.24 | 1385.1 | Surged Pessimistic | Afghanistan | AFG | 2022-01-02 | v8 | TRUE
https://raw.githubusercontent.com/mrc-ide/global-lmic-reports/master/AFG/projections.csv | 2021-09-14 | deaths | 3.04 | 3.27 | 3.39 | 3.41 | 3.53 | 3.77 | Surged Pessimistic | Afghanistan | AFG | 2022-01-02 | v8 | TRUE
https://raw.githubusercontent.com/mrc-ide/global-lmic-reports/master/AFG/projections.csv | 2021-09-14 | hospital_demand | 112.82 | 122.27 | 127.73 | 127.15 | 131.42 | 141.91 | Surged Pessimistic | Afghanistan | AFG | 2022-01-02 | v8 | TRUE
https://raw.githubusercontent.com/mrc-ide/global-lmic-reports/master/AFG/projections.csv | 2021-09-14 | ICU_demand | 58.32 | 62.55 | 64.78 | 65.14 | 67.57 | 71.86 | Surged Pessimistic | Afghanistan | AFG | 2022-01-02 | v8 | TRUE
https://raw.githubusercontent.com/mrc-ide/global-lmic-reports/master/AFG/projections.csv | 2021-09-14 | hospital_incidence | 7.62 | 8.61 | 8.94 | 8.92 | 9.26 | 9.7 | Surged Pessimistic | Afghanistan | AFG | 2022-01-02 | v8 | TRUE
https://raw.githubusercontent.com/mrc-ide/global-lmic-reports/master/AFG/projections.csv | 2021-09-14 | ICU_incidence | 2.27 | 2.57 | 2.66 | 2.66 | 2.76 | 2.89 | Surged Pessimistic | Afghanistan | AFG | 2022-01-02 | v8 | TRUE
https://raw.githubusercontent.com/mrc-ide/global-lmic-reports/master/AFG/projections.csv | 2021-09-14 | prevalence | 7393.3 | 8397.14 | 8682.06 | 8674.44 | 9068.6 | 9486.14 | Surged Pessimistic | Afghanistan | AFG | 2022-01-02 | v8 | TRUE
https://raw.githubusercontent.com/mrc-ide/global-lmic-reports/master/AFG/projections.csv | 2021-09-14 | cumulative_infections | 3404910.98 | 3487675.54 | 3557242.31 | 3561720.59 | 3616836.56 | 3762816.95 | Surged Pessimistic | Afghanistan | AFG | 2022-01-02 | v8 | TRUE
https://raw.githubusercontent.com/mrc-ide/global-lmic-reports/master/AFG/projections.csv | 2021-09-14 | cumulative_deaths | 5806.27 | 5925.92 | 6031.73 | 6040.7 | 6134.83 | 6393.68 | Surged Pessimistic | Afghanistan | AFG | 2022-01-02 | v8 | TRUE
https://raw.githubusercontent.com/mrc-ide/global-lmic-reports/master/AFG/projections.csv | 2021-09-14 | Rt | 1.06 | 1.09 | 1.1 | 1.1 | 1.11 | 1.15 | Surged Pessimistic | Afghanistan | AFG | 2022-01-02 | v8 | TRUE
https://raw.githubusercontent.com/mrc-ide/global-lmic-reports/master/AFG/projections.csv | 2021-09-14 | Reff | 0.92 | 0.94 | 0.95 | 0.95 | 0.96 | 1 | Surged Pessimistic | Afghanistan | AFG | 2022-01-02 | v8 | TRUE
https://raw.githubusercontent.com/mrc-ide/global-lmic-reports/master/AFG/projections.csv | 2021-09-14 | infections | 1062.41 | 1201.8 | 1242.27 | 1244.74 | 1314.24 | 1385.1 | Surged Relax Interventions 50% | Afghanistan | AFG | 2022-01-02 | v8 | TRUE
https://raw.githubusercontent.com/mrc-ide/global-lmic-reports/master/AFG/projections.csv | 2021-09-14 | deaths | 3.04 | 3.27 | 3.39 | 3.41 | 3.53 | 3.77 | Surged Relax Interventions 50% | Afghanistan | AFG | 2022-01-02 | v8 | TRUE
https://raw.githubusercontent.com/mrc-ide/global-lmic-reports/master/AFG/projections.csv | 2021-09-14 | hospital_demand | 112.82 | 122.27 | 127.73 | 127.15 | 131.42 | 141.91 | Surged Relax Interventions 50% | Afghanistan | AFG | 2022-01-02 | v8 | TRUE
https://raw.githubusercontent.com/mrc-ide/global-lmic-reports/master/AFG/projections.csv | 2021-09-14 | ICU_demand | 58.32 | 62.55 | 64.78 | 65.14 | 67.57 | 71.86 | Surged Relax Interventions 50% | Afghanistan | AFG | 2022-01-02 | v8 | TRUE
https://raw.githubusercontent.com/mrc-ide/global-lmic-reports/master/AFG/projections.csv | 2021-09-14 | hospital_incidence | 7.62 | 8.61 | 8.94 | 8.92 | 9.26 | 9.7 | Surged Relax Interventions 50% | Afghanistan | AFG | 2022-01-02 | v8 | TRUE
https://raw.githubusercontent.com/mrc-ide/global-lmic-reports/master/AFG/projections.csv | 2021-09-14 | ICU_incidence | 2.27 | 2.57 | 2.66 | 2.66 | 2.76 | 2.89 | Surged Relax Interventions 50% | Afghanistan | AFG | 2022-01-02 | v8 | TRUE
https://raw.githubusercontent.com/mrc-ide/global-lmic-reports/master/AFG/projections.csv | 2021-09-14 | prevalence | 7393.3 | 8397.14 | 8682.06 | 8674.44 | 9068.6 | 9486.14 | Surged Relax Interventions 50% | Afghanistan | AFG | 2022-01-02 | v8 | TRUE
https://raw.githubusercontent.com/mrc-ide/global-lmic-reports/master/AFG/projections.csv | 2021-09-14 | cumulative_infections | 3404910.98 | 3487675.54 | 3557242.31 | 3561720.59 | 3616836.56 | 3762816.95 | Surged Relax Interventions 50% | Afghanistan | AFG | 2022-01-02 | v8 | TRUE
https://raw.githubusercontent.com/mrc-ide/global-lmic-reports/master/AFG/projections.csv | 2021-09-14 | cumulative_deaths | 5806.27 | 5925.92 | 6031.73 | 6040.7 | 6134.83 | 6393.68 | Surged Relax Interventions 50% | Afghanistan | AFG | 2022-01-02 | v8 | TRUE
https://raw.githubusercontent.com/mrc-ide/global-lmic-reports/master/AFG/projections.csv | 2021-09-14 | Rt | 1.06 | 1.09 | 1.1 | 1.1 | 1.11 | 1.15 | Surged Relax Interventions 50% | Afghanistan | AFG | 2022-01-02 | v8 | TRUE
https://raw.githubusercontent.com/mrc-ide/global-lmic-reports/master/AFG/projections.csv | 2021-09-14 | Reff | 0.92 | 0.94 | 0.95 | 0.95 | 0.96 | 1 | Surged Relax Interventions 50% | Afghanistan | AFG | 2022-01-02 | v8 | TRUE
https://raw.githubusercontent.com/mrc-ide/global-lmic-reports/master/AFG/projections.csv | 2021-09-15 | infections | 1055.83 | 1136.23 | 1201.58 | 1204.65 | 1272.97 | 1362.98 | Additional 50% Reduction | Afghanistan | AFG | 2022-01-02 | v8 | TRUE
https://raw.githubusercontent.com/mrc-ide/global-lmic-reports/master/AFG/projections.csv | 2021-09-15 | deaths | 2.82 | 3.03 | 3.14 | 3.19 | 3.36 | 3.65 | Additional 50% Reduction | Afghanistan | AFG | 2022-01-02 | v8 | TRUE
https://raw.githubusercontent.com/mrc-ide/global-lmic-reports/master/AFG/projections.csv | 2021-09-15 | hospital_demand | 105.32 | 112.88 | 118.76 | 119.06 | 125.77 | 136.72 | Additional 50% Reduction | Afghanistan | AFG | 2022-01-02 | v8 | TRUE
https://raw.githubusercontent.com/mrc-ide/global-lmic-reports/master/AFG/projections.csv | 2021-09-15 | ICU_demand | 53.11 | 57.17 | 59.04 | 59.87 | 63.08 | 68.29 | Additional 50% Reduction | Afghanistan | AFG | 2022-01-02 | v8 | TRUE
https://raw.githubusercontent.com/mrc-ide/global-lmic-reports/master/AFG/projections.csv | 2021-09-15 | hospital_incidence | 7.49 | 8.09 | 8.49 | 8.53 | 8.99 | 9.57 | Additional 50% Reduction | Afghanistan | AFG | 2022-01-02 | v8 | TRUE
https://raw.githubusercontent.com/mrc-ide/global-lmic-reports/master/AFG/projections.csv | 2021-09-15 | ICU_incidence | 2.23 | 2.41 | 2.53 | 2.54 | 2.68 | 2.85 | Additional 50% Reduction | Afghanistan | AFG | 2022-01-02 | v8 | TRUE
https://raw.githubusercontent.com/mrc-ide/global-lmic-reports/master/AFG/projections.csv | 2021-09-15 | prevalence | 7444.26 | 8070.12 | 8377.95 | 8469.12 | 8971.81 | 9468.96 | Additional 50% Reduction | Afghanistan | AFG | 2022-01-02 | v8 | TRUE
https://raw.githubusercontent.com/mrc-ide/global-lmic-reports/master/AFG/projections.csv | 2021-09-15 | cumulative_infections | 3357103.9 | 3489632.77 | 3583274.88 | 3582324.91 | 3667044.22 | 3889486.91 | Additional 50% Reduction | Afghanistan | AFG | 2022-01-02 | v8 | TRUE
https://raw.githubusercontent.com/mrc-ide/global-lmic-reports/master/AFG/projections.csv | 2021-09-15 | cumulative_deaths | 6815.83 | 7154.37 | 7371.27 | 7361.92 | 7574.59 | 8072.71 | Additional 50% Reduction | Afghanistan | AFG | 2022-01-02 | v8 | TRUE
https://raw.githubusercontent.com/mrc-ide/global-lmic-reports/master/AFG/projections.csv | 2021-09-15 | Rt | 1.06 | 1.09 | 1.11 | 1.1 | 1.12 | 1.14 | Additional 50% Reduction | Afghanistan | AFG | 2022-01-02 | v8 | TRUE
https://raw.githubusercontent.com/mrc-ide/global-lmic-reports/master/AFG/projections.csv | 2021-09-15 | Reff | 0.92 | 0.94 | 0.96 | 0.95 | 0.97 | 0.99 | Additional 50% Reduction | Afghanistan | AFG | 2022-01-02 | v8 | TRUE
https://raw.githubusercontent.com/mrc-ide/global-lmic-reports/master/AFG/projections.csv | 2021-09-15 | infections | 1055.83 | 1136.23 | 1201.58 | 1204.65 | 1272.97 | 1362.98 | Maintain Status Quo | Afghanistan | AFG | 2022-01-02 | v8 | TRUE
https://raw.githubusercontent.com/mrc-ide/global-lmic-reports/master/AFG/projections.csv | 2021-09-15 | deaths | 2.82 | 3.03 | 3.14 | 3.19 | 3.36 | 3.65 | Maintain Status Quo | Afghanistan | AFG | 2022-01-02 | v8 | TRUE
https://raw.githubusercontent.com/mrc-ide/global-lmic-reports/master/AFG/projections.csv | 2021-09-15 | hospital_demand | 105.32 | 112.88 | 118.76 | 119.06 | 125.77 | 136.72 | Maintain Status Quo | Afghanistan | AFG | 2022-01-02 | v8 | TRUE
https://raw.githubusercontent.com/mrc-ide/global-lmic-reports/master/AFG/projections.csv | 2021-09-15 | ICU_demand | 53.11 | 57.17 | 59.04 | 59.87 | 63.08 | 68.29 | Maintain Status Quo | Afghanistan | AFG | 2022-01-02 | v8 | TRUE
https://raw.githubusercontent.com/mrc-ide/global-lmic-reports/master/AFG/projections.csv | 2021-09-15 | hospital_incidence | 7.49 | 8.09 | 8.49 | 8.53 | 8.99 | 9.57 | Maintain Status Quo | Afghanistan | AFG | 2022-01-02 | v8 | TRUE
https://raw.githubusercontent.com/mrc-ide/global-lmic-reports/master/AFG/projections.csv | 2021-09-15 | ICU_incidence | 2.23 | 2.41 | 2.53 | 2.54 | 2.68 | 2.85 | Maintain Status Quo | Afghanistan | AFG | 2022-01-02 | v8 | TRUE
https://raw.githubusercontent.com/mrc-ide/global-lmic-reports/master/AFG/projections.csv | 2021-09-15 | prevalence | 7444.26 | 8070.12 | 8377.95 | 8469.12 | 8971.81 | 9468.96 | Maintain Status Quo | Afghanistan | AFG | 2022-01-02 | v8 | TRUE
https://raw.githubusercontent.com/mrc-ide/global-lmic-reports/master/AFG/projections.csv | 2021-09-15 | cumulative_infections | 3357103.9 | 3489632.77 | 3583274.88 | 3582324.91 | 3667044.22 | 3889486.91 | Maintain Status Quo | Afghanistan | AFG | 2022-01-02 | v8 | TRUE
https://raw.githubusercontent.com/mrc-ide/global-lmic-reports/master/AFG/projections.csv | 2021-09-15 | cumulative_deaths | 6815.83 | 7154.37 | 7371.27 | 7361.92 | 7574.59 | 8072.71 | Maintain Status Quo | Afghanistan | AFG | 2022-01-02 | v8 | TRUE
https://raw.githubusercontent.com/mrc-ide/global-lmic-reports/master/AFG/projections.csv | 2021-09-15 | Rt | 1.06 | 1.09 | 1.11 | 1.1 | 1.12 | 1.14 | Maintain Status Quo | Afghanistan | AFG | 2022-01-02 | v8 | TRUE
https://raw.githubusercontent.com/mrc-ide/global-lmic-reports/master/AFG/projections.csv | 2021-09-15 | Reff | 0.92 | 0.94 | 0.96 | 0.95 | 0.97 | 0.99 | Maintain Status Quo | Afghanistan | AFG | 2022-01-02 | v8 | TRUE
https://raw.githubusercontent.com/mrc-ide/global-lmic-reports/master/AFG/projections.csv | 2021-09-15 | infections | 1055.83 | 1136.23 | 1201.58 | 1204.65 | 1272.97 | 1362.98 | Optimistic | Afghanistan | AFG | 2022-01-02 | v8 | TRUE
https://raw.githubusercontent.com/mrc-ide/global-lmic-reports/master/AFG/projections.csv | 2021-09-15 | deaths | 2.82 | 3.03 | 3.14 | 3.19 | 3.36 | 3.65 | Optimistic | Afghanistan | AFG | 2022-01-02 | v8 | TRUE
https://raw.githubusercontent.com/mrc-ide/global-lmic-reports/master/AFG/projections.csv | 2021-09-15 | hospital_demand | 105.32 | 112.88 | 118.76 | 119.06 | 125.77 | 136.72 | Optimistic | Afghanistan | AFG | 2022-01-02 | v8 | TRUE
https://raw.githubusercontent.com/mrc-ide/global-lmic-reports/master/AFG/projections.csv | 2021-09-15 | ICU_demand | 53.11 | 57.17 | 59.04 | 59.87 | 63.08 | 68.29 | Optimistic | Afghanistan | AFG | 2022-01-02 | v8 | TRUE
https://raw.githubusercontent.com/mrc-ide/global-lmic-reports/master/AFG/projections.csv | 2021-09-15 | hospital_incidence | 7.49 | 8.09 | 8.49 | 8.53 | 8.99 | 9.57 | Optimistic | Afghanistan | AFG | 2022-01-02 | v8 | TRUE
https://raw.githubusercontent.com/mrc-ide/global-lmic-reports/master/AFG/projections.csv | 2021-09-15 | ICU_incidence | 2.23 | 2.41 | 2.53 | 2.54 | 2.68 | 2.85 | Optimistic | Afghanistan | AFG | 2022-01-02 | v8 | TRUE
https://raw.githubusercontent.com/mrc-ide/global-lmic-reports/master/AFG/projections.csv | 2021-09-15 | prevalence | 7444.26 | 8070.12 | 8377.95 | 8469.12 | 8971.81 | 9468.96 | Optimistic | Afghanistan | AFG | 2022-01-02 | v8 | TRUE
https://raw.githubusercontent.com/mrc-ide/global-lmic-reports/master/AFG/projections.csv | 2021-09-15 | cumulative_infections | 3357103.9 | 3489632.77 | 3583274.88 | 3582324.91 | 3667044.22 | 3889486.91 | Optimistic | Afghanistan | AFG | 2022-01-02 | v8 | TRUE
https://raw.githubusercontent.com/mrc-ide/global-lmic-reports/master/AFG/projections.csv | 2021-09-15 | cumulative_deaths | 6815.83 | 7154.37 | 7371.27 | 7361.92 | 7574.59 | 8072.71 | Optimistic | Afghanistan | AFG | 2022-01-02 | v8 | TRUE
https://raw.githubusercontent.com/mrc-ide/global-lmic-reports/master/AFG/projections.csv | 2021-09-15 | Rt | 1.06 | 1.09 | 1.11 | 1.1 | 1.12 | 1.14 | Optimistic | Afghanistan | AFG | 2022-01-02 | v8 | TRUE
https://raw.githubusercontent.com/mrc-ide/global-lmic-reports/master/AFG/projections.csv | 2021-09-15 | Reff | 0.92 | 0.94 | 0.96 | 0.95 | 0.97 | 0.99 | Optimistic | Afghanistan | AFG | 2022-01-02 | v8 | TRUE
https://raw.githubusercontent.com/mrc-ide/global-lmic-reports/master/AFG/projections.csv | 2021-09-15 | infections | 1055.83 | 1136.23 | 1201.58 | 1204.65 | 1272.97 | 1362.98 | Pessimistic | Afghanistan | AFG | 2022-01-02 | v8 | TRUE
https://raw.githubusercontent.com/mrc-ide/global-lmic-reports/master/AFG/projections.csv | 2021-09-15 | deaths | 2.82 | 3.03 | 3.14 | 3.19 | 3.36 | 3.65 | Pessimistic | Afghanistan | AFG | 2022-01-02 | v8 | TRUE
https://raw.githubusercontent.com/mrc-ide/global-lmic-reports/master/AFG/projections.csv | 2021-09-15 | hospital_demand | 105.32 | 112.88 | 118.76 | 119.06 | 125.77 | 136.72 | Pessimistic | Afghanistan | AFG | 2022-01-02 | v8 | TRUE
https://raw.githubusercontent.com/mrc-ide/global-lmic-reports/master/AFG/projections.csv | 2021-09-15 | ICU_demand | 53.11 | 57.17 | 59.04 | 59.87 | 63.08 | 68.29 | Pessimistic | Afghanistan | AFG | 2022-01-02 | v8 | TRUE
https://raw.githubusercontent.com/mrc-ide/global-lmic-reports/master/AFG/projections.csv | 2021-09-15 | hospital_incidence | 7.49 | 8.09 | 8.49 | 8.53 | 8.99 | 9.57 | Pessimistic | Afghanistan | AFG | 2022-01-02 | v8 | TRUE
https://raw.githubusercontent.com/mrc-ide/global-lmic-reports/master/AFG/projections.csv | 2021-09-15 | ICU_incidence | 2.23 | 2.41 | 2.53 | 2.54 | 2.68 | 2.85 | Pessimistic | Afghanistan | AFG | 2022-01-02 | v8 | TRUE
https://raw.githubusercontent.com/mrc-ide/global-lmic-reports/master/AFG/projections.csv | 2021-09-15 | prevalence | 7444.26 | 8070.12 | 8377.95 | 8469.12 | 8971.81 | 9468.96 | Pessimistic | Afghanistan | AFG | 2022-01-02 | v8 | TRUE
https://raw.githubusercontent.com/mrc-ide/global-lmic-reports/master/AFG/projections.csv | 2021-09-15 | cumulative_infections | 3357103.9 | 3489632.77 | 3583274.88 | 3582324.91 | 3667044.22 | 3889486.91 | Pessimistic | Afghanistan | AFG | 2022-01-02 | v8 | TRUE
https://raw.githubusercontent.com/mrc-ide/global-lmic-reports/master/AFG/projections.csv | 2021-09-15 | cumulative_deaths | 6815.83 | 7154.37 | 7371.27 | 7361.92 | 7574.59 | 8072.71 | Pessimistic | Afghanistan | AFG | 2022-01-02 | v8 | TRUE
https://raw.githubusercontent.com/mrc-ide/global-lmic-reports/master/AFG/projections.csv | 2021-09-15 | Rt | 1.06 | 1.09 | 1.11 | 1.1 | 1.12 | 1.14 | Pessimistic | Afghanistan | AFG | 2022-01-02 | v8 | TRUE
https://raw.githubusercontent.com/mrc-ide/global-lmic-reports/master/AFG/projections.csv | 2021-09-15 | Reff | 0.92 | 0.94 | 0.96 | 0.95 | 0.97 | 0.99 | Pessimistic | Afghanistan | AFG | 2022-01-02 | v8 | TRUE
https://raw.githubusercontent.com/mrc-ide/global-lmic-reports/master/AFG/projections.csv | 2021-09-15 | infections | 1055.83 | 1136.23 | 1201.58 | 1204.65 | 1272.97 | 1362.98 | Relax Interventions 50% | Afghanistan | AFG | 2022-01-02 | v8 | TRUE
https://raw.githubusercontent.com/mrc-ide/global-lmic-reports/master/AFG/projections.csv | 2021-09-15 | deaths | 2.82 | 3.03 | 3.14 | 3.19 | 3.36 | 3.65 | Relax Interventions 50% | Afghanistan | AFG | 2022-01-02 | v8 | TRUE
https://raw.githubusercontent.com/mrc-ide/global-lmic-reports/master/AFG/projections.csv | 2021-09-15 | hospital_demand | 105.32 | 112.88 | 118.76 | 119.06 | 125.77 | 136.72 | Relax Interventions 50% | Afghanistan | AFG | 2022-01-02 | v8 | TRUE
https://raw.githubusercontent.com/mrc-ide/global-lmic-reports/master/AFG/projections.csv | 2021-09-15 | ICU_demand | 53.11 | 57.17 | 59.04 | 59.87 | 63.08 | 68.29 | Relax Interventions 50% | Afghanistan | AFG | 2022-01-02 | v8 | TRUE