https://raw.githubusercontent.com/mrc-ide/global-lmic-reports/master/AFG/projections.csv
https://raw.githubusercontent.com/mrc-ide/global-lmic-reports/master/AFG/projections.csv
https://raw.githubusercontent.com/mrc-ide/global-lmic-reports/master/AFG/projections.csv
https://raw.githubusercontent.com/mrc-ide/global-lmic-reports/master/AFG/projections.csv
https://raw.githubusercontent.com/mrc-ide/global-lmic-reports/master/AFG/projections.csv
https://raw.githubusercontent.com/mrc-ide/global-lmic-reports/master/AFG/projections.csv
https://raw.githubusercontent.com/mrc-ide/global-lmic-reports/master/AFG/projections.csv
https://raw.githubusercontent.com/mrc-ide/global-lmic-reports/master/AFG/projections.csv
https://raw.githubusercontent.com/mrc-ide/global-lmic-reports/master/AFG/projections.csv
https://raw.githubusercontent.com/mrc-ide/global-lmic-reports/master/AFG/projections.csv
https://raw.githubusercontent.com/mrc-ide/global-lmic-reports/master/AFG/projections.csv
https://raw.githubusercontent.com/mrc-ide/global-lmic-reports/master/AFG/projections.csv
https://raw.githubusercontent.com/mrc-ide/global-lmic-reports/master/AFG/projections.csv
https://raw.githubusercontent.com/mrc-ide/global-lmic-reports/master/AFG/projections.csv
https://raw.githubusercontent.com/mrc-ide/global-lmic-reports/master/AFG/projections.csv
https://raw.githubusercontent.com/mrc-ide/global-lmic-reports/master/AFG/projections.csv
https://raw.githubusercontent.com/mrc-ide/global-lmic-reports/master/AFG/projections.csv
https://raw.githubusercontent.com/mrc-ide/global-lmic-reports/master/AFG/projections.csv
https://raw.githubusercontent.com/mrc-ide/global-lmic-reports/master/AFG/projections.csv
https://raw.githubusercontent.com/mrc-ide/global-lmic-reports/master/AFG/projections.csv
https://raw.githubusercontent.com/mrc-ide/global-lmic-reports/master/AFG/projections.csv
https://raw.githubusercontent.com/mrc-ide/global-lmic-reports/master/AFG/projections.csv
https://raw.githubusercontent.com/mrc-ide/global-lmic-reports/master/AFG/projections.csv
https://raw.githubusercontent.com/mrc-ide/global-lmic-reports/master/AFG/projections.csv
https://raw.githubusercontent.com/mrc-ide/global-lmic-reports/master/AFG/projections.csv
https://raw.githubusercontent.com/mrc-ide/global-lmic-reports/master/AFG/projections.csv
https://raw.githubusercontent.com/mrc-ide/global-lmic-reports/master/AFG/projections.csv
https://raw.githubusercontent.com/mrc-ide/global-lmic-reports/master/AFG/projections.csv
https://raw.githubusercontent.com/mrc-ide/global-lmic-reports/master/AFG/projections.csv
https://raw.githubusercontent.com/mrc-ide/global-lmic-reports/master/AFG/projections.csv
https://raw.githubusercontent.com/mrc-ide/global-lmic-reports/master/AFG/projections.csv
https://raw.githubusercontent.com/mrc-ide/global-lmic-reports/master/AFG/projections.csv
https://raw.githubusercontent.com/mrc-ide/global-lmic-reports/master/AFG/projections.csv
https://raw.githubusercontent.com/mrc-ide/global-lmic-reports/master/AFG/projections.csv
https://raw.githubusercontent.com/mrc-ide/global-lmic-reports/master/AFG/projections.csv
https://raw.githubusercontent.com/mrc-ide/global-lmic-reports/master/AFG/projections.csv
https://raw.githubusercontent.com/mrc-ide/global-lmic-reports/master/AFG/projections.csv
https://raw.githubusercontent.com/mrc-ide/global-lmic-reports/master/AFG/projections.csv
https://raw.githubusercontent.com/mrc-ide/global-lmic-reports/master/AFG/projections.csv
https://raw.githubusercontent.com/mrc-ide/global-lmic-reports/master/AFG/projections.csv
https://raw.githubusercontent.com/mrc-ide/global-lmic-reports/master/AFG/projections.csv
https://raw.githubusercontent.com/mrc-ide/global-lmic-reports/master/AFG/projections.csv
https://raw.githubusercontent.com/mrc-ide/global-lmic-reports/master/AFG/projections.csv
https://raw.githubusercontent.com/mrc-ide/global-lmic-reports/master/AFG/projections.csv
https://raw.githubusercontent.com/mrc-ide/global-lmic-reports/master/AFG/projections.csv
https://raw.githubusercontent.com/mrc-ide/global-lmic-reports/master/AFG/projections.csv
https://raw.githubusercontent.com/mrc-ide/global-lmic-reports/master/AFG/projections.csv
https://raw.githubusercontent.com/mrc-ide/global-lmic-reports/master/AFG/projections.csv
https://raw.githubusercontent.com/mrc-ide/global-lmic-reports/master/AFG/projections.csv
https://raw.githubusercontent.com/mrc-ide/global-lmic-reports/master/AFG/projections.csv
https://raw.githubusercontent.com/mrc-ide/global-lmic-reports/master/AFG/projections.csv
https://raw.githubusercontent.com/mrc-ide/global-lmic-reports/master/AFG/projections.csv
https://raw.githubusercontent.com/mrc-ide/global-lmic-reports/master/AFG/projections.csv
https://raw.githubusercontent.com/mrc-ide/global-lmic-reports/master/AFG/projections.csv
https://raw.githubusercontent.com/mrc-ide/global-lmic-reports/master/AFG/projections.csv
https://raw.githubusercontent.com/mrc-ide/global-lmic-reports/master/AFG/projections.csv
https://raw.githubusercontent.com/mrc-ide/global-lmic-reports/master/AFG/projections.csv
https://raw.githubusercontent.com/mrc-ide/global-lmic-reports/master/AFG/projections.csv
https://raw.githubusercontent.com/mrc-ide/global-lmic-reports/master/AFG/projections.csv
https://raw.githubusercontent.com/mrc-ide/global-lmic-reports/master/AFG/projections.csv
https://raw.githubusercontent.com/mrc-ide/global-lmic-reports/master/AFG/projections.csv
https://raw.githubusercontent.com/mrc-ide/global-lmic-reports/master/AFG/projections.csv
https://raw.githubusercontent.com/mrc-ide/global-lmic-reports/master/AFG/projections.csv
https://raw.githubusercontent.com/mrc-ide/global-lmic-reports/master/AFG/projections.csv
https://raw.githubusercontent.com/mrc-ide/global-lmic-reports/master/AFG/projections.csv
https://raw.githubusercontent.com/mrc-ide/global-lmic-reports/master/AFG/projections.csv
https://raw.githubusercontent.com/mrc-ide/global-lmic-reports/master/AFG/projections.csv
https://raw.githubusercontent.com/mrc-ide/global-lmic-reports/master/AFG/projections.csv
https://raw.githubusercontent.com/mrc-ide/global-lmic-reports/master/AFG/projections.csv
https://raw.githubusercontent.com/mrc-ide/global-lmic-reports/master/AFG/projections.csv
https://raw.githubusercontent.com/mrc-ide/global-lmic-reports/master/AFG/projections.csv
https://raw.githubusercontent.com/mrc-ide/global-lmic-reports/master/AFG/projections.csv
https://raw.githubusercontent.com/mrc-ide/global-lmic-reports/master/AFG/projections.csv
https://raw.githubusercontent.com/mrc-ide/global-lmic-reports/master/AFG/projections.csv
https://raw.githubusercontent.com/mrc-ide/global-lmic-reports/master/AFG/projections.csv
https://raw.githubusercontent.com/mrc-ide/global-lmic-reports/master/AFG/projections.csv
https://raw.githubusercontent.com/mrc-ide/global-lmic-reports/master/AFG/projections.csv
https://raw.githubusercontent.com/mrc-ide/global-lmic-reports/master/AFG/projections.csv
https://raw.githubusercontent.com/mrc-ide/global-lmic-reports/master/AFG/projections.csv
https://raw.githubusercontent.com/mrc-ide/global-lmic-reports/master/AFG/projections.csv
https://raw.githubusercontent.com/mrc-ide/global-lmic-reports/master/AFG/projections.csv
https://raw.githubusercontent.com/mrc-ide/global-lmic-reports/master/AFG/projections.csv
https://raw.githubusercontent.com/mrc-ide/global-lmic-reports/master/AFG/projections.csv
https://raw.githubusercontent.com/mrc-ide/global-lmic-reports/master/AFG/projections.csv
https://raw.githubusercontent.com/mrc-ide/global-lmic-reports/master/AFG/projections.csv
https://raw.githubusercontent.com/mrc-ide/global-lmic-reports/master/AFG/projections.csv
https://raw.githubusercontent.com/mrc-ide/global-lmic-reports/master/AFG/projections.csv
https://raw.githubusercontent.com/mrc-ide/global-lmic-reports/master/AFG/projections.csv
https://raw.githubusercontent.com/mrc-ide/global-lmic-reports/master/AFG/projections.csv
https://raw.githubusercontent.com/mrc-ide/global-lmic-reports/master/AFG/projections.csv
https://raw.githubusercontent.com/mrc-ide/global-lmic-reports/master/AFG/projections.csv
https://raw.githubusercontent.com/mrc-ide/global-lmic-reports/master/AFG/projections.csv
https://raw.githubusercontent.com/mrc-ide/global-lmic-reports/master/AFG/projections.csv
https://raw.githubusercontent.com/mrc-ide/global-lmic-reports/master/AFG/projections.csv
https://raw.githubusercontent.com/mrc-ide/global-lmic-reports/master/AFG/projections.csv
https://raw.githubusercontent.com/mrc-ide/global-lmic-reports/master/AFG/projections.csv
https://raw.githubusercontent.com/mrc-ide/global-lmic-reports/master/AFG/projections.csv
https://raw.githubusercontent.com/mrc-ide/global-lmic-reports/master/AFG/projections.csv
https://raw.githubusercontent.com/mrc-ide/global-lmic-reports/master/AFG/projections.csv
https://raw.githubusercontent.com/mrc-ide/global-lmic-reports/master/AFG/projections.csv
https://raw.githubusercontent.com/mrc-ide/global-lmic-reports/master/AFG/projections.csv
https://raw.githubusercontent.com/mrc-ide/global-lmic-reports/master/AFG/projections.csv
https://raw.githubusercontent.com/mrc-ide/global-lmic-reports/master/AFG/projections.csv
https://raw.githubusercontent.com/mrc-ide/global-lmic-reports/master/AFG/projections.csv
https://raw.githubusercontent.com/mrc-ide/global-lmic-reports/master/AFG/projections.csv
https://raw.githubusercontent.com/mrc-ide/global-lmic-reports/master/AFG/projections.csv
https://raw.githubusercontent.com/mrc-ide/global-lmic-reports/master/AFG/projections.csv
https://raw.githubusercontent.com/mrc-ide/global-lmic-reports/master/AFG/projections.csv
https://raw.githubusercontent.com/mrc-ide/global-lmic-reports/master/AFG/projections.csv
https://raw.githubusercontent.com/mrc-ide/global-lmic-reports/master/AFG/projections.csv
https://raw.githubusercontent.com/mrc-ide/global-lmic-reports/master/AFG/projections.csv
https://raw.githubusercontent.com/mrc-ide/global-lmic-reports/master/AFG/projections.csv
https://raw.githubusercontent.com/mrc-ide/global-lmic-reports/master/AFG/projections.csv
https://raw.githubusercontent.com/mrc-ide/global-lmic-reports/master/AFG/projections.csv
https://raw.githubusercontent.com/mrc-ide/global-lmic-reports/master/AFG/projections.csv
https://raw.githubusercontent.com/mrc-ide/global-lmic-reports/master/AFG/projections.csv
https://raw.githubusercontent.com/mrc-ide/global-lmic-reports/master/AFG/projections.csv
https://raw.githubusercontent.com/mrc-ide/global-lmic-reports/master/AFG/projections.csv
https://raw.githubusercontent.com/mrc-ide/global-lmic-reports/master/AFG/projections.csv
https://raw.githubusercontent.com/mrc-ide/global-lmic-reports/master/AFG/projections.csv
https://raw.githubusercontent.com/mrc-ide/global-lmic-reports/master/AFG/projections.csv
https://raw.githubusercontent.com/mrc-ide/global-lmic-reports/master/AFG/projections.csv
https://raw.githubusercontent.com/mrc-ide/global-lmic-reports/master/AFG/projections.csv
https://raw.githubusercontent.com/mrc-ide/global-lmic-reports/master/AFG/projections.csv
https://raw.githubusercontent.com/mrc-ide/global-lmic-reports/master/AFG/projections.csv
https://raw.githubusercontent.com/mrc-ide/global-lmic-reports/master/AFG/projections.csv
https://raw.githubusercontent.com/mrc-ide/global-lmic-reports/master/AFG/projections.csv
https://raw.githubusercontent.com/mrc-ide/global-lmic-reports/master/AFG/projections.csv
https://raw.githubusercontent.com/mrc-ide/global-lmic-reports/master/AFG/projections.csv
https://raw.githubusercontent.com/mrc-ide/global-lmic-reports/master/AFG/projections.csv
https://raw.githubusercontent.com/mrc-ide/global-lmic-reports/master/AFG/projections.csv
https://raw.githubusercontent.com/mrc-ide/global-lmic-reports/master/AFG/projections.csv
https://raw.githubusercontent.com/mrc-ide/global-lmic-reports/master/AFG/projections.csv
https://raw.githubusercontent.com/mrc-ide/global-lmic-reports/master/AFG/projections.csv
https://raw.githubusercontent.com/mrc-ide/global-lmic-reports/master/AFG/projections.csv
https://raw.githubusercontent.com/mrc-ide/global-lmic-reports/master/AFG/projections.csv
https://raw.githubusercontent.com/mrc-ide/global-lmic-reports/master/AFG/projections.csv
https://raw.githubusercontent.com/mrc-ide/global-lmic-reports/master/AFG/projections.csv
https://raw.githubusercontent.com/mrc-ide/global-lmic-reports/master/AFG/projections.csv
https://raw.githubusercontent.com/mrc-ide/global-lmic-reports/master/AFG/projections.csv
https://raw.githubusercontent.com/mrc-ide/global-lmic-reports/master/AFG/projections.csv
https://raw.githubusercontent.com/mrc-ide/global-lmic-reports/master/AFG/projections.csv
https://raw.githubusercontent.com/mrc-ide/global-lmic-reports/master/AFG/projections.csv
https://raw.githubusercontent.com/mrc-ide/global-lmic-reports/master/AFG/projections.csv
https://raw.githubusercontent.com/mrc-ide/global-lmic-reports/master/AFG/projections.csv
https://raw.githubusercontent.com/mrc-ide/global-lmic-reports/master/AFG/projections.csv
https://raw.githubusercontent.com/mrc-ide/global-lmic-reports/master/AFG/projections.csv
https://raw.githubusercontent.com/mrc-ide/global-lmic-reports/master/AFG/projections.csv
https://raw.githubusercontent.com/mrc-ide/global-lmic-reports/master/AFG/projections.csv
https://raw.githubusercontent.com/mrc-ide/global-lmic-reports/master/AFG/projections.csv
https://raw.githubusercontent.com/mrc-ide/global-lmic-reports/master/AFG/projections.csv
https://raw.githubusercontent.com/mrc-ide/global-lmic-reports/master/AFG/projections.csv
https://raw.githubusercontent.com/mrc-ide/global-lmic-reports/master/AFG/projections.csv
https://raw.githubusercontent.com/mrc-ide/global-lmic-reports/master/AFG/projections.csv
https://raw.githubusercontent.com/mrc-ide/global-lmic-reports/master/AFG/projections.csv
https://raw.githubusercontent.com/mrc-ide/global-lmic-reports/master/AFG/projections.csv
https://raw.githubusercontent.com/mrc-ide/global-lmic-reports/master/AFG/projections.csv
https://raw.githubusercontent.com/mrc-ide/global-lmic-reports/master/AFG/projections.csv
https://raw.githubusercontent.com/mrc-ide/global-lmic-reports/master/AFG/projections.csv
https://raw.githubusercontent.com/mrc-ide/global-lmic-reports/master/AFG/projections.csv
https://raw.githubusercontent.com/mrc-ide/global-lmic-reports/master/AFG/projections.csv
https://raw.githubusercontent.com/mrc-ide/global-lmic-reports/master/AFG/projections.csv
https://raw.githubusercontent.com/mrc-ide/global-lmic-reports/master/AFG/projections.csv
https://raw.githubusercontent.com/mrc-ide/global-lmic-reports/master/AFG/projections.csv
https://raw.githubusercontent.com/mrc-ide/global-lmic-reports/master/AFG/projections.csv
https://raw.githubusercontent.com/mrc-ide/global-lmic-reports/master/AFG/projections.csv
https://raw.githubusercontent.com/mrc-ide/global-lmic-reports/master/AFG/projections.csv
https://raw.githubusercontent.com/mrc-ide/global-lmic-reports/master/AFG/projections.csv
https://raw.githubusercontent.com/mrc-ide/global-lmic-reports/master/AFG/projections.csv
https://raw.githubusercontent.com/mrc-ide/global-lmic-reports/master/AFG/projections.csv
https://raw.githubusercontent.com/mrc-ide/global-lmic-reports/master/AFG/projections.csv
https://raw.githubusercontent.com/mrc-ide/global-lmic-reports/master/AFG/projections.csv
https://raw.githubusercontent.com/mrc-ide/global-lmic-reports/master/AFG/projections.csv
https://raw.githubusercontent.com/mrc-ide/global-lmic-reports/master/AFG/projections.csv
https://raw.githubusercontent.com/mrc-ide/global-lmic-reports/master/AFG/projections.csv
https://raw.githubusercontent.com/mrc-ide/global-lmic-reports/master/AFG/projections.csv
https://raw.githubusercontent.com/mrc-ide/global-lmic-reports/master/AFG/projections.csv
https://raw.githubusercontent.com/mrc-ide/global-lmic-reports/master/AFG/projections.csv
https://raw.githubusercontent.com/mrc-ide/global-lmic-reports/master/AFG/projections.csv
https://raw.githubusercontent.com/mrc-ide/global-lmic-reports/master/AFG/projections.csv
https://raw.githubusercontent.com/mrc-ide/global-lmic-reports/master/AFG/projections.csv
https://raw.githubusercontent.com/mrc-ide/global-lmic-reports/master/AFG/projections.csv
https://raw.githubusercontent.com/mrc-ide/global-lmic-reports/master/AFG/projections.csv
https://raw.githubusercontent.com/mrc-ide/global-lmic-reports/master/AFG/projections.csv
https://raw.githubusercontent.com/mrc-ide/global-lmic-reports/master/AFG/projections.csv
https://raw.githubusercontent.com/mrc-ide/global-lmic-reports/master/AFG/projections.csv
https://raw.githubusercontent.com/mrc-ide/global-lmic-reports/master/AFG/projections.csv
https://raw.githubusercontent.com/mrc-ide/global-lmic-reports/master/AFG/projections.csv
https://raw.githubusercontent.com/mrc-ide/global-lmic-reports/master/AFG/projections.csv
https://raw.githubusercontent.com/mrc-ide/global-lmic-reports/master/AFG/projections.csv
https://raw.githubusercontent.com/mrc-ide/global-lmic-reports/master/AFG/projections.csv
https://raw.githubusercontent.com/mrc-ide/global-lmic-reports/master/AFG/projections.csv
https://raw.githubusercontent.com/mrc-ide/global-lmic-reports/master/AFG/projections.csv
https://raw.githubusercontent.com/mrc-ide/global-lmic-reports/master/AFG/projections.csv
https://raw.githubusercontent.com/mrc-ide/global-lmic-reports/master/AFG/projections.csv
https://raw.githubusercontent.com/mrc-ide/global-lmic-reports/master/AFG/projections.csv
https://raw.githubusercontent.com/mrc-ide/global-lmic-reports/master/AFG/projections.csv
https://raw.githubusercontent.com/mrc-ide/global-lmic-reports/master/AFG/projections.csv
https://raw.githubusercontent.com/mrc-ide/global-lmic-reports/master/AFG/projections.csv
https://raw.githubusercontent.com/mrc-ide/global-lmic-reports/master/AFG/projections.csv
https://raw.githubusercontent.com/mrc-ide/global-lmic-reports/master/AFG/projections.csv
https://raw.githubusercontent.com/mrc-ide/global-lmic-reports/master/AFG/projections.csv
https://raw.githubusercontent.com/mrc-ide/global-lmic-reports/master/AFG/projections.csv
https://raw.githubusercontent.com/mrc-ide/global-lmic-reports/master/AFG/projections.csv
https://raw.githubusercontent.com/mrc-ide/global-lmic-reports/master/AFG/projections.csv
https://raw.githubusercontent.com/mrc-ide/global-lmic-reports/master/AFG/projections.csv
https://raw.githubusercontent.com/mrc-ide/global-lmic-reports/master/AFG/projections.csv
https://raw.githubusercontent.com/mrc-ide/global-lmic-reports/master/AFG/projections.csv
https://raw.githubusercontent.com/mrc-ide/global-lmic-reports/master/AFG/projections.csv
https://raw.githubusercontent.com/mrc-ide/global-lmic-reports/master/AFG/projections.csv
https://raw.githubusercontent.com/mrc-ide/global-lmic-reports/master/AFG/projections.csv
https://raw.githubusercontent.com/mrc-ide/global-lmic-reports/master/AFG/projections.csv
https://raw.githubusercontent.com/mrc-ide/global-lmic-reports/master/AFG/projections.csv
https://raw.githubusercontent.com/mrc-ide/global-lmic-reports/master/AFG/projections.csv
https://raw.githubusercontent.com/mrc-ide/global-lmic-reports/master/AFG/projections.csv
https://raw.githubusercontent.com/mrc-ide/global-lmic-reports/master/AFG/projections.csv
https://raw.githubusercontent.com/mrc-ide/global-lmic-reports/master/AFG/projections.csv
https://raw.githubusercontent.com/mrc-ide/global-lmic-reports/master/AFG/projections.csv
https://raw.githubusercontent.com/mrc-ide/global-lmic-reports/master/AFG/projections.csv
https://raw.githubusercontent.com/mrc-ide/global-lmic-reports/master/AFG/projections.csv
https://raw.githubusercontent.com/mrc-ide/global-lmic-reports/master/AFG/projections.csv
https://raw.githubusercontent.com/mrc-ide/global-lmic-reports/master/AFG/projections.csv
https://raw.githubusercontent.com/mrc-ide/global-lmic-reports/master/AFG/projections.csv
https://raw.githubusercontent.com/mrc-ide/global-lmic-reports/master/AFG/projections.csv
https://raw.githubusercontent.com/mrc-ide/global-lmic-reports/master/AFG/projections.csv
https://raw.githubusercontent.com/mrc-ide/global-lmic-reports/master/AFG/projections.csv
https://raw.githubusercontent.com/mrc-ide/global-lmic-reports/master/AFG/projections.csv
https://raw.githubusercontent.com/mrc-ide/global-lmic-reports/master/AFG/projections.csv
https://raw.githubusercontent.com/mrc-ide/global-lmic-reports/master/AFG/projections.csv
https://raw.githubusercontent.com/mrc-ide/global-lmic-reports/master/AFG/projections.csv
https://raw.githubusercontent.com/mrc-ide/global-lmic-reports/master/AFG/projections.csv
https://raw.githubusercontent.com/mrc-ide/global-lmic-reports/master/AFG/projections.csv
https://raw.githubusercontent.com/mrc-ide/global-lmic-reports/master/AFG/projections.csv
https://raw.githubusercontent.com/mrc-ide/global-lmic-reports/master/AFG/projections.csv
https://raw.githubusercontent.com/mrc-ide/global-lmic-reports/master/AFG/projections.csv
https://raw.githubusercontent.com/mrc-ide/global-lmic-reports/master/AFG/projections.csv
https://raw.githubusercontent.com/mrc-ide/global-lmic-reports/master/AFG/projections.csv
https://raw.githubusercontent.com/mrc-ide/global-lmic-reports/master/AFG/projections.csv
https://raw.githubusercontent.com/mrc-ide/global-lmic-reports/master/AFG/projections.csv
https://raw.githubusercontent.com/mrc-ide/global-lmic-reports/master/AFG/projections.csv
https://raw.githubusercontent.com/mrc-ide/global-lmic-reports/master/AFG/projections.csv
https://raw.githubusercontent.com/mrc-ide/global-lmic-reports/master/AFG/projections.csv
https://raw.githubusercontent.com/mrc-ide/global-lmic-reports/master/AFG/projections.csv
https://raw.githubusercontent.com/mrc-ide/global-lmic-reports/master/AFG/projections.csv
https://raw.githubusercontent.com/mrc-ide/global-lmic-reports/master/AFG/projections.csv
https://raw.githubusercontent.com/mrc-ide/global-lmic-reports/master/AFG/projections.csv
https://raw.githubusercontent.com/mrc-ide/global-lmic-reports/master/AFG/projections.csv
https://raw.githubusercontent.com/mrc-ide/global-lmic-reports/master/AFG/projections.csv
https://raw.githubusercontent.com/mrc-ide/global-lmic-reports/master/AFG/projections.csv
https://raw.githubusercontent.com/mrc-ide/global-lmic-reports/master/AFG/projections.csv
https://raw.githubusercontent.com/mrc-ide/global-lmic-reports/master/AFG/projections.csv
https://raw.githubusercontent.com/mrc-ide/global-lmic-reports/master/AFG/projections.csv
https://raw.githubusercontent.com/mrc-ide/global-lmic-reports/master/AFG/projections.csv
https://raw.githubusercontent.com/mrc-ide/global-lmic-reports/master/AFG/projections.csv
https://raw.githubusercontent.com/mrc-ide/global-lmic-reports/master/AFG/projections.csv
https://raw.githubusercontent.com/mrc-ide/global-lmic-reports/master/AFG/projections.csv
https://raw.githubusercontent.com/mrc-ide/global-lmic-reports/master/AFG/projections.csv
https://raw.githubusercontent.com/mrc-ide/global-lmic-reports/master/AFG/projections.csv
https://raw.githubusercontent.com/mrc-ide/global-lmic-reports/master/AFG/projections.csv
https://raw.githubusercontent.com/mrc-ide/global-lmic-reports/master/AFG/projections.csv
https://raw.githubusercontent.com/mrc-ide/global-lmic-reports/master/AFG/projections.csv
https://raw.githubusercontent.com/mrc-ide/global-lmic-reports/master/AFG/projections.csv
https://raw.githubusercontent.com/mrc-ide/global-lmic-reports/master/AFG/projections.csv
https://raw.githubusercontent.com/mrc-ide/global-lmic-reports/master/AFG/projections.csv
https://raw.githubusercontent.com/mrc-ide/global-lmic-reports/master/AFG/projections.csv
https://raw.githubusercontent.com/mrc-ide/global-lmic-reports/master/AFG/projections.csv
https://raw.githubusercontent.com/mrc-ide/global-lmic-reports/master/AFG/projections.csv
https://raw.githubusercontent.com/mrc-ide/global-lmic-reports/master/AFG/projections.csv
https://raw.githubusercontent.com/mrc-ide/global-lmic-reports/master/AFG/projections.csv
https://raw.githubusercontent.com/mrc-ide/global-lmic-reports/master/AFG/projections.csv
https://raw.githubusercontent.com/mrc-ide/global-lmic-reports/master/AFG/projections.csv
https://raw.githubusercontent.com/mrc-ide/global-lmic-reports/master/AFG/projections.csv
https://raw.githubusercontent.com/mrc-ide/global-lmic-reports/master/AFG/projections.csv
https://raw.githubusercontent.com/mrc-ide/global-lmic-reports/master/AFG/projections.csv
https://raw.githubusercontent.com/mrc-ide/global-lmic-reports/master/AFG/projections.csv
https://raw.githubusercontent.com/mrc-ide/global-lmic-reports/master/AFG/projections.csv
https://raw.githubusercontent.com/mrc-ide/global-lmic-reports/master/AFG/projections.csv
https://raw.githubusercontent.com/mrc-ide/global-lmic-reports/master/AFG/projections.csv
https://raw.githubusercontent.com/mrc-ide/global-lmic-reports/master/AFG/projections.csv
https://raw.githubusercontent.com/mrc-ide/global-lmic-reports/master/AFG/projections.csv
https://raw.githubusercontent.com/mrc-ide/global-lmic-reports/master/AFG/projections.csv
https://raw.githubusercontent.com/mrc-ide/global-lmic-reports/master/AFG/projections.csv
https://raw.githubusercontent.com/mrc-ide/global-lmic-reports/master/AFG/projections.csv
https://raw.githubusercontent.com/mrc-ide/global-lmic-reports/master/AFG/projections.csv
https://raw.githubusercontent.com/mrc-ide/global-lmic-reports/master/AFG/projections.csv
https://raw.githubusercontent.com/mrc-ide/global-lmic-reports/master/AFG/projections.csv
https://raw.githubusercontent.com/mrc-ide/global-lmic-reports/master/AFG/projections.csv
https://raw.githubusercontent.com/mrc-ide/global-lmic-reports/master/AFG/projections.csv
https://raw.githubusercontent.com/mrc-ide/global-lmic-reports/master/AFG/projections.csv
https://raw.githubusercontent.com/mrc-ide/global-lmic-reports/master/AFG/projections.csv
https://raw.githubusercontent.com/mrc-ide/global-lmic-reports/master/AFG/projections.csv
https://raw.githubusercontent.com/mrc-ide/global-lmic-reports/master/AFG/projections.csv
https://raw.githubusercontent.com/mrc-ide/global-lmic-reports/master/AFG/projections.csv
https://raw.githubusercontent.com/mrc-ide/global-lmic-reports/master/AFG/projections.csv
https://raw.githubusercontent.com/mrc-ide/global-lmic-reports/master/AFG/projections.csv
https://raw.githubusercontent.com/mrc-ide/global-lmic-reports/master/AFG/projections.csv
https://raw.githubusercontent.com/mrc-ide/global-lmic-reports/master/AFG/projections.csv
https://raw.githubusercontent.com/mrc-ide/global-lmic-reports/master/AFG/projections.csv
https://raw.githubusercontent.com/mrc-ide/global-lmic-reports/master/AFG/projections.csv
https://raw.githubusercontent.com/mrc-ide/global-lmic-reports/master/AFG/projections.csv
https://raw.githubusercontent.com/mrc-ide/global-lmic-reports/master/AFG/projections.csv
https://raw.githubusercontent.com/mrc-ide/global-lmic-reports/master/AFG/projections.csv
https://raw.githubusercontent.com/mrc-ide/global-lmic-reports/master/AFG/projections.csv
https://raw.githubusercontent.com/mrc-ide/global-lmic-reports/master/AFG/projections.csv
https://raw.githubusercontent.com/mrc-ide/global-lmic-reports/master/AFG/projections.csv
https://raw.githubusercontent.com/mrc-ide/global-lmic-reports/master/AFG/projections.csv
https://raw.githubusercontent.com/mrc-ide/global-lmic-reports/master/AFG/projections.csv
https://raw.githubusercontent.com/mrc-ide/global-lmic-reports/master/AFG/projections.csv
https://raw.githubusercontent.com/mrc-ide/global-lmic-reports/master/AFG/projections.csv
https://raw.githubusercontent.com/mrc-ide/global-lmic-reports/master/AFG/projections.csv
https://raw.githubusercontent.com/mrc-ide/global-lmic-reports/master/AFG/projections.csv
https://raw.githubusercontent.com/mrc-ide/global-lmic-reports/master/AFG/projections.csv
https://raw.githubusercontent.com/mrc-ide/global-lmic-reports/master/AFG/projections.csv
https://raw.githubusercontent.com/mrc-ide/global-lmic-reports/master/AFG/projections.csv
https://raw.githubusercontent.com/mrc-ide/global-lmic-reports/master/AFG/projections.csv
https://raw.githubusercontent.com/mrc-ide/global-lmic-reports/master/AFG/projections.csv
https://raw.githubusercontent.com/mrc-ide/global-lmic-reports/master/AFG/projections.csv
https://raw.githubusercontent.com/mrc-ide/global-lmic-reports/master/AFG/projections.csv
https://raw.githubusercontent.com/mrc-ide/global-lmic-reports/master/AFG/projections.csv
https://raw.githubusercontent.com/mrc-ide/global-lmic-reports/master/AFG/projections.csv
https://raw.githubusercontent.com/mrc-ide/global-lmic-reports/master/AFG/projections.csv
https://raw.githubusercontent.com/mrc-ide/global-lmic-reports/master/AFG/projections.csv
https://raw.githubusercontent.com/mrc-ide/global-lmic-reports/master/AFG/projections.csv
https://raw.githubusercontent.com/mrc-ide/global-lmic-reports/master/AFG/projections.csv
https://raw.githubusercontent.com/mrc-ide/global-lmic-reports/master/AFG/projections.csv
https://raw.githubusercontent.com/mrc-ide/global-lmic-reports/master/AFG/projections.csv
https://raw.githubusercontent.com/mrc-ide/global-lmic-reports/master/AFG/projections.csv
https://raw.githubusercontent.com/mrc-ide/global-lmic-reports/master/AFG/projections.csv
https://raw.githubusercontent.com/mrc-ide/global-lmic-reports/master/AFG/projections.csv
https://raw.githubusercontent.com/mrc-ide/global-lmic-reports/master/AFG/projections.csv
https://raw.githubusercontent.com/mrc-ide/global-lmic-reports/master/AFG/projections.csv
https://raw.githubusercontent.com/mrc-ide/global-lmic-reports/master/AFG/projections.csv
https://raw.githubusercontent.com/mrc-ide/global-lmic-reports/master/AFG/projections.csv
https://raw.githubusercontent.com/mrc-ide/global-lmic-reports/master/AFG/projections.csv
https://raw.githubusercontent.com/mrc-ide/global-lmic-reports/master/AFG/projections.csv
https://raw.githubusercontent.com/mrc-ide/global-lmic-reports/master/AFG/projections.csv
https://raw.githubusercontent.com/mrc-ide/global-lmic-reports/master/AFG/projections.csv
https://raw.githubusercontent.com/mrc-ide/global-lmic-reports/master/AFG/projections.csv
https://raw.githubusercontent.com/mrc-ide/global-lmic-reports/master/AFG/projections.csv
https://raw.githubusercontent.com/mrc-ide/global-lmic-reports/master/AFG/projections.csv
https://raw.githubusercontent.com/mrc-ide/global-lmic-reports/master/AFG/projections.csv
https://raw.githubusercontent.com/mrc-ide/global-lmic-reports/master/AFG/projections.csv
https://raw.githubusercontent.com/mrc-ide/global-lmic-reports/master/AFG/projections.csv
https://raw.githubusercontent.com/mrc-ide/global-lmic-reports/master/AFG/projections.csv
https://raw.githubusercontent.com/mrc-ide/global-lmic-reports/master/AFG/projections.csv
https://raw.githubusercontent.com/mrc-ide/global-lmic-reports/master/AFG/projections.csv
https://raw.githubusercontent.com/mrc-ide/global-lmic-reports/master/AFG/projections.csv
https://raw.githubusercontent.com/mrc-ide/global-lmic-reports/master/AFG/projections.csv
https://raw.githubusercontent.com/mrc-ide/global-lmic-reports/master/AFG/projections.csv
https://raw.githubusercontent.com/mrc-ide/global-lmic-reports/master/AFG/projections.csv
https://raw.githubusercontent.com/mrc-ide/global-lmic-reports/master/AFG/projections.csv
https://raw.githubusercontent.com/mrc-ide/global-lmic-reports/master/AFG/projections.csv
https://raw.githubusercontent.com/mrc-ide/global-lmic-reports/master/AFG/projections.csv
https://raw.githubusercontent.com/mrc-ide/global-lmic-reports/master/AFG/projections.csv
https://raw.githubusercontent.com/mrc-ide/global-lmic-reports/master/AFG/projections.csv
https://raw.githubusercontent.com/mrc-ide/global-lmic-reports/master/AFG/projections.csv
https://raw.githubusercontent.com/mrc-ide/global-lmic-reports/master/AFG/projections.csv
https://raw.githubusercontent.com/mrc-ide/global-lmic-reports/master/AFG/projections.csv
https://raw.githubusercontent.com/mrc-ide/global-lmic-reports/master/AFG/projections.csv
https://raw.githubusercontent.com/mrc-ide/global-lmic-reports/master/AFG/projections.csv
https://raw.githubusercontent.com/mrc-ide/global-lmic-reports/master/AFG/projections.csv
https://raw.githubusercontent.com/mrc-ide/global-lmic-reports/master/AFG/projections.csv
https://raw.githubusercontent.com/mrc-ide/global-lmic-reports/master/AFG/projections.csv
https://raw.githubusercontent.com/mrc-ide/global-lmic-reports/master/AFG/projections.csv
https://raw.githubusercontent.com/mrc-ide/global-lmic-reports/master/AFG/projections.csv
https://raw.githubusercontent.com/mrc-ide/global-lmic-reports/master/AFG/projections.csv
https://raw.githubusercontent.com/mrc-ide/global-lmic-reports/master/AFG/projections.csv
https://raw.githubusercontent.com/mrc-ide/global-lmic-reports/master/AFG/projections.csv
https://raw.githubusercontent.com/mrc-ide/global-lmic-reports/master/AFG/projections.csv
https://raw.githubusercontent.com/mrc-ide/global-lmic-reports/master/AFG/projections.csv
https://raw.githubusercontent.com/mrc-ide/global-lmic-reports/master/AFG/projections.csv
https://raw.githubusercontent.com/mrc-ide/global-lmic-reports/master/AFG/projections.csv
https://raw.githubusercontent.com/mrc-ide/global-lmic-reports/master/AFG/projections.csv
https://raw.githubusercontent.com/mrc-ide/global-lmic-reports/master/AFG/projections.csv
https://raw.githubusercontent.com/mrc-ide/global-lmic-reports/master/AFG/projections.csv
https://raw.githubusercontent.com/mrc-ide/global-lmic-reports/master/AFG/projections.csv
https://raw.githubusercontent.com/mrc-ide/global-lmic-reports/master/AFG/projections.csv
https://raw.githubusercontent.com/mrc-ide/global-lmic-reports/master/AFG/projections.csv
https://raw.githubusercontent.com/mrc-ide/global-lmic-reports/master/AFG/projections.csv
https://raw.githubusercontent.com/mrc-ide/global-lmic-reports/master/AFG/projections.csv
https://raw.githubusercontent.com/mrc-ide/global-lmic-reports/master/AFG/projections.csv
https://raw.githubusercontent.com/mrc-ide/global-lmic-reports/master/AFG/projections.csv
https://raw.githubusercontent.com/mrc-ide/global-lmic-reports/master/AFG/projections.csv
https://raw.githubusercontent.com/mrc-ide/global-lmic-reports/master/AFG/projections.csv
https://raw.githubusercontent.com/mrc-ide/global-lmic-reports/master/AFG/projections.csv
https://raw.githubusercontent.com/mrc-ide/global-lmic-reports/master/AFG/projections.csv
https://raw.githubusercontent.com/mrc-ide/global-lmic-reports/master/AFG/projections.csv
https://raw.githubusercontent.com/mrc-ide/global-lmic-reports/master/AFG/projections.csv
https://raw.githubusercontent.com/mrc-ide/global-lmic-reports/master/AFG/projections.csv
https://raw.githubusercontent.com/mrc-ide/global-lmic-reports/master/AFG/projections.csv
https://raw.githubusercontent.com/mrc-ide/global-lmic-reports/master/AFG/projections.csv
https://raw.githubusercontent.com/mrc-ide/global-lmic-reports/master/AFG/projections.csv
https://raw.githubusercontent.com/mrc-ide/global-lmic-reports/master/AFG/projections.csv
https://raw.githubusercontent.com/mrc-ide/global-lmic-reports/master/AFG/projections.csv
https://raw.githubusercontent.com/mrc-ide/global-lmic-reports/master/AFG/projections.csv
https://raw.githubusercontent.com/mrc-ide/global-lmic-reports/master/AFG/projections.csv
https://raw.githubusercontent.com/mrc-ide/global-lmic-reports/master/AFG/projections.csv
https://raw.githubusercontent.com/mrc-ide/global-lmic-reports/master/AFG/projections.csv
https://raw.githubusercontent.com/mrc-ide/global-lmic-reports/master/AFG/projections.csv
https://raw.githubusercontent.com/mrc-ide/global-lmic-reports/master/AFG/projections.csv
https://raw.githubusercontent.com/mrc-ide/global-lmic-reports/master/AFG/projections.csv
https://raw.githubusercontent.com/mrc-ide/global-lmic-reports/master/AFG/projections.csv
https://raw.githubusercontent.com/mrc-ide/global-lmic-reports/master/AFG/projections.csv
https://raw.githubusercontent.com/mrc-ide/global-lmic-reports/master/AFG/projections.csv
https://raw.githubusercontent.com/mrc-ide/global-lmic-reports/master/AFG/projections.csv
https://raw.githubusercontent.com/mrc-ide/global-lmic-reports/master/AFG/projections.csv
https://raw.githubusercontent.com/mrc-ide/global-lmic-reports/master/AFG/projections.csv
https://raw.githubusercontent.com/mrc-ide/global-lmic-reports/master/AFG/projections.csv
https://raw.githubusercontent.com/mrc-ide/global-lmic-reports/master/AFG/projections.csv
https://raw.githubusercontent.com/mrc-ide/global-lmic-reports/master/AFG/projections.csv
https://raw.githubusercontent.com/mrc-ide/global-lmic-reports/master/AFG/projections.csv
https://raw.githubusercontent.com/mrc-ide/global-lmic-reports/master/AFG/projections.csv
https://raw.githubusercontent.com/mrc-ide/global-lmic-reports/master/AFG/projections.csv
https://raw.githubusercontent.com/mrc-ide/global-lmic-reports/master/AFG/projections.csv
https://raw.githubusercontent.com/mrc-ide/global-lmic-reports/master/AFG/projections.csv
https://raw.githubusercontent.com/mrc-ide/global-lmic-reports/master/AFG/projections.csv
https://raw.githubusercontent.com/mrc-ide/global-lmic-reports/master/AFG/projections.csv
https://raw.githubusercontent.com/mrc-ide/global-lmic-reports/master/AFG/projections.csv
https://raw.githubusercontent.com/mrc-ide/global-lmic-reports/master/AFG/projections.csv
https://raw.githubusercontent.com/mrc-ide/global-lmic-reports/master/AFG/projections.csv
https://raw.githubusercontent.com/mrc-ide/global-lmic-reports/master/AFG/projections.csv
https://raw.githubusercontent.com/mrc-ide/global-lmic-reports/master/AFG/projections.csv
https://raw.githubusercontent.com/mrc-ide/global-lmic-reports/master/AFG/projections.csv
https://raw.githubusercontent.com/mrc-ide/global-lmic-reports/master/AFG/projections.csv
https://raw.githubusercontent.com/mrc-ide/global-lmic-reports/master/AFG/projections.csv
https://raw.githubusercontent.com/mrc-ide/global-lmic-reports/master/AFG/projections.csv
https://raw.githubusercontent.com/mrc-ide/global-lmic-reports/master/AFG/projections.csv
https://raw.githubusercontent.com/mrc-ide/global-lmic-reports/master/AFG/projections.csv
https://raw.githubusercontent.com/mrc-ide/global-lmic-reports/master/AFG/projections.csv
https://raw.githubusercontent.com/mrc-ide/global-lmic-reports/master/AFG/projections.csv
https://raw.githubusercontent.com/mrc-ide/global-lmic-reports/master/AFG/projections.csv
https://raw.githubusercontent.com/mrc-ide/global-lmic-reports/master/AFG/projections.csv
https://raw.githubusercontent.com/mrc-ide/global-lmic-reports/master/AFG/projections.csv
https://raw.githubusercontent.com/mrc-ide/global-lmic-reports/master/AFG/projections.csv
https://raw.githubusercontent.com/mrc-ide/global-lmic-reports/master/AFG/projections.csv
https://raw.githubusercontent.com/mrc-ide/global-lmic-reports/master/AFG/projections.csv
https://raw.githubusercontent.com/mrc-ide/global-lmic-reports/master/AFG/projections.csv
https://raw.githubusercontent.com/mrc-ide/global-lmic-reports/master/AFG/projections.csv
https://raw.githubusercontent.com/mrc-ide/global-lmic-reports/master/AFG/projections.csv
https://raw.githubusercontent.com/mrc-ide/global-lmic-reports/master/AFG/projections.csv
https://raw.githubusercontent.com/mrc-ide/global-lmic-reports/master/AFG/projections.csv
https://raw.githubusercontent.com/mrc-ide/global-lmic-reports/master/AFG/projections.csv
https://raw.githubusercontent.com/mrc-ide/global-lmic-reports/master/AFG/projections.csv
https://raw.githubusercontent.com/mrc-ide/global-lmic-reports/master/AFG/projections.csv
https://raw.githubusercontent.com/mrc-ide/global-lmic-reports/master/AFG/projections.csv
https://raw.githubusercontent.com/mrc-ide/global-lmic-reports/master/AFG/projections.csv
https://raw.githubusercontent.com/mrc-ide/global-lmic-reports/master/AFG/projections.csv
https://raw.githubusercontent.com/mrc-ide/global-lmic-reports/master/AFG/projections.csv
https://raw.githubusercontent.com/mrc-ide/global-lmic-reports/master/AFG/projections.csv
https://raw.githubusercontent.com/mrc-ide/global-lmic-reports/master/AFG/projections.csv
https://raw.githubusercontent.com/mrc-ide/global-lmic-reports/master/AFG/projections.csv
https://raw.githubusercontent.com/mrc-ide/global-lmic-reports/master/AFG/projections.csv
https://raw.githubusercontent.com/mrc-ide/global-lmic-reports/master/AFG/projections.csv
https://raw.githubusercontent.com/mrc-ide/global-lmic-reports/master/AFG/projections.csv
https://raw.githubusercontent.com/mrc-ide/global-lmic-reports/master/AFG/projections.csv
https://raw.githubusercontent.com/mrc-ide/global-lmic-reports/master/AFG/projections.csv
https://raw.githubusercontent.com/mrc-ide/global-lmic-reports/master/AFG/projections.csv
https://raw.githubusercontent.com/mrc-ide/global-lmic-reports/master/AFG/projections.csv
https://raw.githubusercontent.com/mrc-ide/global-lmic-reports/master/AFG/projections.csv
https://raw.githubusercontent.com/mrc-ide/global-lmic-reports/master/AFG/projections.csv
https://raw.githubusercontent.com/mrc-ide/global-lmic-reports/master/AFG/projections.csv
https://raw.githubusercontent.com/mrc-ide/global-lmic-reports/master/AFG/projections.csv
https://raw.githubusercontent.com/mrc-ide/global-lmic-reports/master/AFG/projections.csv
https://raw.githubusercontent.com/mrc-ide/global-lmic-reports/master/AFG/projections.csv
https://raw.githubusercontent.com/mrc-ide/global-lmic-reports/master/AFG/projections.csv
https://raw.githubusercontent.com/mrc-ide/global-lmic-reports/master/AFG/projections.csv
https://raw.githubusercontent.com/mrc-ide/global-lmic-reports/master/AFG/projections.csv
https://raw.githubusercontent.com/mrc-ide/global-lmic-reports/master/AFG/projections.csv
https://raw.githubusercontent.com/mrc-ide/global-lmic-reports/master/AFG/projections.csv
https://raw.githubusercontent.com/mrc-ide/global-lmic-reports/master/AFG/projections.csv
https://raw.githubusercontent.com/mrc-ide/global-lmic-reports/master/AFG/projections.csv
https://raw.githubusercontent.com/mrc-ide/global-lmic-reports/master/AFG/projections.csv
https://raw.githubusercontent.com/mrc-ide/global-lmic-reports/master/AFG/projections.csv
https://raw.githubusercontent.com/mrc-ide/global-lmic-reports/master/AFG/projections.csv
https://raw.githubusercontent.com/mrc-ide/global-lmic-reports/master/AFG/projections.csv
https://raw.githubusercontent.com/mrc-ide/global-lmic-reports/master/AFG/projections.csv
https://raw.githubusercontent.com/mrc-ide/global-lmic-reports/master/AFG/projections.csv
https://raw.githubusercontent.com/mrc-ide/global-lmic-reports/master/AFG/projections.csv
https://raw.githubusercontent.com/mrc-ide/global-lmic-reports/master/AFG/projections.csv
https://raw.githubusercontent.com/mrc-ide/global-lmic-reports/master/AFG/projections.csv
https://raw.githubusercontent.com/mrc-ide/global-lmic-reports/master/AFG/projections.csv
https://raw.githubusercontent.com/mrc-ide/global-lmic-reports/master/AFG/projections.csv
https://raw.githubusercontent.com/mrc-ide/global-lmic-reports/master/AFG/projections.csv
https://raw.githubusercontent.com/mrc-ide/global-lmic-reports/master/AFG/projections.csv
https://raw.githubusercontent.com/mrc-ide/global-lmic-reports/master/AFG/projections.csv
https://raw.githubusercontent.com/mrc-ide/global-lmic-reports/master/AFG/projections.csv
https://raw.githubusercontent.com/mrc-ide/global-lmic-reports/master/AFG/projections.csv
https://raw.githubusercontent.com/mrc-ide/global-lmic-reports/master/AFG/projections.csv
https://raw.githubusercontent.com/mrc-ide/global-lmic-reports/master/AFG/projections.csv
https://raw.githubusercontent.com/mrc-ide/global-lmic-reports/master/AFG/projections.csv
https://raw.githubusercontent.com/mrc-ide/global-lmic-reports/master/AFG/projections.csv
https://raw.githubusercontent.com/mrc-ide/global-lmic-reports/master/AFG/projections.csv
https://raw.githubusercontent.com/mrc-ide/global-lmic-reports/master/AFG/projections.csv
https://raw.githubusercontent.com/mrc-ide/global-lmic-reports/master/AFG/projections.csv
https://raw.githubusercontent.com/mrc-ide/global-lmic-reports/master/AFG/projections.csv
https://raw.githubusercontent.com/mrc-ide/global-lmic-reports/master/AFG/projections.csv
https://raw.githubusercontent.com/mrc-ide/global-lmic-reports/master/AFG/projections.csv
https://raw.githubusercontent.com/mrc-ide/global-lmic-reports/master/AFG/projections.csv
https://raw.githubusercontent.com/mrc-ide/global-lmic-reports/master/AFG/projections.csv
https://raw.githubusercontent.com/mrc-ide/global-lmic-reports/master/AFG/projections.csv
https://raw.githubusercontent.com/mrc-ide/global-lmic-reports/master/AFG/projections.csv
https://raw.githubusercontent.com/mrc-ide/global-lmic-reports/master/AFG/projections.csv
https://raw.githubusercontent.com/mrc-ide/global-lmic-reports/master/AFG/projections.csv
https://raw.githubusercontent.com/mrc-ide/global-lmic-reports/master/AFG/projections.csv
https://raw.githubusercontent.com/mrc-ide/global-lmic-reports/master/AFG/projections.csv
https://raw.githubusercontent.com/mrc-ide/global-lmic-reports/master/AFG/projections.csv
https://raw.githubusercontent.com/mrc-ide/global-lmic-reports/master/AFG/projections.csv
https://raw.githubusercontent.com/mrc-ide/global-lmic-reports/master/AFG/projections.csv
https://raw.githubusercontent.com/mrc-ide/global-lmic-reports/master/AFG/projections.csv
https://raw.githubusercontent.com/mrc-ide/global-lmic-reports/master/AFG/projections.csv
https://raw.githubusercontent.com/mrc-ide/global-lmic-reports/master/AFG/projections.csv
https://raw.githubusercontent.com/mrc-ide/global-lmic-reports/master/AFG/projections.csv
https://raw.githubusercontent.com/mrc-ide/global-lmic-reports/master/AFG/projections.csv
https://raw.githubusercontent.com/mrc-ide/global-lmic-reports/master/AFG/projections.csv
https://raw.githubusercontent.com/mrc-ide/global-lmic-reports/master/AFG/projections.csv
https://raw.githubusercontent.com/mrc-ide/global-lmic-reports/master/AFG/projections.csv
https://raw.githubusercontent.com/mrc-ide/global-lmic-reports/master/AFG/projections.csv
https://raw.githubusercontent.com/mrc-ide/global-lmic-reports/master/AFG/projections.csv
https://raw.githubusercontent.com/mrc-ide/global-lmic-reports/master/AFG/projections.csv
https://raw.githubusercontent.com/mrc-ide/global-lmic-reports/master/AFG/projections.csv
https://raw.githubusercontent.com/mrc-ide/global-lmic-reports/master/AFG/projections.csv
https://raw.githubusercontent.com/mrc-ide/global-lmic-reports/master/AFG/projections.csv
https://raw.githubusercontent.com/mrc-ide/global-lmic-reports/master/AFG/projections.csv
https://raw.githubusercontent.com/mrc-ide/global-lmic-reports/master/AFG/projections.csv
https://raw.githubusercontent.com/mrc-ide/global-lmic-reports/master/AFG/projections.csv
https://raw.githubusercontent.com/mrc-ide/global-lmic-reports/master/AFG/projections.csv
https://raw.githubusercontent.com/mrc-ide/global-lmic-reports/master/AFG/projections.csv
https://raw.githubusercontent.com/mrc-ide/global-lmic-reports/master/AFG/projections.csv
https://raw.githubusercontent.com/mrc-ide/global-lmic-reports/master/AFG/projections.csv
https://raw.githubusercontent.com/mrc-ide/global-lmic-reports/master/AFG/projections.csv
https://raw.githubusercontent.com/mrc-ide/global-lmic-reports/master/AFG/projections.csv
https://raw.githubusercontent.com/mrc-ide/global-lmic-reports/master/AFG/projections.csv
https://raw.githubusercontent.com/mrc-ide/global-lmic-reports/master/AFG/projections.csv
https://raw.githubusercontent.com/mrc-ide/global-lmic-reports/master/AFG/projections.csv
https://raw.githubusercontent.com/mrc-ide/global-lmic-reports/master/AFG/projections.csv
https://raw.githubusercontent.com/mrc-ide/global-lmic-reports/master/AFG/projections.csv
https://raw.githubusercontent.com/mrc-ide/global-lmic-reports/master/AFG/projections.csv
https://raw.githubusercontent.com/mrc-ide/global-lmic-reports/master/AFG/projections.csv
https://raw.githubusercontent.com/mrc-ide/global-lmic-reports/master/AFG/projections.csv
https://raw.githubusercontent.com/mrc-ide/global-lmic-reports/master/AFG/projections.csv
https://raw.githubusercontent.com/mrc-ide/global-lmic-reports/master/AFG/projections.csv
https://raw.githubusercontent.com/mrc-ide/global-lmic-reports/master/AFG/projections.csv
https://raw.githubusercontent.com/mrc-ide/global-lmic-reports/master/AFG/projections.csv
https://raw.githubusercontent.com/mrc-ide/global-lmic-reports/master/AFG/projections.csv
https://raw.githubusercontent.com/mrc-ide/global-lmic-reports/master/AFG/projections.csv
https://raw.githubusercontent.com/mrc-ide/global-lmic-reports/master/AFG/projections.csv
https://raw.githubusercontent.com/mrc-ide/global-lmic-reports/master/AFG/projections.csv
https://raw.githubusercontent.com/mrc-ide/global-lmic-reports/master/AFG/projections.csv
https://raw.githubusercontent.com/mrc-ide/global-lmic-reports/master/AFG/projections.csv
https://raw.githubusercontent.com/mrc-ide/global-lmic-reports/master/AFG/projections.csv
https://raw.githubusercontent.com/mrc-ide/global-lmic-reports/master/AFG/projections.csv
https://raw.githubusercontent.com/mrc-ide/global-lmic-reports/master/AFG/projections.csv
https://raw.githubusercontent.com/mrc-ide/global-lmic-reports/master/AFG/projections.csv
https://raw.githubusercontent.com/mrc-ide/global-lmic-reports/master/AFG/projections.csv
https://raw.githubusercontent.com/mrc-ide/global-lmic-reports/master/AFG/projections.csv
https://raw.githubusercontent.com/mrc-ide/global-lmic-reports/master/AFG/projections.csv
https://raw.githubusercontent.com/mrc-ide/global-lmic-reports/master/AFG/projections.csv
https://raw.githubusercontent.com/mrc-ide/global-lmic-reports/master/AFG/projections.csv
https://raw.githubusercontent.com/mrc-ide/global-lmic-reports/master/AFG/projections.csv
https://raw.githubusercontent.com/mrc-ide/global-lmic-reports/master/AFG/projections.csv
https://raw.githubusercontent.com/mrc-ide/global-lmic-reports/master/AFG/projections.csv
https://raw.githubusercontent.com/mrc-ide/global-lmic-reports/master/AFG/projections.csv
https://raw.githubusercontent.com/mrc-ide/global-lmic-reports/master/AFG/projections.csv
https://raw.githubusercontent.com/mrc-ide/global-lmic-reports/master/AFG/projections.csv
https://raw.githubusercontent.com/mrc-ide/global-lmic-reports/master/AFG/projections.csv
https://raw.githubusercontent.com/mrc-ide/global-lmic-reports/master/AFG/projections.csv
https://raw.githubusercontent.com/mrc-ide/global-lmic-reports/master/AFG/projections.csv
https://raw.githubusercontent.com/mrc-ide/global-lmic-reports/master/AFG/projections.csv
https://raw.githubusercontent.com/mrc-ide/global-lmic-reports/master/AFG/projections.csv
https://raw.githubusercontent.com/mrc-ide/global-lmic-reports/master/AFG/projections.csv
https://raw.githubusercontent.com/mrc-ide/global-lmic-reports/master/AFG/projections.csv
https://raw.githubusercontent.com/mrc-ide/global-lmic-reports/master/AFG/projections.csv
https://raw.githubusercontent.com/mrc-ide/global-lmic-reports/master/AFG/projections.csv
https://raw.githubusercontent.com/mrc-ide/global-lmic-reports/master/AFG/projections.csv
https://raw.githubusercontent.com/mrc-ide/global-lmic-reports/master/AFG/projections.csv
https://raw.githubusercontent.com/mrc-ide/global-lmic-reports/master/AFG/projections.csv
https://raw.githubusercontent.com/mrc-ide/global-lmic-reports/master/AFG/projections.csv
https://raw.githubusercontent.com/mrc-ide/global-lmic-reports/master/AFG/projections.csv
https://raw.githubusercontent.com/mrc-ide/global-lmic-reports/master/AFG/projections.csv
https://raw.githubusercontent.com/mrc-ide/global-lmic-reports/master/AFG/projections.csv
https://raw.githubusercontent.com/mrc-ide/global-lmic-reports/master/AFG/projections.csv
https://raw.githubusercontent.com/mrc-ide/global-lmic-reports/master/AFG/projections.csv
https://raw.githubusercontent.com/mrc-ide/global-lmic-reports/master/AFG/projections.csv
https://raw.githubusercontent.com/mrc-ide/global-lmic-reports/master/AFG/projections.csv
https://raw.githubusercontent.com/mrc-ide/global-lmic-reports/master/AFG/projections.csv
https://raw.githubusercontent.com/mrc-ide/global-lmic-reports/master/AFG/projections.csv
https://raw.githubusercontent.com/mrc-ide/global-lmic-reports/master/AFG/projections.csv
https://raw.githubusercontent.com/mrc-ide/global-lmic-reports/master/AFG/projections.csv
https://raw.githubusercontent.com/mrc-ide/global-lmic-reports/master/AFG/projections.csv
https://raw.githubusercontent.com/mrc-ide/global-lmic-reports/master/AFG/projections.csv
https://raw.githubusercontent.com/mrc-ide/global-lmic-reports/master/AFG/projections.csv
https://raw.githubusercontent.com/mrc-ide/global-lmic-reports/master/AFG/projections.csv
https://raw.githubusercontent.com/mrc-ide/global-lmic-reports/master/AFG/projections.csv
https://raw.githubusercontent.com/mrc-ide/global-lmic-reports/master/AFG/projections.csv
https://raw.githubusercontent.com/mrc-ide/global-lmic-reports/master/AFG/projections.csv
https://raw.githubusercontent.com/mrc-ide/global-lmic-reports/master/AFG/projections.csv
https://raw.githubusercontent.com/mrc-ide/global-lmic-reports/master/AFG/projections.csv
https://raw.githubusercontent.com/mrc-ide/global-lmic-reports/master/AFG/projections.csv
https://raw.githubusercontent.com/mrc-ide/global-lmic-reports/master/AFG/projections.csv
https://raw.githubusercontent.com/mrc-ide/global-lmic-reports/master/AFG/projections.csv
https://raw.githubusercontent.com/mrc-ide/global-lmic-reports/master/AFG/projections.csv
https://raw.githubusercontent.com/mrc-ide/global-lmic-reports/master/AFG/projections.csv
https://raw.githubusercontent.com/mrc-ide/global-lmic-reports/master/AFG/projections.csv
https://raw.githubusercontent.com/mrc-ide/global-lmic-reports/master/AFG/projections.csv
https://raw.githubusercontent.com/mrc-ide/global-lmic-reports/master/AFG/projections.csv
https://raw.githubusercontent.com/mrc-ide/global-lmic-reports/master/AFG/projections.csv
https://raw.githubusercontent.com/mrc-ide/global-lmic-reports/master/AFG/projections.csv
https://raw.githubusercontent.com/mrc-ide/global-lmic-reports/master/AFG/projections.csv
https://raw.githubusercontent.com/mrc-ide/global-lmic-reports/master/AFG/projections.csv
https://raw.githubusercontent.com/mrc-ide/global-lmic-reports/master/AFG/projections.csv
https://raw.githubusercontent.com/mrc-ide/global-lmic-reports/master/AFG/projections.csv
https://raw.githubusercontent.com/mrc-ide/global-lmic-reports/master/AFG/projections.csv
https://raw.githubusercontent.com/mrc-ide/global-lmic-reports/master/AFG/projections.csv
https://raw.githubusercontent.com/mrc-ide/global-lmic-reports/master/AFG/projections.csv
https://raw.githubusercontent.com/mrc-ide/global-lmic-reports/master/AFG/projections.csv
https://raw.githubusercontent.com/mrc-ide/global-lmic-reports/master/AFG/projections.csv
https://raw.githubusercontent.com/mrc-ide/global-lmic-reports/master/AFG/projections.csv
https://raw.githubusercontent.com/mrc-ide/global-lmic-reports/master/AFG/projections.csv
https://raw.githubusercontent.com/mrc-ide/global-lmic-reports/master/AFG/projections.csv
https://raw.githubusercontent.com/mrc-ide/global-lmic-reports/master/AFG/projections.csv
https://raw.githubusercontent.com/mrc-ide/global-lmic-reports/master/AFG/projections.csv
https://raw.githubusercontent.com/mrc-ide/global-lmic-reports/master/AFG/projections.csv
https://raw.githubusercontent.com/mrc-ide/global-lmic-reports/master/AFG/projections.csv
https://raw.githubusercontent.com/mrc-ide/global-lmic-reports/master/AFG/projections.csv
https://raw.githubusercontent.com/mrc-ide/global-lmic-reports/master/AFG/projections.csv
https://raw.githubusercontent.com/mrc-ide/global-lmic-reports/master/AFG/projections.csv
https://raw.githubusercontent.com/mrc-ide/global-lmic-reports/master/AFG/projections.csv
https://raw.githubusercontent.com/mrc-ide/global-lmic-reports/master/AFG/projections.csv
https://raw.githubusercontent.com/mrc-ide/global-lmic-reports/master/AFG/projections.csv
https://raw.githubusercontent.com/mrc-ide/global-lmic-reports/master/AFG/projections.csv
https://raw.githubusercontent.com/mrc-ide/global-lmic-reports/master/AFG/projections.csv
https://raw.githubusercontent.com/mrc-ide/global-lmic-reports/master/AFG/projections.csv
https://raw.githubusercontent.com/mrc-ide/global-lmic-reports/master/AFG/projections.csv
https://raw.githubusercontent.com/mrc-ide/global-lmic-reports/master/AFG/projections.csv
https://raw.githubusercontent.com/mrc-ide/global-lmic-reports/master/AFG/projections.csv
https://raw.githubusercontent.com/mrc-ide/global-lmic-reports/master/AFG/projections.csv
https://raw.githubusercontent.com/mrc-ide/global-lmic-reports/master/AFG/projections.csv
https://raw.githubusercontent.com/mrc-ide/global-lmic-reports/master/AFG/projections.csv
https://raw.githubusercontent.com/mrc-ide/global-lmic-reports/master/AFG/projections.csv
https://raw.githubusercontent.com/mrc-ide/global-lmic-reports/master/AFG/projections.csv
https://raw.githubusercontent.com/mrc-ide/global-lmic-reports/master/AFG/projections.csv
https://raw.githubusercontent.com/mrc-ide/global-lmic-reports/master/AFG/projections.csv
https://raw.githubusercontent.com/mrc-ide/global-lmic-reports/master/AFG/projections.csv
https://raw.githubusercontent.com/mrc-ide/global-lmic-reports/master/AFG/projections.csv
https://raw.githubusercontent.com/mrc-ide/global-lmic-reports/master/AFG/projections.csv
https://raw.githubusercontent.com/mrc-ide/global-lmic-reports/master/AFG/projections.csv
https://raw.githubusercontent.com/mrc-ide/global-lmic-reports/master/AFG/projections.csv
https://raw.githubusercontent.com/mrc-ide/global-lmic-reports/master/AFG/projections.csv
https://raw.githubusercontent.com/mrc-ide/global-lmic-reports/master/AFG/projections.csv
https://raw.githubusercontent.com/mrc-ide/global-lmic-reports/master/AFG/projections.csv
https://raw.githubusercontent.com/mrc-ide/global-lmic-reports/master/AFG/projections.csv
https://raw.githubusercontent.com/mrc-ide/global-lmic-reports/master/AFG/projections.csv
https://raw.githubusercontent.com/mrc-ide/global-lmic-reports/master/AFG/projections.csv
https://raw.githubusercontent.com/mrc-ide/global-lmic-reports/master/AFG/projections.csv
https://raw.githubusercontent.com/mrc-ide/global-lmic-reports/master/AFG/projections.csv
https://raw.githubusercontent.com/mrc-ide/global-lmic-reports/master/AFG/projections.csv
https://raw.githubusercontent.com/mrc-ide/global-lmic-reports/master/AFG/projections.csv
https://raw.githubusercontent.com/mrc-ide/global-lmic-reports/master/AFG/projections.csv
https://raw.githubusercontent.com/mrc-ide/global-lmic-reports/master/AFG/projections.csv
https://raw.githubusercontent.com/mrc-ide/global-lmic-reports/master/AFG/projections.csv
https://raw.githubusercontent.com/mrc-ide/global-lmic-reports/master/AFG/projections.csv
https://raw.githubusercontent.com/mrc-ide/global-lmic-reports/master/AFG/projections.csv
https://raw.githubusercontent.com/mrc-ide/global-lmic-reports/master/AFG/projections.csv
https://raw.githubusercontent.com/mrc-ide/global-lmic-reports/master/AFG/projections.csv
https://raw.githubusercontent.com/mrc-ide/global-lmic-reports/master/AFG/projections.csv
https://raw.githubusercontent.com/mrc-ide/global-lmic-reports/master/AFG/projections.csv
https://raw.githubusercontent.com/mrc-ide/global-lmic-reports/master/AFG/projections.csv
https://raw.githubusercontent.com/mrc-ide/global-lmic-reports/master/AFG/projections.csv
https://raw.githubusercontent.com/mrc-ide/global-lmic-reports/master/AFG/projections.csv
https://raw.githubusercontent.com/mrc-ide/global-lmic-reports/master/AFG/projections.csv
https://raw.githubusercontent.com/mrc-ide/global-lmic-reports/master/AFG/projections.csv
https://raw.githubusercontent.com/mrc-ide/global-lmic-reports/master/AFG/projections.csv
https://raw.githubusercontent.com/mrc-ide/global-lmic-reports/master/AFG/projections.csv
https://raw.githubusercontent.com/mrc-ide/global-lmic-reports/master/AFG/projections.csv
https://raw.githubusercontent.com/mrc-ide/global-lmic-reports/master/AFG/projections.csv
https://raw.githubusercontent.com/mrc-ide/global-lmic-reports/master/AFG/projections.csv
https://raw.githubusercontent.com/mrc-ide/global-lmic-reports/master/AFG/projections.csv
https://raw.githubusercontent.com/mrc-ide/global-lmic-reports/master/AFG/projections.csv
https://raw.githubusercontent.com/mrc-ide/global-lmic-reports/master/AFG/projections.csv
https://raw.githubusercontent.com/mrc-ide/global-lmic-reports/master/AFG/projections.csv
https://raw.githubusercontent.com/mrc-ide/global-lmic-reports/master/AFG/projections.csv
https://raw.githubusercontent.com/mrc-ide/global-lmic-reports/master/AFG/projections.csv
https://raw.githubusercontent.com/mrc-ide/global-lmic-reports/master/AFG/projections.csv
https://raw.githubusercontent.com/mrc-ide/global-lmic-reports/master/AFG/projections.csv
https://raw.githubusercontent.com/mrc-ide/global-lmic-reports/master/AFG/projections.csv
https://raw.githubusercontent.com/mrc-ide/global-lmic-reports/master/AFG/projections.csv
https://raw.githubusercontent.com/mrc-ide/global-lmic-reports/master/AFG/projections.csv
https://raw.githubusercontent.com/mrc-ide/global-lmic-reports/master/AFG/projections.csv
https://raw.githubusercontent.com/mrc-ide/global-lmic-reports/master/AFG/projections.csv
https://raw.githubusercontent.com/mrc-ide/global-lmic-reports/master/AFG/projections.csv
https://raw.githubusercontent.com/mrc-ide/global-lmic-reports/master/AFG/projections.csv
https://raw.githubusercontent.com/mrc-ide/global-lmic-reports/master/AFG/projections.csv
https://raw.githubusercontent.com/mrc-ide/global-lmic-reports/master/AFG/projections.csv
https://raw.githubusercontent.com/mrc-ide/global-lmic-reports/master/AFG/projections.csv
https://raw.githubusercontent.com/mrc-ide/global-lmic-reports/master/AFG/projections.csv
https://raw.githubusercontent.com/mrc-ide/global-lmic-reports/master/AFG/projections.csv
https://raw.githubusercontent.com/mrc-ide/global-lmic-reports/master/AFG/projections.csv
https://raw.githubusercontent.com/mrc-ide/global-lmic-reports/master/AFG/projections.csv
https://raw.githubusercontent.com/mrc-ide/global-lmic-reports/master/AFG/projections.csv
https://raw.githubusercontent.com/mrc-ide/global-lmic-reports/master/AFG/projections.csv
https://raw.githubusercontent.com/mrc-ide/global-lmic-reports/master/AFG/projections.csv
https://raw.githubusercontent.com/mrc-ide/global-lmic-reports/master/AFG/projections.csv
https://raw.githubusercontent.com/mrc-ide/global-lmic-reports/master/AFG/projections.csv
https://raw.githubusercontent.com/mrc-ide/global-lmic-reports/master/AFG/projections.csv
https://raw.githubusercontent.com/mrc-ide/global-lmic-reports/master/AFG/projections.csv
https://raw.githubusercontent.com/mrc-ide/global-lmic-reports/master/AFG/projections.csv
https://raw.githubusercontent.com/mrc-ide/global-lmic-reports/master/AFG/projections.csv
https://raw.githubusercontent.com/mrc-ide/global-lmic-reports/master/AFG/projections.csv
https://raw.githubusercontent.com/mrc-ide/global-lmic-reports/master/AFG/projections.csv
https://raw.githubusercontent.com/mrc-ide/global-lmic-reports/master/AFG/projections.csv
https://raw.githubusercontent.com/mrc-ide/global-lmic-reports/master/AFG/projections.csv
https://raw.githubusercontent.com/mrc-ide/global-lmic-reports/master/AFG/projections.csv
https://raw.githubusercontent.com/mrc-ide/global-lmic-reports/master/AFG/projections.csv
https://raw.githubusercontent.com/mrc-ide/global-lmic-reports/master/AFG/projections.csv
https://raw.githubusercontent.com/mrc-ide/global-lmic-reports/master/AFG/projections.csv
https://raw.githubusercontent.com/mrc-ide/global-lmic-reports/master/AFG/projections.csv
https://raw.githubusercontent.com/mrc-ide/global-lmic-reports/master/AFG/projections.csv
https://raw.githubusercontent.com/mrc-ide/global-lmic-reports/master/AFG/projections.csv
https://raw.githubusercontent.com/mrc-ide/global-lmic-reports/master/AFG/projections.csv
https://raw.githubusercontent.com/mrc-ide/global-lmic-reports/master/AFG/projections.csv
https://raw.githubusercontent.com/mrc-ide/global-lmic-reports/master/AFG/projections.csv
https://raw.githubusercontent.com/mrc-ide/global-lmic-reports/master/AFG/projections.csv
https://raw.githubusercontent.com/mrc-ide/global-lmic-reports/master/AFG/projections.csv
https://raw.githubusercontent.com/mrc-ide/global-lmic-reports/master/AFG/projections.csv
https://raw.githubusercontent.com/mrc-ide/global-lmic-reports/master/AFG/projections.csv
https://raw.githubusercontent.com/mrc-ide/global-lmic-reports/master/AFG/projections.csv
https://raw.githubusercontent.com/mrc-ide/global-lmic-reports/master/AFG/projections.csv
https://raw.githubusercontent.com/mrc-ide/global-lmic-reports/master/AFG/projections.csv
https://raw.githubusercontent.com/mrc-ide/global-lmic-reports/master/AFG/projections.csv
https://raw.githubusercontent.com/mrc-ide/global-lmic-reports/master/AFG/projections.csv
https://raw.githubusercontent.com/mrc-ide/global-lmic-reports/master/AFG/projections.csv
https://raw.githubusercontent.com/mrc-ide/global-lmic-reports/master/AFG/projections.csv
https://raw.githubusercontent.com/mrc-ide/global-lmic-reports/master/AFG/projections.csv
https://raw.githubusercontent.com/mrc-ide/global-lmic-reports/master/AFG/projections.csv
https://raw.githubusercontent.com/mrc-ide/global-lmic-reports/master/AFG/projections.csv
https://raw.githubusercontent.com/mrc-ide/global-lmic-reports/master/AFG/projections.csv
https://raw.githubusercontent.com/mrc-ide/global-lmic-reports/master/AFG/projections.csv
https://raw.githubusercontent.com/mrc-ide/global-lmic-reports/master/AFG/projections.csv
https://raw.githubusercontent.com/mrc-ide/global-lmic-reports/master/AFG/projections.csv
https://raw.githubusercontent.com/mrc-ide/global-lmic-reports/master/AFG/projections.csv
https://raw.githubusercontent.com/mrc-ide/global-lmic-reports/master/AFG/projections.csv
https://raw.githubusercontent.com/mrc-ide/global-lmic-reports/master/AFG/projections.csv
https://raw.githubusercontent.com/mrc-ide/global-lmic-reports/master/AFG/projections.csv
https://raw.githubusercontent.com/mrc-ide/global-lmic-reports/master/AFG/projections.csv
https://raw.githubusercontent.com/mrc-ide/global-lmic-reports/master/AFG/projections.csv
https://raw.githubusercontent.com/mrc-ide/global-lmic-reports/master/AFG/projections.csv
https://raw.githubusercontent.com/mrc-ide/global-lmic-reports/master/AFG/projections.csv
https://raw.githubusercontent.com/mrc-ide/global-lmic-reports/master/AFG/projections.csv
https://raw.githubusercontent.com/mrc-ide/global-lmic-reports/master/AFG/projections.csv
https://raw.githubusercontent.com/mrc-ide/global-lmic-reports/master/AFG/projections.csv
https://raw.githubusercontent.com/mrc-ide/global-lmic-reports/master/AFG/projections.csv
https://raw.githubusercontent.com/mrc-ide/global-lmic-reports/master/AFG/projections.csv
https://raw.githubusercontent.com/mrc-ide/global-lmic-reports/master/AFG/projections.csv
https://raw.githubusercontent.com/mrc-ide/global-lmic-reports/master/AFG/projections.csv
https://raw.githubusercontent.com/mrc-ide/global-lmic-reports/master/AFG/projections.csv
https://raw.githubusercontent.com/mrc-ide/global-lmic-reports/master/AFG/projections.csv
https://raw.githubusercontent.com/mrc-ide/global-lmic-reports/master/AFG/projections.csv
https://raw.githubusercontent.com/mrc-ide/global-lmic-reports/master/AFG/projections.csv
https://raw.githubusercontent.com/mrc-ide/global-lmic-reports/master/AFG/projections.csv
https://raw.githubusercontent.com/mrc-ide/global-lmic-reports/master/AFG/projections.csv
https://raw.githubusercontent.com/mrc-ide/global-lmic-reports/master/AFG/projections.csv
https://raw.githubusercontent.com/mrc-ide/global-lmic-reports/master/AFG/projections.csv
https://raw.githubusercontent.com/mrc-ide/global-lmic-reports/master/AFG/projections.csv
https://raw.githubusercontent.com/mrc-ide/global-lmic-reports/master/AFG/projections.csv
https://raw.githubusercontent.com/mrc-ide/global-lmic-reports/master/AFG/projections.csv
https://raw.githubusercontent.com/mrc-ide/global-lmic-reports/master/AFG/projections.csv
https://raw.githubusercontent.com/mrc-ide/global-lmic-reports/master/AFG/projections.csv
https://raw.githubusercontent.com/mrc-ide/global-lmic-reports/master/AFG/projections.csv
https://raw.githubusercontent.com/mrc-ide/global-lmic-reports/master/AFG/projections.csv
https://raw.githubusercontent.com/mrc-ide/global-lmic-reports/master/AFG/projections.csv
https://raw.githubusercontent.com/mrc-ide/global-lmic-reports/master/AFG/projections.csv
https://raw.githubusercontent.com/mrc-ide/global-lmic-reports/master/AFG/projections.csv
https://raw.githubusercontent.com/mrc-ide/global-lmic-reports/master/AFG/projections.csv
https://raw.githubusercontent.com/mrc-ide/global-lmic-reports/master/AFG/projections.csv
https://raw.githubusercontent.com/mrc-ide/global-lmic-reports/master/AFG/projections.csv
https://raw.githubusercontent.com/mrc-ide/global-lmic-reports/master/AFG/projections.csv
https://raw.githubusercontent.com/mrc-ide/global-lmic-reports/master/AFG/projections.csv
https://raw.githubusercontent.com/mrc-ide/global-lmic-reports/master/AFG/projections.csv
https://raw.githubusercontent.com/mrc-ide/global-lmic-reports/master/AFG/projections.csv
https://raw.githubusercontent.com/mrc-ide/global-lmic-reports/master/AFG/projections.csv
https://raw.githubusercontent.com/mrc-ide/global-lmic-reports/master/AFG/projections.csv
https://raw.githubusercontent.com/mrc-ide/global-lmic-reports/master/AFG/projections.csv
https://raw.githubusercontent.com/mrc-ide/global-lmic-reports/master/AFG/projections.csv
https://raw.githubusercontent.com/mrc-ide/global-lmic-reports/master/AFG/projections.csv
https://raw.githubusercontent.com/mrc-ide/global-lmic-reports/master/AFG/projections.csv
https://raw.githubusercontent.com/mrc-ide/global-lmic-reports/master/AFG/projections.csv
https://raw.githubusercontent.com/mrc-ide/global-lmic-reports/master/AFG/projections.csv
https://raw.githubusercontent.com/mrc-ide/global-lmic-reports/master/AFG/projections.csv
https://raw.githubusercontent.com/mrc-ide/global-lmic-reports/master/AFG/projections.csv
https://raw.githubusercontent.com/mrc-ide/global-lmic-reports/master/AFG/projections.csv
https://raw.githubusercontent.com/mrc-ide/global-lmic-reports/master/AFG/projections.csv
https://raw.githubusercontent.com/mrc-ide/global-lmic-reports/master/AFG/projections.csv
https://raw.githubusercontent.com/mrc-ide/global-lmic-reports/master/AFG/projections.csv
https://raw.githubusercontent.com/mrc-ide/global-lmic-reports/master/AFG/projections.csv
https://raw.githubusercontent.com/mrc-ide/global-lmic-reports/master/AFG/projections.csv
https://raw.githubusercontent.com/mrc-ide/global-lmic-reports/master/AFG/projections.csv
https://raw.githubusercontent.com/mrc-ide/global-lmic-reports/master/AFG/projections.csv
https://raw.githubusercontent.com/mrc-ide/global-lmic-reports/master/AFG/projections.csv
https://raw.githubusercontent.com/mrc-ide/global-lmic-reports/master/AFG/projections.csv
https://raw.githubusercontent.com/mrc-ide/global-lmic-reports/master/AFG/projections.csv
https://raw.githubusercontent.com/mrc-ide/global-lmic-reports/master/AFG/projections.csv
https://raw.githubusercontent.com/mrc-ide/global-lmic-reports/master/AFG/projections.csv
https://raw.githubusercontent.com/mrc-ide/global-lmic-reports/master/AFG/projections.csv
https://raw.githubusercontent.com/mrc-ide/global-lmic-reports/master/AFG/projections.csv
https://raw.githubusercontent.com/mrc-ide/global-lmic-reports/master/AFG/projections.csv
https://raw.githubusercontent.com/mrc-ide/global-lmic-reports/master/AFG/projections.csv
https://raw.githubusercontent.com/mrc-ide/global-lmic-reports/master/AFG/projections.csv
https://raw.githubusercontent.com/mrc-ide/global-lmic-reports/master/AFG/projections.csv
https://raw.githubusercontent.com/mrc-ide/global-lmic-reports/master/AFG/projections.csv
https://raw.githubusercontent.com/mrc-ide/global-lmic-reports/master/AFG/projections.csv
https://raw.githubusercontent.com/mrc-ide/global-lmic-reports/master/AFG/projections.csv
https://raw.githubusercontent.com/mrc-ide/global-lmic-reports/master/AFG/projections.csv
https://raw.githubusercontent.com/mrc-ide/global-lmic-reports/master/AFG/projections.csv
https://raw.githubusercontent.com/mrc-ide/global-lmic-reports/master/AFG/projections.csv
https://raw.githubusercontent.com/mrc-ide/global-lmic-reports/master/AFG/projections.csv
https://raw.githubusercontent.com/mrc-ide/global-lmic-reports/master/AFG/projections.csv
https://raw.githubusercontent.com/mrc-ide/global-lmic-reports/master/AFG/projections.csv
https://raw.githubusercontent.com/mrc-ide/global-lmic-reports/master/AFG/projections.csv
https://raw.githubusercontent.com/mrc-ide/global-lmic-reports/master/AFG/projections.csv
https://raw.githubusercontent.com/mrc-ide/global-lmic-reports/master/AFG/projections.csv
https://raw.githubusercontent.com/mrc-ide/global-lmic-reports/master/AFG/projections.csv
https://raw.githubusercontent.com/mrc-ide/global-lmic-reports/master/AFG/projections.csv
https://raw.githubusercontent.com/mrc-ide/global-lmic-reports/master/AFG/projections.csv
https://raw.githubusercontent.com/mrc-ide/global-lmic-reports/master/AFG/projections.csv
https://raw.githubusercontent.com/mrc-ide/global-lmic-reports/master/AFG/projections.csv
https://raw.githubusercontent.com/mrc-ide/global-lmic-reports/master/AFG/projections.csv
https://raw.githubusercontent.com/mrc-ide/global-lmic-reports/master/AFG/projections.csv
https://raw.githubusercontent.com/mrc-ide/global-lmic-reports/master/AFG/projections.csv
https://raw.githubusercontent.com/mrc-ide/global-lmic-reports/master/AFG/projections.csv
https://raw.githubusercontent.com/mrc-ide/global-lmic-reports/master/AFG/projections.csv
https://raw.githubusercontent.com/mrc-ide/global-lmic-reports/master/AFG/projections.csv
https://raw.githubusercontent.com/mrc-ide/global-lmic-reports/master/AFG/projections.csv
https://raw.githubusercontent.com/mrc-ide/global-lmic-reports/master/AFG/projections.csv
https://raw.githubusercontent.com/mrc-ide/global-lmic-reports/master/AFG/projections.csv
https://raw.githubusercontent.com/mrc-ide/global-lmic-reports/master/AFG/projections.csv
https://raw.githubusercontent.com/mrc-ide/global-lmic-reports/master/AFG/projections.csv
https://raw.githubusercontent.com/mrc-ide/global-lmic-reports/master/AFG/projections.csv
https://raw.githubusercontent.com/mrc-ide/global-lmic-reports/master/AFG/projections.csv
https://raw.githubusercontent.com/mrc-ide/global-lmic-reports/master/AFG/projections.csv
https://raw.githubusercontent.com/mrc-ide/global-lmic-reports/master/AFG/projections.csv
https://raw.githubusercontent.com/mrc-ide/global-lmic-reports/master/AFG/projections.csv
https://raw.githubusercontent.com/mrc-ide/global-lmic-reports/master/AFG/projections.csv
https://raw.githubusercontent.com/mrc-ide/global-lmic-reports/master/AFG/projections.csv
https://raw.githubusercontent.com/mrc-ide/global-lmic-reports/master/AFG/projections.csv
https://raw.githubusercontent.com/mrc-ide/global-lmic-reports/master/AFG/projections.csv
https://raw.githubusercontent.com/mrc-ide/global-lmic-reports/master/AFG/projections.csv
https://raw.githubusercontent.com/mrc-ide/global-lmic-reports/master/AFG/projections.csv
https://raw.githubusercontent.com/mrc-ide/global-lmic-reports/master/AFG/projections.csv
https://raw.githubusercontent.com/mrc-ide/global-lmic-reports/master/AFG/projections.csv
https://raw.githubusercontent.com/mrc-ide/global-lmic-reports/master/AFG/projections.csv
https://raw.githubusercontent.com/mrc-ide/global-lmic-reports/master/AFG/projections.csv
https://raw.githubusercontent.com/mrc-ide/global-lmic-reports/master/AFG/projections.csv
https://raw.githubusercontent.com/mrc-ide/global-lmic-reports/master/AFG/projections.csv
https://raw.githubusercontent.com/mrc-ide/global-lmic-reports/master/AFG/projections.csv
https://raw.githubusercontent.com/mrc-ide/global-lmic-reports/master/AFG/projections.csv
https://raw.githubusercontent.com/mrc-ide/global-lmic-reports/master/AFG/projections.csv
https://raw.githubusercontent.com/mrc-ide/global-lmic-reports/master/AFG/projections.csv
https://raw.githubusercontent.com/mrc-ide/global-lmic-reports/master/AFG/projections.csv
https://raw.githubusercontent.com/mrc-ide/global-lmic-reports/master/AFG/projections.csv
https://raw.githubusercontent.com/mrc-ide/global-lmic-reports/master/AFG/projections.csv
https://raw.githubusercontent.com/mrc-ide/global-lmic-reports/master/AFG/projections.csv
https://raw.githubusercontent.com/mrc-ide/global-lmic-reports/master/AFG/projections.csv
https://raw.githubusercontent.com/mrc-ide/global-lmic-reports/master/AFG/projections.csv
https://raw.githubusercontent.com/mrc-ide/global-lmic-reports/master/AFG/projections.csv
https://raw.githubusercontent.com/mrc-ide/global-lmic-reports/master/AFG/projections.csv
https://raw.githubusercontent.com/mrc-ide/global-lmic-reports/master/AFG/projections.csv
https://raw.githubusercontent.com/mrc-ide/global-lmic-reports/master/AFG/projections.csv
https://raw.githubusercontent.com/mrc-ide/global-lmic-reports/master/AFG/projections.csv
https://raw.githubusercontent.com/mrc-ide/global-lmic-reports/master/AFG/projections.csv
https://raw.githubusercontent.com/mrc-ide/global-lmic-reports/master/AFG/projections.csv
https://raw.githubusercontent.com/mrc-ide/global-lmic-reports/master/AFG/projections.csv
https://raw.githubusercontent.com/mrc-ide/global-lmic-reports/master/AFG/projections.csv
https://raw.githubusercontent.com/mrc-ide/global-lmic-reports/master/AFG/projections.csv
https://raw.githubusercontent.com/mrc-ide/global-lmic-reports/master/AFG/projections.csv
https://raw.githubusercontent.com/mrc-ide/global-lmic-reports/master/AFG/projections.csv
https://raw.githubusercontent.com/mrc-ide/global-lmic-reports/master/AFG/projections.csv
https://raw.githubusercontent.com/mrc-ide/global-lmic-reports/master/AFG/projections.csv
https://raw.githubusercontent.com/mrc-ide/global-lmic-reports/master/AFG/projections.csv
https://raw.githubusercontent.com/mrc-ide/global-lmic-reports/master/AFG/projections.csv
https://raw.githubusercontent.com/mrc-ide/global-lmic-reports/master/AFG/projections.csv
https://raw.githubusercontent.com/mrc-ide/global-lmic-reports/master/AFG/projections.csv
https://raw.githubusercontent.com/mrc-ide/global-lmic-reports/master/AFG/projections.csv
https://raw.githubusercontent.com/mrc-ide/global-lmic-reports/master/AFG/projections.csv
https://raw.githubusercontent.com/mrc-ide/global-lmic-reports/master/AFG/projections.csv
https://raw.githubusercontent.com/mrc-ide/global-lmic-reports/master/AFG/projections.csv
https://raw.githubusercontent.com/mrc-ide/global-lmic-reports/master/AFG/projections.csv
https://raw.githubusercontent.com/mrc-ide/global-lmic-reports/master/AFG/projections.csv
https://raw.githubusercontent.com/mrc-ide/global-lmic-reports/master/AFG/projections.csv
https://raw.githubusercontent.com/mrc-ide/global-lmic-reports/master/AFG/projections.csv
https://raw.githubusercontent.com/mrc-ide/global-lmic-reports/master/AFG/projections.csv
https://raw.githubusercontent.com/mrc-ide/global-lmic-reports/master/AFG/projections.csv
https://raw.githubusercontent.com/mrc-ide/global-lmic-reports/master/AFG/projections.csv
https://raw.githubusercontent.com/mrc-ide/global-lmic-reports/master/AFG/projections.csv
https://raw.githubusercontent.com/mrc-ide/global-lmic-reports/master/AFG/projections.csv
https://raw.githubusercontent.com/mrc-ide/global-lmic-reports/master/AFG/projections.csv
https://raw.githubusercontent.com/mrc-ide/global-lmic-reports/master/AFG/projections.csv
https://raw.githubusercontent.com/mrc-ide/global-lmic-reports/master/AFG/projections.csv
https://raw.githubusercontent.com/mrc-ide/global-lmic-reports/master/AFG/projections.csv
https://raw.githubusercontent.com/mrc-ide/global-lmic-reports/master/AFG/projections.csv
https://raw.githubusercontent.com/mrc-ide/global-lmic-reports/master/AFG/projections.csv
https://raw.githubusercontent.com/mrc-ide/global-lmic-reports/master/AFG/projections.csv
https://raw.githubusercontent.com/mrc-ide/global-lmic-reports/master/AFG/projections.csv
https://raw.githubusercontent.com/mrc-ide/global-lmic-reports/master/AFG/projections.csv
https://raw.githubusercontent.com/mrc-ide/global-lmic-reports/master/AFG/projections.csv
https://raw.githubusercontent.com/mrc-ide/global-lmic-reports/master/AFG/projections.csv
https://raw.githubusercontent.com/mrc-ide/global-lmic-reports/master/AFG/projections.csv
https://raw.githubusercontent.com/mrc-ide/global-lmic-reports/master/AFG/projections.csv
https://raw.githubusercontent.com/mrc-ide/global-lmic-reports/master/AFG/projections.csv
https://raw.githubusercontent.com/mrc-ide/global-lmic-reports/master/AFG/projections.csv
https://raw.githubusercontent.com/mrc-ide/global-lmic-reports/master/AFG/projections.csv
https://raw.githubusercontent.com/mrc-ide/global-lmic-reports/master/AFG/projections.csv
https://raw.githubusercontent.com/mrc-ide/global-lmic-reports/master/AFG/projections.csv
https://raw.githubusercontent.com/mrc-ide/global-lmic-reports/master/AFG/projections.csv
https://raw.githubusercontent.com/mrc-ide/global-lmic-reports/master/AFG/projections.csv
https://raw.githubusercontent.com/mrc-ide/global-lmic-reports/master/AFG/projections.csv
https://raw.githubusercontent.com/mrc-ide/global-lmic-reports/master/AFG/projections.csv
https://raw.githubusercontent.com/mrc-ide/global-lmic-reports/master/AFG/projections.csv
https://raw.githubusercontent.com/mrc-ide/global-lmic-reports/master/AFG/projections.csv
https://raw.githubusercontent.com/mrc-ide/global-lmic-reports/master/AFG/projections.csv
https://raw.githubusercontent.com/mrc-ide/global-lmic-reports/master/AFG/projections.csv
https://raw.githubusercontent.com/mrc-ide/global-lmic-reports/master/AFG/projections.csv
https://raw.githubusercontent.com/mrc-ide/global-lmic-reports/master/AFG/projections.csv
https://raw.githubusercontent.com/mrc-ide/global-lmic-reports/master/AFG/projections.csv
https://raw.githubusercontent.com/mrc-ide/global-lmic-reports/master/AFG/projections.csv
https://raw.githubusercontent.com/mrc-ide/global-lmic-reports/master/AFG/projections.csv
https://raw.githubusercontent.com/mrc-ide/global-lmic-reports/master/AFG/projections.csv
https://raw.githubusercontent.com/mrc-ide/global-lmic-reports/master/AFG/projections.csv
https://raw.githubusercontent.com/mrc-ide/global-lmic-reports/master/AFG/projections.csv
https://raw.githubusercontent.com/mrc-ide/global-lmic-reports/master/AFG/projections.csv
https://raw.githubusercontent.com/mrc-ide/global-lmic-reports/master/AFG/projections.csv
https://raw.githubusercontent.com/mrc-ide/global-lmic-reports/master/AFG/projections.csv
https://raw.githubusercontent.com/mrc-ide/global-lmic-reports/master/AFG/projections.csv
https://raw.githubusercontent.com/mrc-ide/global-lmic-reports/master/AFG/projections.csv
https://raw.githubusercontent.com/mrc-ide/global-lmic-reports/master/AFG/projections.csv
https://raw.githubusercontent.com/mrc-ide/global-lmic-reports/master/AFG/projections.csv
https://raw.githubusercontent.com/mrc-ide/global-lmic-reports/master/AFG/projections.csv
https://raw.githubusercontent.com/mrc-ide/global-lmic-reports/master/AFG/projections.csv
https://raw.githubusercontent.com/mrc-ide/global-lmic-reports/master/AFG/projections.csv
https://raw.githubusercontent.com/mrc-ide/global-lmic-reports/master/AFG/projections.csv
https://raw.githubusercontent.com/mrc-ide/global-lmic-reports/master/AFG/projections.csv
https://raw.githubusercontent.com/mrc-ide/global-lmic-reports/master/AFG/projections.csv
https://raw.githubusercontent.com/mrc-ide/global-lmic-reports/master/AFG/projections.csv
https://raw.githubusercontent.com/mrc-ide/global-lmic-reports/master/AFG/projections.csv
https://raw.githubusercontent.com/mrc-ide/global-lmic-reports/master/AFG/projections.csv
https://raw.githubusercontent.com/mrc-ide/global-lmic-reports/master/AFG/projections.csv
https://raw.githubusercontent.com/mrc-ide/global-lmic-reports/master/AFG/projections.csv
https://raw.githubusercontent.com/mrc-ide/global-lmic-reports/master/AFG/projections.csv
https://raw.githubusercontent.com/mrc-ide/global-lmic-reports/master/AFG/projections.csv
https://raw.githubusercontent.com/mrc-ide/global-lmic-reports/master/AFG/projections.csv
https://raw.githubusercontent.com/mrc-ide/global-lmic-reports/master/AFG/projections.csv
https://raw.githubusercontent.com/mrc-ide/global-lmic-reports/master/AFG/projections.csv
https://raw.githubusercontent.com/mrc-ide/global-lmic-reports/master/AFG/projections.csv
https://raw.githubusercontent.com/mrc-ide/global-lmic-reports/master/AFG/projections.csv
https://raw.githubusercontent.com/mrc-ide/global-lmic-reports/master/AFG/projections.csv
https://raw.githubusercontent.com/mrc-ide/global-lmic-reports/master/AFG/projections.csv
https://raw.githubusercontent.com/mrc-ide/global-lmic-reports/master/AFG/projections.csv
https://raw.githubusercontent.com/mrc-ide/global-lmic-reports/master/AFG/projections.csv
https://raw.githubusercontent.com/mrc-ide/global-lmic-reports/master/AFG/projections.csv
https://raw.githubusercontent.com/mrc-ide/global-lmic-reports/master/AFG/projections.csv
https://raw.githubusercontent.com/mrc-ide/global-lmic-reports/master/AFG/projections.csv
https://raw.githubusercontent.com/mrc-ide/global-lmic-reports/master/AFG/projections.csv
https://raw.githubusercontent.com/mrc-ide/global-lmic-reports/master/AFG/projections.csv
https://raw.githubusercontent.com/mrc-ide/global-lmic-reports/master/AFG/projections.csv
https://raw.githubusercontent.com/mrc-ide/global-lmic-reports/master/AFG/projections.csv
https://raw.githubusercontent.com/mrc-ide/global-lmic-reports/master/AFG/projections.csv
https://raw.githubusercontent.com/mrc-ide/global-lmic-reports/master/AFG/projections.csv
https://raw.githubusercontent.com/mrc-ide/global-lmic-reports/master/AFG/projections.csv
https://raw.githubusercontent.com/mrc-ide/global-lmic-reports/master/AFG/projections.csv
https://raw.githubusercontent.com/mrc-ide/global-lmic-reports/master/AFG/projections.csv
https://raw.githubusercontent.com/mrc-ide/global-lmic-reports/master/AFG/projections.csv
https://raw.githubusercontent.com/mrc-ide/global-lmic-reports/master/AFG/projections.csv
https://raw.githubusercontent.com/mrc-ide/global-lmic-reports/master/AFG/projections.csv
https://raw.githubusercontent.com/mrc-ide/global-lmic-reports/master/AFG/projections.csv
https://raw.githubusercontent.com/mrc-ide/global-lmic-reports/master/AFG/projections.csv
https://raw.githubusercontent.com/mrc-ide/global-lmic-reports/master/AFG/projections.csv
https://raw.githubusercontent.com/mrc-ide/global-lmic-reports/master/AFG/projections.csv
https://raw.githubusercontent.com/mrc-ide/global-lmic-reports/master/AFG/projections.csv
https://raw.githubusercontent.com/mrc-ide/global-lmic-reports/master/AFG/projections.csv
https://raw.githubusercontent.com/mrc-ide/global-lmic-reports/master/AFG/projections.csv
https://raw.githubusercontent.com/mrc-ide/global-lmic-reports/master/AFG/projections.csv
https://raw.githubusercontent.com/mrc-ide/global-lmic-reports/master/AFG/projections.csv
https://raw.githubusercontent.com/mrc-ide/global-lmic-reports/master/AFG/projections.csv
https://raw.githubusercontent.com/mrc-ide/global-lmic-reports/master/AFG/projections.csv
https://raw.githubusercontent.com/mrc-ide/global-lmic-reports/master/AFG/projections.csv
https://raw.githubusercontent.com/mrc-ide/global-lmic-reports/master/AFG/projections.csv
https://raw.githubusercontent.com/mrc-ide/global-lmic-reports/master/AFG/projections.csv
https://raw.githubusercontent.com/mrc-ide/global-lmic-reports/master/AFG/projections.csv
https://raw.githubusercontent.com/mrc-ide/global-lmic-reports/master/AFG/projections.csv
https://raw.githubusercontent.com/mrc-ide/global-lmic-reports/master/AFG/projections.csv
https://raw.githubusercontent.com/mrc-ide/global-lmic-reports/master/AFG/projections.csv
https://raw.githubusercontent.com/mrc-ide/global-lmic-reports/master/AFG/projections.csv
https://raw.githubusercontent.com/mrc-ide/global-lmic-reports/master/AFG/projections.csv
https://raw.githubusercontent.com/mrc-ide/global-lmic-reports/master/AFG/projections.csv
https://raw.githubusercontent.com/mrc-ide/global-lmic-reports/master/AFG/projections.csv
https://raw.githubusercontent.com/mrc-ide/global-lmic-reports/master/AFG/projections.csv
https://raw.githubusercontent.com/mrc-ide/global-lmic-reports/master/AFG/projections.csv
https://raw.githubusercontent.com/mrc-ide/global-lmic-reports/master/AFG/projections.csv
https://raw.githubusercontent.com/mrc-ide/global-lmic-reports/master/AFG/projections.csv
https://raw.githubusercontent.com/mrc-ide/global-lmic-reports/master/AFG/projections.csv
https://raw.githubusercontent.com/mrc-ide/global-lmic-reports/master/AFG/projections.csv
https://raw.githubusercontent.com/mrc-ide/global-lmic-reports/master/AFG/projections.csv
https://raw.githubusercontent.com/mrc-ide/global-lmic-reports/master/AFG/projections.csv
https://raw.githubusercontent.com/mrc-ide/global-lmic-reports/master/AFG/projections.csv
https://raw.githubusercontent.com/mrc-ide/global-lmic-reports/master/AFG/projections.csv
https://raw.githubusercontent.com/mrc-ide/global-lmic-reports/master/AFG/projections.csv
https://raw.githubusercontent.com/mrc-ide/global-lmic-reports/master/AFG/projections.csv
https://raw.githubusercontent.com/mrc-ide/global-lmic-reports/master/AFG/projections.csv
https://raw.githubusercontent.com/mrc-ide/global-lmic-reports/master/AFG/projections.csv
https://raw.githubusercontent.com/mrc-ide/global-lmic-reports/master/AFG/projections.csv
https://raw.githubusercontent.com/mrc-ide/global-lmic-reports/master/AFG/projections.csv
https://raw.githubusercontent.com/mrc-ide/global-lmic-reports/master/AFG/projections.csv
https://raw.githubusercontent.com/mrc-ide/global-lmic-reports/master/AFG/projections.csv
https://raw.githubusercontent.com/mrc-ide/global-lmic-reports/master/AFG/projections.csv
https://raw.githubusercontent.com/mrc-ide/global-lmic-reports/master/AFG/projections.csv
https://raw.githubusercontent.com/mrc-ide/global-lmic-reports/master/AFG/projections.csv
https://raw.githubusercontent.com/mrc-ide/global-lmic-reports/master/AFG/projections.csv
https://raw.githubusercontent.com/mrc-ide/global-lmic-reports/master/AFG/projections.csv
https://raw.githubusercontent.com/mrc-ide/global-lmic-reports/master/AFG/projections.csv
https://raw.githubusercontent.com/mrc-ide/global-lmic-reports/master/AFG/projections.csv
https://raw.githubusercontent.com/mrc-ide/global-lmic-reports/master/AFG/projections.csv
https://raw.githubusercontent.com/mrc-ide/global-lmic-reports/master/AFG/projections.csv
https://raw.githubusercontent.com/mrc-ide/global-lmic-reports/master/AFG/projections.csv
https://raw.githubusercontent.com/mrc-ide/global-lmic-reports/master/AFG/projections.csv
https://raw.githubusercontent.com/mrc-ide/global-lmic-reports/master/AFG/projections.csv
https://raw.githubusercontent.com/mrc-ide/global-lmic-reports/master/AFG/projections.csv
https://raw.githubusercontent.com/mrc-ide/global-lmic-reports/master/AFG/projections.csv
https://raw.githubusercontent.com/mrc-ide/global-lmic-reports/master/AFG/projections.csv
https://raw.githubusercontent.com/mrc-ide/global-lmic-reports/master/AFG/projections.csv
https://raw.githubusercontent.com/mrc-ide/global-lmic-reports/master/AFG/projections.csv
https://raw.githubusercontent.com/mrc-ide/global-lmic-reports/master/AFG/projections.csv
https://raw.githubusercontent.com/mrc-ide/global-lmic-reports/master/AFG/projections.csv
https://raw.githubusercontent.com/mrc-ide/global-lmic-reports/master/AFG/projections.csv
https://raw.githubusercontent.com/mrc-ide/global-lmic-reports/master/AFG/projections.csv
https://raw.githubusercontent.com/mrc-ide/global-lmic-reports/master/AFG/projections.csv
https://raw.githubusercontent.com/mrc-ide/global-lmic-reports/master/AFG/projections.csv
https://raw.githubusercontent.com/mrc-ide/global-lmic-reports/master/AFG/projections.csv
https://raw.githubusercontent.com/mrc-ide/global-lmic-reports/master/AFG/projections.csv
https://raw.githubusercontent.com/mrc-ide/global-lmic-reports/master/AFG/projections.csv
https://raw.githubusercontent.com/mrc-ide/global-lmic-reports/master/AFG/projections.csv
https://raw.githubusercontent.com/mrc-ide/global-lmic-reports/master/AFG/projections.csv
https://raw.githubusercontent.com/mrc-ide/global-lmic-reports/master/AFG/projections.csv
https://raw.githubusercontent.com/mrc-ide/global-lmic-reports/master/AFG/projections.csv
https://raw.githubusercontent.com/mrc-ide/global-lmic-reports/master/AFG/projections.csv
https://raw.githubusercontent.com/mrc-ide/global-lmic-reports/master/AFG/projections.csv
https://raw.githubusercontent.com/mrc-ide/global-lmic-reports/master/AFG/projections.csv
https://raw.githubusercontent.com/mrc-ide/global-lmic-reports/master/AFG/projections.csv
https://raw.githubusercontent.com/mrc-ide/global-lmic-reports/master/AFG/projections.csv
https://raw.githubusercontent.com/mrc-ide/global-lmic-reports/master/AFG/projections.csv
https://raw.githubusercontent.com/mrc-ide/global-lmic-reports/master/AFG/projections.csv
https://raw.githubusercontent.com/mrc-ide/global-lmic-reports/master/AFG/projections.csv
https://raw.githubusercontent.com/mrc-ide/global-lmic-reports/master/AFG/projections.csv
https://raw.githubusercontent.com/mrc-ide/global-lmic-reports/master/AFG/projections.csv
https://raw.githubusercontent.com/mrc-ide/global-lmic-reports/master/AFG/projections.csv
https://raw.githubusercontent.com/mrc-ide/global-lmic-reports/master/AFG/projections.csv
https://raw.githubusercontent.com/mrc-ide/global-lmic-reports/master/AFG/projections.csv
https://raw.githubusercontent.com/mrc-ide/global-lmic-reports/master/AFG/projections.csv
https://raw.githubusercontent.com/mrc-ide/global-lmic-reports/master/AFG/projections.csv
https://raw.githubusercontent.com/mrc-ide/global-lmic-reports/master/AFG/projections.csv
https://raw.githubusercontent.com/mrc-ide/global-lmic-reports/master/AFG/projections.csv
https://raw.githubusercontent.com/mrc-ide/global-lmic-reports/master/AFG/projections.csv
https://raw.githubusercontent.com/mrc-ide/global-lmic-reports/master/AFG/projections.csv
https://raw.githubusercontent.com/mrc-ide/global-lmic-reports/master/AFG/projections.csv
https://raw.githubusercontent.com/mrc-ide/global-lmic-reports/master/AFG/projections.csv
https://raw.githubusercontent.com/mrc-ide/global-lmic-reports/master/AFG/projections.csv
https://raw.githubusercontent.com/mrc-ide/global-lmic-reports/master/AFG/projections.csv
https://raw.githubusercontent.com/mrc-ide/global-lmic-reports/master/AFG/projections.csv
https://raw.githubusercontent.com/mrc-ide/global-lmic-reports/master/AFG/projections.csv
https://raw.githubusercontent.com/mrc-ide/global-lmic-reports/master/AFG/projections.csv
https://raw.githubusercontent.com/mrc-ide/global-lmic-reports/master/AFG/projections.csv
https://raw.githubusercontent.com/mrc-ide/global-lmic-reports/master/AFG/projections.csv
https://raw.githubusercontent.com/mrc-ide/global-lmic-reports/master/AFG/projections.csv
https://raw.githubusercontent.com/mrc-ide/global-lmic-reports/master/AFG/projections.csv
https://raw.githubusercontent.com/mrc-ide/global-lmic-reports/master/AFG/projections.csv
https://raw.githubusercontent.com/mrc-ide/global-lmic-reports/master/AFG/projections.csv
https://raw.githubusercontent.com/mrc-ide/global-lmic-reports/master/AFG/projections.csv
https://raw.githubusercontent.com/mrc-ide/global-lmic-reports/master/AFG/projections.csv
https://raw.githubusercontent.com/mrc-ide/global-lmic-reports/master/AFG/projections.csv
https://raw.githubusercontent.com/mrc-ide/global-lmic-reports/master/AFG/projections.csv
https://raw.githubusercontent.com/mrc-ide/global-lmic-reports/master/AFG/projections.csv
https://raw.githubusercontent.com/mrc-ide/global-lmic-reports/master/AFG/projections.csv
https://raw.githubusercontent.com/mrc-ide/global-lmic-reports/master/AFG/projections.csv
https://raw.githubusercontent.com/mrc-ide/global-lmic-reports/master/AFG/projections.csv
https://raw.githubusercontent.com/mrc-ide/global-lmic-reports/master/AFG/projections.csv
https://raw.githubusercontent.com/mrc-ide/global-lmic-reports/master/AFG/projections.csv
https://raw.githubusercontent.com/mrc-ide/global-lmic-reports/master/AFG/projections.csv
https://raw.githubusercontent.com/mrc-ide/global-lmic-reports/master/AFG/projections.csv
https://raw.githubusercontent.com/mrc-ide/global-lmic-reports/master/AFG/projections.csv
https://raw.githubusercontent.com/mrc-ide/global-lmic-reports/master/AFG/projections.csv
https://raw.githubusercontent.com/mrc-ide/global-lmic-reports/master/AFG/projections.csv
https://raw.githubusercontent.com/mrc-ide/global-lmic-reports/master/AFG/projections.csv
https://raw.githubusercontent.com/mrc-ide/global-lmic-reports/master/AFG/projections.csv
https://raw.githubusercontent.com/mrc-ide/global-lmic-reports/master/AFG/projections.csv
https://raw.githubusercontent.com/mrc-ide/global-lmic-reports/master/AFG/projections.csv
https://raw.githubusercontent.com/mrc-ide/global-lmic-reports/master/AFG/projections.csv
https://raw.githubusercontent.com/mrc-ide/global-lmic-reports/master/AFG/projections.csv
https://raw.githubusercontent.com/mrc-ide/global-lmic-reports/master/AFG/projections.csv
https://raw.githubusercontent.com/mrc-ide/global-lmic-reports/master/AFG/projections.csv
https://raw.githubusercontent.com/mrc-ide/global-lmic-reports/master/AFG/projections.csv
https://raw.githubusercontent.com/mrc-ide/global-lmic-reports/master/AFG/projections.csv
https://raw.githubusercontent.com/mrc-ide/global-lmic-reports/master/AFG/projections.csv
https://raw.githubusercontent.com/mrc-ide/global-lmic-reports/master/AFG/projections.csv
https://raw.githubusercontent.com/mrc-ide/global-lmic-reports/master/AFG/projections.csv
https://raw.githubusercontent.com/mrc-ide/global-lmic-reports/master/AFG/projections.csv
https://raw.githubusercontent.com/mrc-ide/global-lmic-reports/master/AFG/projections.csv
https://raw.githubusercontent.com/mrc-ide/global-lmic-reports/master/AFG/projections.csv
https://raw.githubusercontent.com/mrc-ide/global-lmic-reports/master/AFG/projections.csv
https://raw.githubusercontent.com/mrc-ide/global-lmic-reports/master/AFG/projections.csv
https://raw.githubusercontent.com/mrc-ide/global-lmic-reports/master/AFG/projections.csv
https://raw.githubusercontent.com/mrc-ide/global-lmic-reports/master/AFG/projections.csv
https://raw.githubusercontent.com/mrc-ide/global-lmic-reports/master/AFG/projections.csv
https://raw.githubusercontent.com/mrc-ide/global-lmic-reports/master/AFG/projections.csv
https://raw.githubusercontent.com/mrc-ide/global-lmic-reports/master/AFG/projections.csv
https://raw.githubusercontent.com/mrc-ide/global-lmic-reports/master/AFG/projections.csv
https://raw.githubusercontent.com/mrc-ide/global-lmic-reports/master/AFG/projections.csv
https://raw.githubusercontent.com/mrc-ide/global-lmic-reports/master/AFG/projections.csv
https://raw.githubusercontent.com/mrc-ide/global-lmic-reports/master/AFG/projections.csv
https://raw.githubusercontent.com/mrc-ide/global-lmic-reports/master/AFG/projections.csv
https://raw.githubusercontent.com/mrc-ide/global-lmic-reports/master/AFG/projections.csv
https://raw.githubusercontent.com/mrc-ide/global-lmic-reports/master/AFG/projections.csv
https://raw.githubusercontent.com/mrc-ide/global-lmic-reports/master/AFG/projections.csv
https://raw.githubusercontent.com/mrc-ide/global-lmic-reports/master/AFG/projections.csv
https://raw.githubusercontent.com/mrc-ide/global-lmic-reports/master/AFG/projections.csv
https://raw.githubusercontent.com/mrc-ide/global-lmic-reports/master/AFG/projections.csv
https://raw.githubusercontent.com/mrc-ide/global-lmic-reports/master/AFG/projections.csv
https://raw.githubusercontent.com/mrc-ide/global-lmic-reports/master/AFG/projections.csv
https://raw.githubusercontent.com/mrc-ide/global-lmic-reports/master/AFG/projections.csv
https://raw.githubusercontent.com/mrc-ide/global-lmic-reports/master/AFG/projections.csv
https://raw.githubusercontent.com/mrc-ide/global-lmic-reports/master/AFG/projections.csv
https://raw.githubusercontent.com/mrc-ide/global-lmic-reports/master/AFG/projections.csv
https://raw.githubusercontent.com/mrc-ide/global-lmic-reports/master/AFG/projections.csv
https://raw.githubusercontent.com/mrc-ide/global-lmic-reports/master/AFG/projections.csv
https://raw.githubusercontent.com/mrc-ide/global-lmic-reports/master/AFG/projections.csv
https://raw.githubusercontent.com/mrc-ide/global-lmic-reports/master/AFG/projections.csv
https://raw.githubusercontent.com/mrc-ide/global-lmic-reports/master/AFG/projections.csv
https://raw.githubusercontent.com/mrc-ide/global-lmic-reports/master/AFG/projections.csv
https://raw.githubusercontent.com/mrc-ide/global-lmic-reports/master/AFG/projections.csv
https://raw.githubusercontent.com/mrc-ide/global-lmic-reports/master/AFG/projections.csv
https://raw.githubusercontent.com/mrc-ide/global-lmic-reports/master/AFG/projections.csv
https://raw.githubusercontent.com/mrc-ide/global-lmic-reports/master/AFG/projections.csv
https://raw.githubusercontent.com/mrc-ide/global-lmic-reports/master/AFG/projections.csv
https://raw.githubusercontent.com/mrc-ide/global-lmic-reports/master/AFG/projections.csv
https://raw.githubusercontent.com/mrc-ide/global-lmic-reports/master/AFG/projections.csv
https://raw.githubusercontent.com/mrc-ide/global-lmic-reports/master/AFG/projections.csv
https://raw.githubusercontent.com/mrc-ide/global-lmic-reports/master/AFG/projections.csv
https://raw.githubusercontent.com/mrc-ide/global-lmic-reports/master/AFG/projections.csv
https://raw.githubusercontent.com/mrc-ide/global-lmic-reports/master/AFG/projections.csv
https://raw.githubusercontent.com/mrc-ide/global-lmic-reports/master/AFG/projections.csv
https://raw.githubusercontent.com/mrc-ide/global-lmic-reports/master/AFG/projections.csv
https://raw.githubusercontent.com/mrc-ide/global-lmic-reports/master/AFG/projections.csv
https://raw.githubusercontent.com/mrc-ide/global-lmic-reports/master/AFG/projections.csv
https://raw.githubusercontent.com/mrc-ide/global-lmic-reports/master/AFG/projections.csv
https://raw.githubusercontent.com/mrc-ide/global-lmic-reports/master/AFG/projections.csv
https://raw.githubusercontent.com/mrc-ide/global-lmic-reports/master/AFG/projections.csv
https://raw.githubusercontent.com/mrc-ide/global-lmic-reports/master/AFG/projections.csv
https://raw.githubusercontent.com/mrc-ide/global-lmic-reports/master/AFG/projections.csv
https://raw.githubusercontent.com/mrc-ide/global-lmic-reports/master/AFG/projections.csv
https://raw.githubusercontent.com/mrc-ide/global-lmic-reports/master/AFG/projections.csv
https://raw.githubusercontent.com/mrc-ide/global-lmic-reports/master/AFG/projections.csv
https://raw.githubusercontent.com/mrc-ide/global-lmic-reports/master/AFG/projections.csv
https://raw.githubusercontent.com/mrc-ide/global-lmic-reports/master/AFG/projections.csv
https://raw.githubusercontent.com/mrc-ide/global-lmic-reports/master/AFG/projections.csv
https://raw.githubusercontent.com/mrc-ide/global-lmic-reports/master/AFG/projections.csv
https://raw.githubusercontent.com/mrc-ide/global-lmic-reports/master/AFG/projections.csv
https://raw.githubusercontent.com/mrc-ide/global-lmic-reports/master/AFG/projections.csv
https://raw.githubusercontent.com/mrc-ide/global-lmic-reports/master/AFG/projections.csv
https://raw.githubusercontent.com/mrc-ide/global-lmic-reports/master/AFG/projections.csv
https://raw.githubusercontent.com/mrc-ide/global-lmic-reports/master/AFG/projections.csv
https://raw.githubusercontent.com/mrc-ide/global-lmic-reports/master/AFG/projections.csv
https://raw.githubusercontent.com/mrc-ide/global-lmic-reports/master/AFG/projections.csv
https://raw.githubusercontent.com/mrc-ide/global-lmic-reports/master/AFG/projections.csv
https://raw.githubusercontent.com/mrc-ide/global-lmic-reports/master/AFG/projections.csv
https://raw.githubusercontent.com/mrc-ide/global-lmic-reports/master/AFG/projections.csv
https://raw.githubusercontent.com/mrc-ide/global-lmic-reports/master/AFG/projections.csv
https://raw.githubusercontent.com/mrc-ide/global-lmic-reports/master/AFG/projections.csv
https://raw.githubusercontent.com/mrc-ide/global-lmic-reports/master/AFG/projections.csv
https://raw.githubusercontent.com/mrc-ide/global-lmic-reports/master/AFG/projections.csv
https://raw.githubusercontent.com/mrc-ide/global-lmic-reports/master/AFG/projections.csv
https://raw.githubusercontent.com/mrc-ide/global-lmic-reports/master/AFG/projections.csv
https://raw.githubusercontent.com/mrc-ide/global-lmic-reports/master/AFG/projections.csv
https://raw.githubusercontent.com/mrc-ide/global-lmic-reports/master/AFG/projections.csv
https://raw.githubusercontent.com/mrc-ide/global-lmic-reports/master/AFG/projections.csv
https://raw.githubusercontent.com/mrc-ide/global-lmic-reports/master/AFG/projections.csv
https://raw.githubusercontent.com/mrc-ide/global-lmic-reports/master/AFG/projections.csv
https://raw.githubusercontent.com/mrc-ide/global-lmic-reports/master/AFG/projections.csv
https://raw.githubusercontent.com/mrc-ide/global-lmic-reports/master/AFG/projections.csv
https://raw.githubusercontent.com/mrc-ide/global-lmic-reports/master/AFG/projections.csv
https://raw.githubusercontent.com/mrc-ide/global-lmic-reports/master/AFG/projections.csv
https://raw.githubusercontent.com/mrc-ide/global-lmic-reports/master/AFG/projections.csv
https://raw.githubusercontent.com/mrc-ide/global-lmic-reports/master/AFG/projections.csv
https://raw.githubusercontent.com/mrc-ide/global-lmic-reports/master/AFG/projections.csv
https://raw.githubusercontent.com/mrc-ide/global-lmic-reports/master/AFG/projections.csv
https://raw.githubusercontent.com/mrc-ide/global-lmic-reports/master/AFG/projections.csv
https://raw.githubusercontent.com/mrc-ide/global-lmic-reports/master/AFG/projections.csv
https://raw.githubusercontent.com/mrc-ide/global-lmic-reports/master/AFG/projections.csv
https://raw.githubusercontent.com/mrc-ide/global-lmic-reports/master/AFG/projections.csv
https://raw.githubusercontent.com/mrc-ide/global-lmic-reports/master/AFG/projections.csv
https://raw.githubusercontent.com/mrc-ide/global-lmic-reports/master/AFG/projections.csv
https://raw.githubusercontent.com/mrc-ide/global-lmic-reports/master/AFG/projections.csv
https://raw.githubusercontent.com/mrc-ide/global-lmic-reports/master/AFG/projections.csv
https://raw.githubusercontent.com/mrc-ide/global-lmic-reports/master/AFG/projections.csv
https://raw.githubusercontent.com/mrc-ide/global-lmic-reports/master/AFG/projections.csv
https://raw.githubusercontent.com/mrc-ide/global-lmic-reports/master/AFG/projections.csv
https://raw.githubusercontent.com/mrc-ide/global-lmic-reports/master/AFG/projections.csv
https://raw.githubusercontent.com/mrc-ide/global-lmic-reports/master/AFG/projections.csv
https://raw.githubusercontent.com/mrc-ide/global-lmic-reports/master/AFG/projections.csv
https://raw.githubusercontent.com/mrc-ide/global-lmic-reports/master/AFG/projections.csv
https://raw.githubusercontent.com/mrc-ide/global-lmic-reports/master/AFG/projections.csv
https://raw.githubusercontent.com/mrc-ide/global-lmic-reports/master/AFG/projections.csv
https://raw.githubusercontent.com/mrc-ide/global-lmic-reports/master/AFG/projections.csv
https://raw.githubusercontent.com/mrc-ide/global-lmic-reports/master/AFG/projections.csv
https://raw.githubusercontent.com/mrc-ide/global-lmic-reports/master/AFG/projections.csv
https://raw.githubusercontent.com/mrc-ide/global-lmic-reports/master/AFG/projections.csv
https://raw.githubusercontent.com/mrc-ide/global-lmic-reports/master/AFG/projections.csv
https://raw.githubusercontent.com/mrc-ide/global-lmic-reports/master/AFG/projections.csv
https://raw.githubusercontent.com/mrc-ide/global-lmic-reports/master/AFG/projections.csv
https://raw.githubusercontent.com/mrc-ide/global-lmic-reports/master/AFG/projections.csv
https://raw.githubusercontent.com/mrc-ide/global-lmic-reports/master/AFG/projections.csv
https://raw.githubusercontent.com/mrc-ide/global-lmic-reports/master/AFG/projections.csv
https://raw.githubusercontent.com/mrc-ide/global-lmic-reports/master/AFG/projections.csv
https://raw.githubusercontent.com/mrc-ide/global-lmic-reports/master/AFG/projections.csv
https://raw.githubusercontent.com/mrc-ide/global-lmic-reports/master/AFG/projections.csv
https://raw.githubusercontent.com/mrc-ide/global-lmic-reports/master/AFG/projections.csv
https://raw.githubusercontent.com/mrc-ide/global-lmic-reports/master/AFG/projections.csv
https://raw.githubusercontent.com/mrc-ide/global-lmic-reports/master/AFG/projections.csv
https://raw.githubusercontent.com/mrc-ide/global-lmic-reports/master/AFG/projections.csv
https://raw.githubusercontent.com/mrc-ide/global-lmic-reports/master/AFG/projections.csv
https://raw.githubusercontent.com/mrc-ide/global-lmic-reports/master/AFG/projections.csv
https://raw.githubusercontent.com/mrc-ide/global-lmic-reports/master/AFG/projections.csv
https://raw.githubusercontent.com/mrc-ide/global-lmic-reports/master/AFG/projections.csv
https://raw.githubusercontent.com/mrc-ide/global-lmic-reports/master/AFG/projections.csv
https://raw.githubusercontent.com/mrc-ide/global-lmic-reports/master/AFG/projections.csv
https://raw.githubusercontent.com/mrc-ide/global-lmic-reports/master/AFG/projections.csv
https://raw.githubusercontent.com/mrc-ide/global-lmic-reports/master/AFG/projections.csv
https://raw.githubusercontent.com/mrc-ide/global-lmic-reports/master/AFG/projections.csv
https://raw.githubusercontent.com/mrc-ide/global-lmic-reports/master/AFG/projections.csv
https://raw.githubusercontent.com/mrc-ide/global-lmic-reports/master/AFG/projections.csv
https://raw.githubusercontent.com/mrc-ide/global-lmic-reports/master/AFG/projections.csv
https://raw.githubusercontent.com/mrc-ide/global-lmic-reports/master/AFG/projections.csv
https://raw.githubusercontent.com/mrc-ide/global-lmic-reports/master/AFG/projections.csv
https://raw.githubusercontent.com/mrc-ide/global-lmic-reports/master/AFG/projections.csv
https://raw.githubusercontent.com/mrc-ide/global-lmic-reports/master/AFG/projections.csv
https://raw.githubusercontent.com/mrc-ide/global-lmic-reports/master/AFG/projections.csv
https://raw.githubusercontent.com/mrc-ide/global-lmic-reports/master/AFG/projections.csv
https://raw.githubusercontent.com/mrc-ide/global-lmic-reports/master/AFG/projections.csv
https://raw.githubusercontent.com/mrc-ide/global-lmic-reports/master/AFG/projections.csv
https://raw.githubusercontent.com/mrc-ide/global-lmic-reports/master/AFG/projections.csv
https://raw.githubusercontent.com/mrc-ide/global-lmic-reports/master/AFG/projections.csv
https://raw.githubusercontent.com/mrc-ide/global-lmic-reports/master/AFG/projections.csv
https://raw.githubusercontent.com/mrc-ide/global-lmic-reports/master/AFG/projections.csv
https://raw.githubusercontent.com/mrc-ide/global-lmic-reports/master/AFG/projections.csv
https://raw.githubusercontent.com/mrc-ide/global-lmic-reports/master/AFG/projections.csv
https://raw.githubusercontent.com/mrc-ide/global-lmic-reports/master/AFG/projections.csv
https://raw.githubusercontent.com/mrc-ide/global-lmic-reports/master/AFG/projections.csv
https://raw.githubusercontent.com/mrc-ide/global-lmic-reports/master/AFG/projections.csv
https://raw.githubusercontent.com/mrc-ide/global-lmic-reports/master/AFG/projections.csv
https://raw.githubusercontent.com/mrc-ide/global-lmic-reports/master/AFG/projections.csv
https://raw.githubusercontent.com/mrc-ide/global-lmic-reports/master/AFG/projections.csv
https://raw.githubusercontent.com/mrc-ide/global-lmic-reports/master/AFG/projections.csv
https://raw.githubusercontent.com/mrc-ide/global-lmic-reports/master/AFG/projections.csv
https://raw.githubusercontent.com/mrc-ide/global-lmic-reports/master/AFG/projections.csv
https://raw.githubusercontent.com/mrc-ide/global-lmic-reports/master/AFG/projections.csv
https://raw.githubusercontent.com/mrc-ide/global-lmic-reports/master/AFG/projections.csv
https://raw.githubusercontent.com/mrc-ide/global-lmic-reports/master/AFG/projections.csv
https://raw.githubusercontent.com/mrc-ide/global-lmic-reports/master/AFG/projections.csv
https://raw.githubusercontent.com/mrc-ide/global-lmic-reports/master/AFG/projections.csv
https://raw.githubusercontent.com/mrc-ide/global-lmic-reports/master/AFG/projections.csv
https://raw.githubusercontent.com/mrc-ide/global-lmic-reports/master/AFG/projections.csv
https://raw.githubusercontent.com/mrc-ide/global-lmic-reports/master/AFG/projections.csv
https://raw.githubusercontent.com/mrc-ide/global-lmic-reports/master/AFG/projections.csv
https://raw.githubusercontent.com/mrc-ide/global-lmic-reports/master/AFG/projections.csv
https://raw.githubusercontent.com/mrc-ide/global-lmic-reports/master/AFG/projections.csv
https://raw.githubusercontent.com/mrc-ide/global-lmic-reports/master/AFG/projections.csv
https://raw.githubusercontent.com/mrc-ide/global-lmic-reports/master/AFG/projections.csv
https://raw.githubusercontent.com/mrc-ide/global-lmic-reports/master/AFG/projections.csv
https://raw.githubusercontent.com/mrc-ide/global-lmic-reports/master/AFG/projections.csv
https://raw.githubusercontent.com/mrc-ide/global-lmic-reports/master/AFG/projections.csv
https://raw.githubusercontent.com/mrc-ide/global-lmic-reports/master/AFG/projections.csv
https://raw.githubusercontent.com/mrc-ide/global-lmic-reports/master/AFG/projections.csv
https://raw.githubusercontent.com/mrc-ide/global-lmic-reports/master/AFG/projections.csv
https://raw.githubusercontent.com/mrc-ide/global-lmic-reports/master/AFG/projections.csv
https://raw.githubusercontent.com/mrc-ide/global-lmic-reports/master/AFG/projections.csv
https://raw.githubusercontent.com/mrc-ide/global-lmic-reports/master/AFG/projections.csv
https://raw.githubusercontent.com/mrc-ide/global-lmic-reports/master/AFG/projections.csv
https://raw.githubusercontent.com/mrc-ide/global-lmic-reports/master/AFG/projections.csv
https://raw.githubusercontent.com/mrc-ide/global-lmic-reports/master/AFG/projections.csv
https://raw.githubusercontent.com/mrc-ide/global-lmic-reports/master/AFG/projections.csv
https://raw.githubusercontent.com/mrc-ide/global-lmic-reports/master/AFG/projections.csv
https://raw.githubusercontent.com/mrc-ide/global-lmic-reports/master/AFG/projections.csv
https://raw.githubusercontent.com/mrc-ide/global-lmic-reports/master/AFG/projections.csv
https://raw.githubusercontent.com/mrc-ide/global-lmic-reports/master/AFG/projections.csv
https://raw.githubusercontent.com/mrc-ide/global-lmic-reports/master/AFG/projections.csv
https://raw.githubusercontent.com/mrc-ide/global-lmic-reports/master/AFG/projections.csv
https://raw.githubusercontent.com/mrc-ide/global-lmic-reports/master/AFG/projections.csv
https://raw.githubusercontent.com/mrc-ide/global-lmic-reports/master/AFG/projections.csv
https://raw.githubusercontent.com/mrc-ide/global-lmic-reports/master/AFG/projections.csv
https://raw.githubusercontent.com/mrc-ide/global-lmic-reports/master/AFG/projections.csv
https://raw.githubusercontent.com/mrc-ide/global-lmic-reports/master/AFG/projections.csv
https://raw.githubusercontent.com/mrc-ide/global-lmic-reports/master/AFG/projections.csv
https://raw.githubusercontent.com/mrc-ide/global-lmic-reports/master/AFG/projections.csv
https://raw.githubusercontent.com/mrc-ide/global-lmic-reports/master/AFG/projections.csv
https://raw.githubusercontent.com/mrc-ide/global-lmic-reports/master/AFG/projections.csv
https://raw.githubusercontent.com/mrc-ide/global-lmic-reports/master/AFG/projections.csv
https://raw.githubusercontent.com/mrc-ide/global-lmic-reports/master/AFG/projections.csv
https://raw.githubusercontent.com/mrc-ide/global-lmic-reports/master/AFG/projections.csv
https://raw.githubusercontent.com/mrc-ide/global-lmic-reports/master/AFG/projections.csv
https://raw.githubusercontent.com/mrc-ide/global-lmic-reports/master/AFG/projections.csv
https://raw.githubusercontent.com/mrc-ide/global-lmic-reports/master/AFG/projections.csv
https://raw.githubusercontent.com/mrc-ide/global-lmic-reports/master/AFG/projections.csv
https://raw.githubusercontent.com/mrc-ide/global-lmic-reports/master/AFG/projections.csv
https://raw.githubusercontent.com/mrc-ide/global-lmic-reports/master/AFG/projections.csv
https://raw.githubusercontent.com/mrc-ide/global-lmic-reports/master/AFG/projections.csv
https://raw.githubusercontent.com/mrc-ide/global-lmic-reports/master/AFG/projections.csv
https://raw.githubusercontent.com/mrc-ide/global-lmic-reports/master/AFG/projections.csv
https://raw.githubusercontent.com/mrc-ide/global-lmic-reports/master/AFG/projections.csv
https://raw.githubusercontent.com/mrc-ide/global-lmic-reports/master/AFG/projections.csv
https://raw.githubusercontent.com/mrc-ide/global-lmic-reports/master/AFG/projections.csv
https://raw.githubusercontent.com/mrc-ide/global-lmic-reports/master/AFG/projections.csv
https://raw.githubusercontent.com/mrc-ide/global-lmic-reports/master/AFG/projections.csv
https://raw.githubusercontent.com/mrc-ide/global-lmic-reports/master/AFG/projections.csv
https://raw.githubusercontent.com/mrc-ide/global-lmic-reports/master/AFG/projections.csv
https://raw.githubusercontent.com/mrc-ide/global-lmic-reports/master/AFG/projections.csv
https://raw.githubusercontent.com/mrc-ide/global-lmic-reports/master/AFG/projections.csv
https://raw.githubusercontent.com/mrc-ide/global-lmic-reports/master/AFG/projections.csv
https://raw.githubusercontent.com/mrc-ide/global-lmic-reports/master/AFG/projections.csv
https://raw.githubusercontent.com/mrc-ide/global-lmic-reports/master/AFG/projections.csv
https://raw.githubusercontent.com/mrc-ide/global-lmic-reports/master/AFG/projections.csv
https://raw.githubusercontent.com/mrc-ide/global-lmic-reports/master/AFG/projections.csv
https://raw.githubusercontent.com/mrc-ide/global-lmic-reports/master/AFG/projections.csv
https://raw.githubusercontent.com/mrc-ide/global-lmic-reports/master/AFG/projections.csv
https://raw.githubusercontent.com/mrc-ide/global-lmic-reports/master/AFG/projections.csv
https://raw.githubusercontent.com/mrc-ide/global-lmic-reports/master/AFG/projections.csv
https://raw.githubusercontent.com/mrc-ide/global-lmic-reports/master/AFG/projections.csv
https://raw.githubusercontent.com/mrc-ide/global-lmic-reports/master/AFG/projections.csv
https://raw.githubusercontent.com/mrc-ide/global-lmic-reports/master/AFG/projections.csv
https://raw.githubusercontent.com/mrc-ide/global-lmic-reports/master/AFG/projections.csv
https://raw.githubusercontent.com/mrc-ide/global-lmic-reports/master/AFG/projections.csv
https://raw.githubusercontent.com/mrc-ide/global-lmic-reports/master/AFG/projections.csv
https://raw.githubusercontent.com/mrc-ide/global-lmic-reports/master/AFG/projections.csv
https://raw.githubusercontent.com/mrc-ide/global-lmic-reports/master/AFG/projections.csv
https://raw.githubusercontent.com/mrc-ide/global-lmic-reports/master/AFG/projections.csv
https://raw.githubusercontent.com/mrc-ide/global-lmic-reports/master/AFG/projections.csv
https://raw.githubusercontent.com/mrc-ide/global-lmic-reports/master/AFG/projections.csv
https://raw.githubusercontent.com/mrc-ide/global-lmic-reports/master/AFG/projections.csv
https://raw.githubusercontent.com/mrc-ide/global-lmic-reports/master/AFG/projections.csv
https://raw.githubusercontent.com/mrc-ide/global-lmic-reports/master/AFG/projections.csv
https://raw.githubusercontent.com/mrc-ide/global-lmic-reports/master/AFG/projections.csv
https://raw.githubusercontent.com/mrc-ide/global-lmic-reports/master/AFG/projections.csv
https://raw.githubusercontent.com/mrc-ide/global-lmic-reports/master/AFG/projections.csv
https://raw.githubusercontent.com/mrc-ide/global-lmic-reports/master/AFG/projections.csv
https://raw.githubusercontent.com/mrc-ide/global-lmic-reports/master/AFG/projections.csv
https://raw.githubusercontent.com/mrc-ide/global-lmic-reports/master/AFG/projections.csv
https://raw.githubusercontent.com/mrc-ide/global-lmic-reports/master/AFG/projections.csv
https://raw.githubusercontent.com/mrc-ide/global-lmic-reports/master/AFG/projections.csv
https://raw.githubusercontent.com/mrc-ide/global-lmic-reports/master/AFG/projections.csv
https://raw.githubusercontent.com/mrc-ide/global-lmic-reports/master/AFG/projections.csv
https://raw.githubusercontent.com/mrc-ide/global-lmic-reports/master/AFG/projections.csv
https://raw.githubusercontent.com/mrc-ide/global-lmic-reports/master/AFG/projections.csv
https://raw.githubusercontent.com/mrc-ide/global-lmic-reports/master/AFG/projections.csv
https://raw.githubusercontent.com/mrc-ide/global-lmic-reports/master/AFG/projections.csv
https://raw.githubusercontent.com/mrc-ide/global-lmic-reports/master/AFG/projections.csv
https://raw.githubusercontent.com/mrc-ide/global-lmic-reports/master/AFG/projections.csv
https://raw.githubusercontent.com/mrc-ide/global-lmic-reports/master/AFG/projections.csv
https://raw.githubusercontent.com/mrc-ide/global-lmic-reports/master/AFG/projections.csv
https://raw.githubusercontent.com/mrc-ide/global-lmic-reports/master/AFG/projections.csv
https://raw.githubusercontent.com/mrc-ide/global-lmic-reports/master/AFG/projections.csv
https://raw.githubusercontent.com/mrc-ide/global-lmic-reports/master/AFG/projections.csv
https://raw.githubusercontent.com/mrc-ide/global-lmic-reports/master/AFG/projections.csv
https://raw.githubusercontent.com/mrc-ide/global-lmic-reports/master/AFG/projections.csv
https://raw.githubusercontent.com/mrc-ide/global-lmic-reports/master/AFG/projections.csv
https://raw.githubusercontent.com/mrc-ide/global-lmic-reports/master/AFG/projections.csv
https://raw.githubusercontent.com/mrc-ide/global-lmic-reports/master/AFG/projections.csv
https://raw.githubusercontent.com/mrc-ide/global-lmic-reports/master/AFG/projections.csv
https://raw.githubusercontent.com/mrc-ide/global-lmic-reports/master/AFG/projections.csv
https://raw.githubusercontent.com/mrc-ide/global-lmic-reports/master/AFG/projections.csv
https://raw.githubusercontent.com/mrc-ide/global-lmic-reports/master/AFG/projections.csv
https://raw.githubusercontent.com/mrc-ide/global-lmic-reports/master/AFG/projections.csv
https://raw.githubusercontent.com/mrc-ide/global-lmic-reports/master/AFG/projections.csv
https://raw.githubusercontent.com/mrc-ide/global-lmic-reports/master/AFG/projections.csv
https://raw.githubusercontent.com/mrc-ide/global-lmic-reports/master/AFG/projections.csv
https://raw.githubusercontent.com/mrc-ide/global-lmic-reports/master/AFG/projections.csv
https://raw.githubusercontent.com/mrc-ide/global-lmic-reports/master/AFG/projections.csv
https://raw.githubusercontent.com/mrc-ide/global-lmic-reports/master/AFG/projections.csv
https://raw.githubusercontent.com/mrc-ide/global-lmic-reports/master/AFG/projections.csv
https://raw.githubusercontent.com/mrc-ide/global-lmic-reports/master/AFG/projections.csv
https://raw.githubusercontent.com/mrc-ide/global-lmic-reports/master/AFG/projections.csv
https://raw.githubusercontent.com/mrc-ide/global-lmic-reports/master/AFG/projections.csv
https://raw.githubusercontent.com/mrc-ide/global-lmic-reports/master/AFG/projections.csv
https://raw.githubusercontent.com/mrc-ide/global-lmic-reports/master/AFG/projections.csv
https://raw.githubusercontent.com/mrc-ide/global-lmic-reports/master/AFG/projections.csv
https://raw.githubusercontent.com/mrc-ide/global-lmic-reports/master/AFG/projections.csv
https://raw.githubusercontent.com/mrc-ide/global-lmic-reports/master/AFG/projections.csv
https://raw.githubusercontent.com/mrc-ide/global-lmic-reports/master/AFG/projections.csv
https://raw.githubusercontent.com/mrc-ide/global-lmic-reports/master/AFG/projections.csv
https://raw.githubusercontent.com/mrc-ide/global-lmic-reports/master/AFG/projections.csv
https://raw.githubusercontent.com/mrc-ide/global-lmic-reports/master/AFG/projections.csv
https://raw.githubusercontent.com/mrc-ide/global-lmic-reports/master/AFG/projections.csv
https://raw.githubusercontent.com/mrc-ide/global-lmic-reports/master/AFG/projections.csv
https://raw.githubusercontent.com/mrc-ide/global-lmic-reports/master/AFG/projections.csv
https://raw.githubusercontent.com/mrc-ide/global-lmic-reports/master/AFG/projections.csv
https://raw.githubusercontent.com/mrc-ide/global-lmic-reports/master/AFG/projections.csv
https://raw.githubusercontent.com/mrc-ide/global-lmic-reports/master/AFG/projections.csv
https://raw.githubusercontent.com/mrc-ide/global-lmic-reports/master/AFG/projections.csv
https://raw.githubusercontent.com/mrc-ide/global-lmic-reports/master/AFG/projections.csv
https://raw.githubusercontent.com/mrc-ide/global-lmic-reports/master/AFG/projections.csv
https://raw.githubusercontent.com/mrc-ide/global-lmic-reports/master/AFG/projections.csv
https://raw.githubusercontent.com/mrc-ide/global-lmic-reports/master/AFG/projections.csv
https://raw.githubusercontent.com/mrc-ide/global-lmic-reports/master/AFG/projections.csv
https://raw.githubusercontent.com/mrc-ide/global-lmic-reports/master/AFG/projections.csv
https://raw.githubusercontent.com/mrc-ide/global-lmic-reports/master/AFG/projections.csv
https://raw.githubusercontent.com/mrc-ide/global-lmic-reports/master/AFG/projections.csv
https://raw.githubusercontent.com/mrc-ide/global-lmic-reports/master/AFG/projections.csv
https://raw.githubusercontent.com/mrc-ide/global-lmic-reports/master/AFG/projections.csv
https://raw.githubusercontent.com/mrc-ide/global-lmic-reports/master/AFG/projections.csv
https://raw.githubusercontent.com/mrc-ide/global-lmic-reports/master/AFG/projections.csv
https://raw.githubusercontent.com/mrc-ide/global-lmic-reports/master/AFG/projections.csv
https://raw.githubusercontent.com/mrc-ide/global-lmic-reports/master/AFG/projections.csv
https://raw.githubusercontent.com/mrc-ide/global-lmic-reports/master/AFG/projections.csv
https://raw.githubusercontent.com/mrc-ide/global-lmic-reports/master/AFG/projections.csv
https://raw.githubusercontent.com/mrc-ide/global-lmic-reports/master/AFG/projections.csv
https://raw.githubusercontent.com/mrc-ide/global-lmic-reports/master/AFG/projections.csv
https://raw.githubusercontent.com/mrc-ide/global-lmic-reports/master/AFG/projections.csv
https://raw.githubusercontent.com/mrc-ide/global-lmic-reports/master/AFG/projections.csv
https://raw.githubusercontent.com/mrc-ide/global-lmic-reports/master/AFG/projections.csv
https://raw.githubusercontent.com/mrc-ide/global-lmic-reports/master/AFG/projections.csv
https://raw.githubusercontent.com/mrc-ide/global-lmic-reports/master/AFG/projections.csv
https://raw.githubusercontent.com/mrc-ide/global-lmic-reports/master/AFG/projections.csv
https://raw.githubusercontent.com/mrc-ide/global-lmic-reports/master/AFG/projections.csv
https://raw.githubusercontent.com/mrc-ide/global-lmic-reports/master/AFG/projections.csv
https://raw.githubusercontent.com/mrc-ide/global-lmic-reports/master/AFG/projections.csv
https://raw.githubusercontent.com/mrc-ide/global-lmic-reports/master/AFG/projections.csv
https://raw.githubusercontent.com/mrc-ide/global-lmic-reports/master/AFG/projections.csv
https://raw.githubusercontent.com/mrc-ide/global-lmic-reports/master/AFG/projections.csv
https://raw.githubusercontent.com/mrc-ide/global-lmic-reports/master/AFG/projections.csv
https://raw.githubusercontent.com/mrc-ide/global-lmic-reports/master/AFG/projections.csv
https://raw.githubusercontent.com/mrc-ide/global-lmic-reports/master/AFG/projections.csv
https://raw.githubusercontent.com/mrc-ide/global-lmic-reports/master/AFG/projections.csv
https://raw.githubusercontent.com/mrc-ide/global-lmic-reports/master/AFG/projections.csv
https://raw.githubusercontent.com/mrc-ide/global-lmic-reports/master/AFG/projections.csv
https://raw.githubusercontent.com/mrc-ide/global-lmic-reports/master/AFG/projections.csv
https://raw.githubusercontent.com/mrc-ide/global-lmic-reports/master/AFG/projections.csv
https://raw.githubusercontent.com/mrc-ide/global-lmic-reports/master/AFG/projections.csv
https://raw.githubusercontent.com/mrc-ide/global-lmic-reports/master/AFG/projections.csv
https://raw.githubusercontent.com/mrc-ide/global-lmic-reports/master/AFG/projections.csv
https://raw.githubusercontent.com/mrc-ide/global-lmic-reports/master/AFG/projections.csv
https://raw.githubusercontent.com/mrc-ide/global-lmic-reports/master/AFG/projections.csv
https://raw.githubusercontent.com/mrc-ide/global-lmic-reports/master/AFG/projections.csv
https://raw.githubusercontent.com/mrc-ide/global-lmic-reports/master/AFG/projections.csv
https://raw.githubusercontent.com/mrc-ide/global-lmic-reports/master/AFG/projections.csv
https://raw.githubusercontent.com/mrc-ide/global-lmic-reports/master/AFG/projections.csv
https://raw.githubusercontent.com/mrc-ide/global-lmic-reports/master/AFG/projections.csv
https://raw.githubusercontent.com/mrc-ide/global-lmic-reports/master/AFG/projections.csv
https://raw.githubusercontent.com/mrc-ide/global-lmic-reports/master/AFG/projections.csv
https://raw.githubusercontent.com/mrc-ide/global-lmic-reports/master/AFG/projections.csv
https://raw.githubusercontent.com/mrc-ide/global-lmic-reports/master/AFG/projections.csv
https://raw.githubusercontent.com/mrc-ide/global-lmic-reports/master/AFG/projections.csv
https://raw.githubusercontent.com/mrc-ide/global-lmic-reports/master/AFG/projections.csv
https://raw.githubusercontent.com/mrc-ide/global-lmic-reports/master/AFG/projections.csv
https://raw.githubusercontent.com/mrc-ide/global-lmic-reports/master/AFG/projections.csv
https://raw.githubusercontent.com/mrc-ide/global-lmic-reports/master/AFG/projections.csv
https://raw.githubusercontent.com/mrc-ide/global-lmic-reports/master/AFG/projections.csv
https://raw.githubusercontent.com/mrc-ide/global-lmic-reports/master/AFG/projections.csv
https://raw.githubusercontent.com/mrc-ide/global-lmic-reports/master/AFG/projections.csv
https://raw.githubusercontent.com/mrc-ide/global-lmic-reports/master/AFG/projections.csv
https://raw.githubusercontent.com/mrc-ide/global-lmic-reports/master/AFG/projections.csv
https://raw.githubusercontent.com/mrc-ide/global-lmic-reports/master/AFG/projections.csv
https://raw.githubusercontent.com/mrc-ide/global-lmic-reports/master/AFG/projections.csv
https://raw.githubusercontent.com/mrc-ide/global-lmic-reports/master/AFG/projections.csv
https://raw.githubusercontent.com/mrc-ide/global-lmic-reports/master/AFG/projections.csv
https://raw.githubusercontent.com/mrc-ide/global-lmic-reports/master/AFG/projections.csv
https://raw.githubusercontent.com/mrc-ide/global-lmic-reports/master/AFG/projections.csv
https://raw.githubusercontent.com/mrc-ide/global-lmic-reports/master/AFG/projections.csv
https://raw.githubusercontent.com/mrc-ide/global-lmic-reports/master/AFG/projections.csv
https://raw.githubusercontent.com/mrc-ide/global-lmic-reports/master/AFG/projections.csv
https://raw.githubusercontent.com/mrc-ide/global-lmic-reports/master/AFG/projections.csv
https://raw.githubusercontent.com/mrc-ide/global-lmic-reports/master/AFG/projections.csv
https://raw.githubusercontent.com/mrc-ide/global-lmic-reports/master/AFG/projections.csv
https://raw.githubusercontent.com/mrc-ide/global-lmic-reports/master/AFG/projections.csv
https://raw.githubusercontent.com/mrc-ide/global-lmic-reports/master/AFG/projections.csv
https://raw.githubusercontent.com/mrc-ide/global-lmic-reports/master/AFG/projections.csv
https://raw.githubusercontent.com/mrc-ide/global-lmic-reports/master/AFG/projections.csv
https://raw.githubusercontent.com/mrc-ide/global-lmic-reports/master/AFG/projections.csv
https://raw.githubusercontent.com/mrc-ide/global-lmic-reports/master/AFG/projections.csv
https://raw.githubusercontent.com/mrc-ide/global-lmic-reports/master/AFG/projections.csv
https://raw.githubusercontent.com/mrc-ide/global-lmic-reports/master/AFG/projections.csv
https://raw.githubusercontent.com/mrc-ide/global-lmic-reports/master/AFG/projections.csv
https://raw.githubusercontent.com/mrc-ide/global-lmic-reports/master/AFG/projections.csv
https://raw.githubusercontent.com/mrc-ide/global-lmic-reports/master/AFG/projections.csv
https://raw.githubusercontent.com/mrc-ide/global-lmic-reports/master/AFG/projections.csv
https://raw.githubusercontent.com/mrc-ide/global-lmic-reports/master/AFG/projections.csv
https://raw.githubusercontent.com/mrc-ide/global-lmic-reports/master/AFG/projections.csv
https://raw.githubusercontent.com/mrc-ide/global-lmic-reports/master/AFG/projections.csv
https://raw.githubusercontent.com/mrc-ide/global-lmic-reports/master/AFG/projections.csv
https://raw.githubusercontent.com/mrc-ide/global-lmic-reports/master/AFG/projections.csv
https://raw.githubusercontent.com/mrc-ide/global-lmic-reports/master/AFG/projections.csv
https://raw.githubusercontent.com/mrc-ide/global-lmic-reports/master/AFG/projections.csv
https://raw.githubusercontent.com/mrc-ide/global-lmic-reports/master/AFG/projections.csv
https://raw.githubusercontent.com/mrc-ide/global-lmic-reports/master/AFG/projections.csv
https://raw.githubusercontent.com/mrc-ide/global-lmic-reports/master/AFG/projections.csv
https://raw.githubusercontent.com/mrc-ide/global-lmic-reports/master/AFG/projections.csv
https://raw.githubusercontent.com/mrc-ide/global-lmic-reports/master/AFG/projections.csv
https://raw.githubusercontent.com/mrc-ide/global-lmic-reports/master/AFG/projections.csv
https://raw.githubusercontent.com/mrc-ide/global-lmic-reports/master/AFG/projections.csv
https://raw.githubusercontent.com/mrc-ide/global-lmic-reports/master/AFG/projections.csv
https://raw.githubusercontent.com/mrc-ide/global-lmic-reports/master/AFG/projections.csv
https://raw.githubusercontent.com/mrc-ide/global-lmic-reports/master/AFG/projections.csv
https://raw.githubusercontent.com/mrc-ide/global-lmic-reports/master/AFG/projections.csv
https://raw.githubusercontent.com/mrc-ide/global-lmic-reports/master/AFG/projections.csv
https://raw.githubusercontent.com/mrc-ide/global-lmic-reports/master/AFG/projections.csv
https://raw.githubusercontent.com/mrc-ide/global-lmic-reports/master/AFG/projections.csv
https://raw.githubusercontent.com/mrc-ide/global-lmic-reports/master/AFG/projections.csv
https://raw.githubusercontent.com/mrc-ide/global-lmic-reports/master/AFG/projections.csv
https://raw.githubusercontent.com/mrc-ide/global-lmic-reports/master/AFG/projections.csv
https://raw.githubusercontent.com/mrc-ide/global-lmic-reports/master/AFG/projections.csv
https://raw.githubusercontent.com/mrc-ide/global-lmic-reports/master/AFG/projections.csv
https://raw.githubusercontent.com/mrc-ide/global-lmic-reports/master/AFG/projections.csv
https://raw.githubusercontent.com/mrc-ide/global-lmic-reports/master/AFG/projections.csv
https://raw.githubusercontent.com/mrc-ide/global-lmic-reports/master/AFG/projections.csv
https://raw.githubusercontent.com/mrc-ide/global-lmic-reports/master/AFG/projections.csv
https://raw.githubusercontent.com/mrc-ide/global-lmic-reports/master/AFG/projections.csv
https://raw.githubusercontent.com/mrc-ide/global-lmic-reports/master/AFG/projections.csv
https://raw.githubusercontent.com/mrc-ide/global-lmic-reports/master/AFG/projections.csv
https://raw.githubusercontent.com/mrc-ide/global-lmic-reports/master/AFG/projections.csv
https://raw.githubusercontent.com/mrc-ide/global-lmic-reports/master/AFG/projections.csv
https://raw.githubusercontent.com/mrc-ide/global-lmic-reports/master/AFG/projections.csv
https://raw.githubusercontent.com/mrc-ide/global-lmic-reports/master/AFG/projections.csv
https://raw.githubusercontent.com/mrc-ide/global-lmic-reports/master/AFG/projections.csv
https://raw.githubusercontent.com/mrc-ide/global-lmic-reports/master/AFG/projections.csv
https://raw.githubusercontent.com/mrc-ide/global-lmic-reports/master/AFG/projections.csv
https://raw.githubusercontent.com/mrc-ide/global-lmic-reports/master/AFG/projections.csv
https://raw.githubusercontent.com/mrc-ide/global-lmic-reports/master/AFG/projections.csv
https://raw.githubusercontent.com/mrc-ide/global-lmic-reports/master/AFG/projections.csv
https://raw.githubusercontent.com/mrc-ide/global-lmic-reports/master/AFG/projections.csv
https://raw.githubusercontent.com/mrc-ide/global-lmic-reports/master/AFG/projections.csv
https://raw.githubusercontent.com/mrc-ide/global-lmic-reports/master/AFG/projections.csv
https://raw.githubusercontent.com/mrc-ide/global-lmic-reports/master/AFG/projections.csv
https://raw.githubusercontent.com/mrc-ide/global-lmic-reports/master/AFG/projections.csv
https://raw.githubusercontent.com/mrc-ide/global-lmic-reports/master/AFG/projections.csv
https://raw.githubusercontent.com/mrc-ide/global-lmic-reports/master/AFG/projections.csv
https://raw.githubusercontent.com/mrc-ide/global-lmic-reports/master/AFG/projections.csv
https://raw.githubusercontent.com/mrc-ide/global-lmic-reports/master/AFG/projections.csv
https://raw.githubusercontent.com/mrc-ide/global-lmic-reports/master/AFG/projections.csv
https://raw.githubusercontent.com/mrc-ide/global-lmic-reports/master/AFG/projections.csv
https://raw.githubusercontent.com/mrc-ide/global-lmic-reports/master/AFG/projections.csv
https://raw.githubusercontent.com/mrc-ide/global-lmic-reports/master/AFG/projections.csv
https://raw.githubusercontent.com/mrc-ide/global-lmic-reports/master/AFG/projections.csv
https://raw.githubusercontent.com/mrc-ide/global-lmic-reports/master/AFG/projections.csv
https://raw.githubusercontent.com/mrc-ide/global-lmic-reports/master/AFG/projections.csv
https://raw.githubusercontent.com/mrc-ide/global-lmic-reports/master/AFG/projections.csv
https://raw.githubusercontent.com/mrc-ide/global-lmic-reports/master/AFG/projections.csv
https://raw.githubusercontent.com/mrc-ide/global-lmic-reports/master/AFG/projections.csv
https://raw.githubusercontent.com/mrc-ide/global-lmic-reports/master/AFG/projections.csv
https://raw.githubusercontent.com/mrc-ide/global-lmic-reports/master/AFG/projections.csv
https://raw.githubusercontent.com/mrc-ide/global-lmic-reports/master/AFG/projections.csv
https://raw.githubusercontent.com/mrc-ide/global-lmic-reports/master/AFG/projections.csv
https://raw.githubusercontent.com/mrc-ide/global-lmic-reports/master/AFG/projections.csv
https://raw.githubusercontent.com/mrc-ide/global-lmic-reports/master/AFG/projections.csv
https://raw.githubusercontent.com/mrc-ide/global-lmic-reports/master/AFG/projections.csv
https://raw.githubusercontent.com/mrc-ide/global-lmic-reports/master/AFG/projections.csv
https://raw.githubusercontent.com/mrc-ide/global-lmic-reports/master/AFG/projections.csv
https://raw.githubusercontent.com/mrc-ide/global-lmic-reports/master/AFG/projections.csv
https://raw.githubusercontent.com/mrc-ide/global-lmic-reports/master/AFG/projections.csv
https://raw.githubusercontent.com/mrc-ide/global-lmic-reports/master/AFG/projections.csv
https://raw.githubusercontent.com/mrc-ide/global-lmic-reports/master/AFG/projections.csv
https://raw.githubusercontent.com/mrc-ide/global-lmic-reports/master/AFG/projections.csv
https://raw.githubusercontent.com/mrc-ide/global-lmic-reports/master/AFG/projections.csv
https://raw.githubusercontent.com/mrc-ide/global-lmic-reports/master/AFG/projections.csv
https://raw.githubusercontent.com/mrc-ide/global-lmic-reports/master/AFG/projections.csv
https://raw.githubusercontent.com/mrc-ide/global-lmic-reports/master/AFG/projections.csv
https://raw.githubusercontent.com/mrc-ide/global-lmic-reports/master/AFG/projections.csv
https://raw.githubusercontent.com/mrc-ide/global-lmic-reports/master/AFG/projections.csv
https://raw.githubusercontent.com/mrc-ide/global-lmic-reports/master/AFG/projections.csv
https://raw.githubusercontent.com/mrc-ide/global-lmic-reports/master/AFG/projections.csv
https://raw.githubusercontent.com/mrc-ide/global-lmic-reports/master/AFG/projections.csv
https://raw.githubusercontent.com/mrc-ide/global-lmic-reports/master/AFG/projections.csv
https://raw.githubusercontent.com/mrc-ide/global-lmic-reports/master/AFG/projections.csv
https://raw.githubusercontent.com/mrc-ide/global-lmic-reports/master/AFG/projections.csv
https://raw.githubusercontent.com/mrc-ide/global-lmic-reports/master/AFG/projections.csv
https://raw.githubusercontent.com/mrc-ide/global-lmic-reports/master/AFG/projections.csv
https://raw.githubusercontent.com/mrc-ide/global-lmic-reports/master/AFG/projections.csv
https://raw.githubusercontent.com/mrc-ide/global-lmic-reports/master/AFG/projections.csv
https://raw.githubusercontent.com/mrc-ide/global-lmic-reports/master/AFG/projections.csv
https://raw.githubusercontent.com/mrc-ide/global-lmic-reports/master/AFG/projections.csv
https://raw.githubusercontent.com/mrc-ide/global-lmic-reports/master/AFG/projections.csv
https://raw.githubusercontent.com/mrc-ide/global-lmic-reports/master/AFG/projections.csv
https://raw.githubusercontent.com/mrc-ide/global-lmic-reports/master/AFG/projections.csv
https://raw.githubusercontent.com/mrc-ide/global-lmic-reports/master/AFG/projections.csv
https://raw.githubusercontent.com/mrc-ide/global-lmic-reports/master/AFG/projections.csv
https://raw.githubusercontent.com/mrc-ide/global-lmic-reports/master/AFG/projections.csv
https://raw.githubusercontent.com/mrc-ide/global-lmic-reports/master/AFG/projections.csv
https://raw.githubusercontent.com/mrc-ide/global-lmic-reports/master/AFG/projections.csv
https://raw.githubusercontent.com/mrc-ide/global-lmic-reports/master/AFG/projections.csv
https://raw.githubusercontent.com/mrc-ide/global-lmic-reports/master/AFG/projections.csv
https://raw.githubusercontent.com/mrc-ide/global-lmic-reports/master/AFG/projections.csv
https://raw.githubusercontent.com/mrc-ide/global-lmic-reports/master/AFG/projections.csv
https://raw.githubusercontent.com/mrc-ide/global-lmic-reports/master/AFG/projections.csv
https://raw.githubusercontent.com/mrc-ide/global-lmic-reports/master/AFG/projections.csv
https://raw.githubusercontent.com/mrc-ide/global-lmic-reports/master/AFG/projections.csv
https://raw.githubusercontent.com/mrc-ide/global-lmic-reports/master/AFG/projections.csv
https://raw.githubusercontent.com/mrc-ide/global-lmic-reports/master/AFG/projections.csv
https://raw.githubusercontent.com/mrc-ide/global-lmic-reports/master/AFG/projections.csv
https://raw.githubusercontent.com/mrc-ide/global-lmic-reports/master/AFG/projections.csv
https://raw.githubusercontent.com/mrc-ide/global-lmic-reports/master/AFG/projections.csv
https://raw.githubusercontent.com/mrc-ide/global-lmic-reports/master/AFG/projections.csv
https://raw.githubusercontent.com/mrc-ide/global-lmic-reports/master/AFG/projections.csv
https://raw.githubusercontent.com/mrc-ide/global-lmic-reports/master/AFG/projections.csv
https://raw.githubusercontent.com/mrc-ide/global-lmic-reports/master/AFG/projections.csv
https://raw.githubusercontent.com/mrc-ide/global-lmic-reports/master/AFG/projections.csv
https://raw.githubusercontent.com/mrc-ide/global-lmic-reports/master/AFG/projections.csv
https://raw.githubusercontent.com/mrc-ide/global-lmic-reports/master/AFG/projections.csv
https://raw.githubusercontent.com/mrc-ide/global-lmic-reports/master/AFG/projections.csv
https://raw.githubusercontent.com/mrc-ide/global-lmic-reports/master/AFG/projections.csv
https://raw.githubusercontent.com/mrc-ide/global-lmic-reports/master/AFG/projections.csv
https://raw.githubusercontent.com/mrc-ide/global-lmic-reports/master/AFG/projections.csv
https://raw.githubusercontent.com/mrc-ide/global-lmic-reports/master/AFG/projections.csv
https://raw.githubusercontent.com/mrc-ide/global-lmic-reports/master/AFG/projections.csv
https://raw.githubusercontent.com/mrc-ide/global-lmic-reports/master/AFG/projections.csv
https://raw.githubusercontent.com/mrc-ide/global-lmic-reports/master/AFG/projections.csv
https://raw.githubusercontent.com/mrc-ide/global-lmic-reports/master/AFG/projections.csv
https://raw.githubusercontent.com/mrc-ide/global-lmic-reports/master/AFG/projections.csv
https://raw.githubusercontent.com/mrc-ide/global-lmic-reports/master/AFG/projections.csv
https://raw.githubusercontent.com/mrc-ide/global-lmic-reports/master/AFG/projections.csv
https://raw.githubusercontent.com/mrc-ide/global-lmic-reports/master/AFG/projections.csv
https://raw.githubusercontent.com/mrc-ide/global-lmic-reports/master/AFG/projections.csv
https://raw.githubusercontent.com/mrc-ide/global-lmic-reports/master/AFG/projections.csv
https://raw.githubusercontent.com/mrc-ide/global-lmic-reports/master/AFG/projections.csv
https://raw.githubusercontent.com/mrc-ide/global-lmic-reports/master/AFG/projections.csv
https://raw.githubusercontent.com/mrc-ide/global-lmic-reports/master/AFG/projections.csv
https://raw.githubusercontent.com/mrc-ide/global-lmic-reports/master/AFG/projections.csv
https://raw.githubusercontent.com/mrc-ide/global-lmic-reports/master/AFG/projections.csv
https://raw.githubusercontent.com/mrc-ide/global-lmic-reports/master/AFG/projections.csv
https://raw.githubusercontent.com/mrc-ide/global-lmic-reports/master/AFG/projections.csv
https://raw.githubusercontent.com/mrc-ide/global-lmic-reports/master/AFG/projections.csv
https://raw.githubusercontent.com/mrc-ide/global-lmic-reports/master/AFG/projections.csv
https://raw.githubusercontent.com/mrc-ide/global-lmic-reports/master/AFG/projections.csv
https://raw.githubusercontent.com/mrc-ide/global-lmic-reports/master/AFG/projections.csv
https://raw.githubusercontent.com/mrc-ide/global-lmic-reports/master/AFG/projections.csv
https://raw.githubusercontent.com/mrc-ide/global-lmic-reports/master/AFG/projections.csv
https://raw.githubusercontent.com/mrc-ide/global-lmic-reports/master/AFG/projections.csv
https://raw.githubusercontent.com/mrc-ide/global-lmic-reports/master/AFG/projections.csv
https://raw.githubusercontent.com/mrc-ide/global-lmic-reports/master/AFG/projections.csv
https://raw.githubusercontent.com/mrc-ide/global-lmic-reports/master/AFG/projections.csv
https://raw.githubusercontent.com/mrc-ide/global-lmic-reports/master/AFG/projections.csv
https://raw.githubusercontent.com/mrc-ide/global-lmic-reports/master/AFG/projections.csv
https://raw.githubusercontent.com/mrc-ide/global-lmic-reports/master/AFG/projections.csv
https://raw.githubusercontent.com/mrc-ide/global-lmic-reports/master/AFG/projections.csv
https://raw.githubusercontent.com/mrc-ide/global-lmic-reports/master/AFG/projections.csv
https://raw.githubusercontent.com/mrc-ide/global-lmic-reports/master/AFG/projections.csv
https://raw.githubusercontent.com/mrc-ide/global-lmic-reports/master/AFG/projections.csv
https://raw.githubusercontent.com/mrc-ide/global-lmic-reports/master/AFG/projections.csv
https://raw.githubusercontent.com/mrc-ide/global-lmic-reports/master/AFG/projections.csv
https://raw.githubusercontent.com/mrc-ide/global-lmic-reports/master/AFG/projections.csv
https://raw.githubusercontent.com/mrc-ide/global-lmic-reports/master/AFG/projections.csv
https://raw.githubusercontent.com/mrc-ide/global-lmic-reports/master/AFG/projections.csv
https://raw.githubusercontent.com/mrc-ide/global-lmic-reports/master/AFG/projections.csv
https://raw.githubusercontent.com/mrc-ide/global-lmic-reports/master/AFG/projections.csv
https://raw.githubusercontent.com/mrc-ide/global-lmic-reports/master/AFG/projections.csv
https://raw.githubusercontent.com/mrc-ide/global-lmic-reports/master/AFG/projections.csv
https://raw.githubusercontent.com/mrc-ide/global-lmic-reports/master/AFG/projections.csv
https://raw.githubusercontent.com/mrc-ide/global-lmic-reports/master/AFG/projections.csv
https://raw.githubusercontent.com/mrc-ide/global-lmic-reports/master/AFG/projections.csv
https://raw.githubusercontent.com/mrc-ide/global-lmic-reports/master/AFG/projections.csv
https://raw.githubusercontent.com/mrc-ide/global-lmic-reports/master/AFG/projections.csv
https://raw.githubusercontent.com/mrc-ide/global-lmic-reports/master/AFG/projections.csv
https://raw.githubusercontent.com/mrc-ide/global-lmic-reports/master/AFG/projections.csv
https://raw.githubusercontent.com/mrc-ide/global-lmic-reports/master/AFG/projections.csv
https://raw.githubusercontent.com/mrc-ide/global-lmic-reports/master/AFG/projections.csv
https://raw.githubusercontent.com/mrc-ide/global-lmic-reports/master/AFG/projections.csv
https://raw.githubusercontent.com/mrc-ide/global-lmic-reports/master/AFG/projections.csv
https://raw.githubusercontent.com/mrc-ide/global-lmic-reports/master/AFG/projections.csv
https://raw.githubusercontent.com/mrc-ide/global-lmic-reports/master/AFG/projections.csv
https://raw.githubusercontent.com/mrc-ide/global-lmic-reports/master/AFG/projections.csv
https://raw.githubusercontent.com/mrc-ide/global-lmic-reports/master/AFG/projections.csv
https://raw.githubusercontent.com/mrc-ide/global-lmic-reports/master/AFG/projections.csv
https://raw.githubusercontent.com/mrc-ide/global-lmic-reports/master/AFG/projections.csv
https://raw.githubusercontent.com/mrc-ide/global-lmic-reports/master/AFG/projections.csv
https://raw.githubusercontent.com/mrc-ide/global-lmic-reports/master/AFG/projections.csv
https://raw.githubusercontent.com/mrc-ide/global-lmic-reports/master/AFG/projections.csv
https://raw.githubusercontent.com/mrc-ide/global-lmic-reports/master/AFG/projections.csv
https://raw.githubusercontent.com/mrc-ide/global-lmic-reports/master/AFG/projections.csv
https://raw.githubusercontent.com/mrc-ide/global-lmic-reports/master/AFG/projections.csv
https://raw.githubusercontent.com/mrc-ide/global-lmic-reports/master/AFG/projections.csv
https://raw.githubusercontent.com/mrc-ide/global-lmic-reports/master/AFG/projections.csv
https://raw.githubusercontent.com/mrc-ide/global-lmic-reports/master/AFG/projections.csv
https://raw.githubusercontent.com/mrc-ide/global-lmic-reports/master/AFG/projections.csv
https://raw.githubusercontent.com/mrc-ide/global-lmic-reports/master/AFG/projections.csv
https://raw.githubusercontent.com/mrc-ide/global-lmic-reports/master/AFG/projections.csv
https://raw.githubusercontent.com/mrc-ide/global-lmic-reports/master/AFG/projections.csv
https://raw.githubusercontent.com/mrc-ide/global-lmic-reports/master/AFG/projections.csv
https://raw.githubusercontent.com/mrc-ide/global-lmic-reports/master/AFG/projections.csv
https://raw.githubusercontent.com/mrc-ide/global-lmic-reports/master/AFG/projections.csv
https://raw.githubusercontent.com/mrc-ide/global-lmic-reports/master/AFG/projections.csv
https://raw.githubusercontent.com/mrc-ide/global-lmic-reports/master/AFG/projections.csv
https://raw.githubusercontent.com/mrc-ide/global-lmic-reports/master/AFG/projections.csv
https://raw.githubusercontent.com/mrc-ide/global-lmic-reports/master/AFG/projections.csv
https://raw.githubusercontent.com/mrc-ide/global-lmic-reports/master/AFG/projections.csv
https://raw.githubusercontent.com/mrc-ide/global-lmic-reports/master/AFG/projections.csv
https://raw.githubusercontent.com/mrc-ide/global-lmic-reports/master/AFG/projections.csv
https://raw.githubusercontent.com/mrc-ide/global-lmic-reports/master/AFG/projections.csv
https://raw.githubusercontent.com/mrc-ide/global-lmic-reports/master/AFG/projections.csv
https://raw.githubusercontent.com/mrc-ide/global-lmic-reports/master/AFG/projections.csv
https://raw.githubusercontent.com/mrc-ide/global-lmic-reports/master/AFG/projections.csv
https://raw.githubusercontent.com/mrc-ide/global-lmic-reports/master/AFG/projections.csv
https://raw.githubusercontent.com/mrc-ide/global-lmic-reports/master/AFG/projections.csv
https://raw.githubusercontent.com/mrc-ide/global-lmic-reports/master/AFG/projections.csv
https://raw.githubusercontent.com/mrc-ide/global-lmic-reports/master/AFG/projections.csv
https://raw.githubusercontent.com/mrc-ide/global-lmic-reports/master/AFG/projections.csv
https://raw.githubusercontent.com/mrc-ide/global-lmic-reports/master/AFG/projections.csv
https://raw.githubusercontent.com/mrc-ide/global-lmic-reports/master/AFG/projections.csv
https://raw.githubusercontent.com/mrc-ide/global-lmic-reports/master/AFG/projections.csv
https://raw.githubusercontent.com/mrc-ide/global-lmic-reports/master/AFG/projections.csv
https://raw.githubusercontent.com/mrc-ide/global-lmic-reports/master/AFG/projections.csv
https://raw.githubusercontent.com/mrc-ide/global-lmic-reports/master/AFG/projections.csv
https://raw.githubusercontent.com/mrc-ide/global-lmic-reports/master/AFG/projections.csv
https://raw.githubusercontent.com/mrc-ide/global-lmic-reports/master/AFG/projections.csv
https://raw.githubusercontent.com/mrc-ide/global-lmic-reports/master/AFG/projections.csv
https://raw.githubusercontent.com/mrc-ide/global-lmic-reports/master/AFG/projections.csv
https://raw.githubusercontent.com/mrc-ide/global-lmic-reports/master/AFG/projections.csv
https://raw.githubusercontent.com/mrc-ide/global-lmic-reports/master/AFG/projections.csv
https://raw.githubusercontent.com/mrc-ide/global-lmic-reports/master/AFG/projections.csv
https://raw.githubusercontent.com/mrc-ide/global-lmic-reports/master/AFG/projections.csv
https://raw.githubusercontent.com/mrc-ide/global-lmic-reports/master/AFG/projections.csv
https://raw.githubusercontent.com/mrc-ide/global-lmic-reports/master/AFG/projections.csv
https://raw.githubusercontent.com/mrc-ide/global-lmic-reports/master/AFG/projections.csv
https://raw.githubusercontent.com/mrc-ide/global-lmic-reports/master/AFG/projections.csv
https://raw.githubusercontent.com/mrc-ide/global-lmic-reports/master/AFG/projections.csv
https://raw.githubusercontent.com/mrc-ide/global-lmic-reports/master/AFG/projections.csv
https://raw.githubusercontent.com/mrc-ide/global-lmic-reports/master/AFG/projections.csv
https://raw.githubusercontent.com/mrc-ide/global-lmic-reports/master/AFG/projections.csv
https://raw.githubusercontent.com/mrc-ide/global-lmic-reports/master/AFG/projections.csv
https://raw.githubusercontent.com/mrc-ide/global-lmic-reports/master/AFG/projections.csv
https://raw.githubusercontent.com/mrc-ide/global-lmic-reports/master/AFG/projections.csv
https://raw.githubusercontent.com/mrc-ide/global-lmic-reports/master/AFG/projections.csv
https://raw.githubusercontent.com/mrc-ide/global-lmic-reports/master/AFG/projections.csv
https://raw.githubusercontent.com/mrc-ide/global-lmic-reports/master/AFG/projections.csv
https://raw.githubusercontent.com/mrc-ide/global-lmic-reports/master/AFG/projections.csv
https://raw.githubusercontent.com/mrc-ide/global-lmic-reports/master/AFG/projections.csv
https://raw.githubusercontent.com/mrc-ide/global-lmic-reports/master/AFG/projections.csv
https://raw.githubusercontent.com/mrc-ide/global-lmic-reports/master/AFG/projections.csv
https://raw.githubusercontent.com/mrc-ide/global-lmic-reports/master/AFG/projections.csv
https://raw.githubusercontent.com/mrc-ide/global-lmic-reports/master/AFG/projections.csv
https://raw.githubusercontent.com/mrc-ide/global-lmic-reports/master/AFG/projections.csv
https://raw.githubusercontent.com/mrc-ide/global-lmic-reports/master/AFG/projections.csv
https://raw.githubusercontent.com/mrc-ide/global-lmic-reports/master/AFG/projections.csv
https://raw.githubusercontent.com/mrc-ide/global-lmic-reports/master/AFG/projections.csv
https://raw.githubusercontent.com/mrc-ide/global-lmic-reports/master/AFG/projections.csv
https://raw.githubusercontent.com/mrc-ide/global-lmic-reports/master/AFG/projections.csv
https://raw.githubusercontent.com/mrc-ide/global-lmic-reports/master/AFG/projections.csv
https://raw.githubusercontent.com/mrc-ide/global-lmic-reports/master/AFG/projections.csv
https://raw.githubusercontent.com/mrc-ide/global-lmic-reports/master/AFG/projections.csv
https://raw.githubusercontent.com/mrc-ide/global-lmic-reports/master/AFG/projections.csv
https://raw.githubusercontent.com/mrc-ide/global-lmic-reports/master/AFG/projections.csv
https://raw.githubusercontent.com/mrc-ide/global-lmic-reports/master/AFG/projections.csv
https://raw.githubusercontent.com/mrc-ide/global-lmic-reports/master/AFG/projections.csv
https://raw.githubusercontent.com/mrc-ide/global-lmic-reports/master/AFG/projections.csv
https://raw.githubusercontent.com/mrc-ide/global-lmic-reports/master/AFG/projections.csv
https://raw.githubusercontent.com/mrc-ide/global-lmic-reports/master/AFG/projections.csv
https://raw.githubusercontent.com/mrc-ide/global-lmic-reports/master/AFG/projections.csv
https://raw.githubusercontent.com/mrc-ide/global-lmic-reports/master/AFG/projections.csv
https://raw.githubusercontent.com/mrc-ide/global-lmic-reports/master/AFG/projections.csv
https://raw.githubusercontent.com/mrc-ide/global-lmic-reports/master/AFG/projections.csv
https://raw.githubusercontent.com/mrc-ide/global-lmic-reports/master/AFG/projections.csv
https://raw.githubusercontent.com/mrc-ide/global-lmic-reports/master/AFG/projections.csv
https://raw.githubusercontent.com/mrc-ide/global-lmic-reports/master/AFG/projections.csv
https://raw.githubusercontent.com/mrc-ide/global-lmic-reports/master/AFG/projections.csv
https://raw.githubusercontent.com/mrc-ide/global-lmic-reports/master/AFG/projections.csv
https://raw.githubusercontent.com/mrc-ide/global-lmic-reports/master/AFG/projections.csv
https://raw.githubusercontent.com/mrc-ide/global-lmic-reports/master/AFG/projections.csv
https://raw.githubusercontent.com/mrc-ide/global-lmic-reports/master/AFG/projections.csv
https://raw.githubusercontent.com/mrc-ide/global-lmic-reports/master/AFG/projections.csv
https://raw.githubusercontent.com/mrc-ide/global-lmic-reports/master/AFG/projections.csv
https://raw.githubusercontent.com/mrc-ide/global-lmic-reports/master/AFG/projections.csv
https://raw.githubusercontent.com/mrc-ide/global-lmic-reports/master/AFG/projections.csv
https://raw.githubusercontent.com/mrc-ide/global-lmic-reports/master/AFG/projections.csv
https://raw.githubusercontent.com/mrc-ide/global-lmic-reports/master/AFG/projections.csv
https://raw.githubusercontent.com/mrc-ide/global-lmic-reports/master/AFG/projections.csv
https://raw.githubusercontent.com/mrc-ide/global-lmic-reports/master/AFG/projections.csv
https://raw.githubusercontent.com/mrc-ide/global-lmic-reports/master/AFG/projections.csv
https://raw.githubusercontent.com/mrc-ide/global-lmic-reports/master/AFG/projections.csv
https://raw.githubusercontent.com/mrc-ide/global-lmic-reports/master/AFG/projections.csv
https://raw.githubusercontent.com/mrc-ide/global-lmic-reports/master/AFG/projections.csv
https://raw.githubusercontent.com/mrc-ide/global-lmic-reports/master/AFG/projections.csv
https://raw.githubusercontent.com/mrc-ide/global-lmic-reports/master/AFG/projections.csv
https://raw.githubusercontent.com/mrc-ide/global-lmic-reports/master/AFG/projections.csv
https://raw.githubusercontent.com/mrc-ide/global-lmic-reports/master/AFG/projections.csv
https://raw.githubusercontent.com/mrc-ide/global-lmic-reports/master/AFG/projections.csv
https://raw.githubusercontent.com/mrc-ide/global-lmic-reports/master/AFG/projections.csv
https://raw.githubusercontent.com/mrc-ide/global-lmic-reports/master/AFG/projections.csv
https://raw.githubusercontent.com/mrc-ide/global-lmic-reports/master/AFG/projections.csv
https://raw.githubusercontent.com/mrc-ide/global-lmic-reports/master/AFG/projections.csv
https://raw.githubusercontent.com/mrc-ide/global-lmic-reports/master/AFG/projections.csv
https://raw.githubusercontent.com/mrc-ide/global-lmic-reports/master/AFG/projections.csv
https://raw.githubusercontent.com/mrc-ide/global-lmic-reports/master/AFG/projections.csv
https://raw.githubusercontent.com/mrc-ide/global-lmic-reports/master/AFG/projections.csv
https://raw.githubusercontent.com/mrc-ide/global-lmic-reports/master/AFG/projections.csv
https://raw.githubusercontent.com/mrc-ide/global-lmic-reports/master/AFG/projections.csv
https://raw.githubusercontent.com/mrc-ide/global-lmic-reports/master/AFG/projections.csv
https://raw.githubusercontent.com/mrc-ide/global-lmic-reports/master/AFG/projections.csv
https://raw.githubusercontent.com/mrc-ide/global-lmic-reports/master/AFG/projections.csv
https://raw.githubusercontent.com/mrc-ide/global-lmic-reports/master/AFG/projections.csv
https://raw.githubusercontent.com/mrc-ide/global-lmic-reports/master/AFG/projections.csv
https://raw.githubusercontent.com/mrc-ide/global-lmic-reports/master/AFG/projections.csv
https://raw.githubusercontent.com/mrc-ide/global-lmic-reports/master/AFG/projections.csv
https://raw.githubusercontent.com/mrc-ide/global-lmic-reports/master/AFG/projections.csv
https://raw.githubusercontent.com/mrc-ide/global-lmic-reports/master/AFG/projections.csv
https://raw.githubusercontent.com/mrc-ide/global-lmic-reports/master/AFG/projections.csv
https://raw.githubusercontent.com/mrc-ide/global-lmic-reports/master/AFG/projections.csv
https://raw.githubusercontent.com/mrc-ide/global-lmic-reports/master/AFG/projections.csv
https://raw.githubusercontent.com/mrc-ide/global-lmic-reports/master/AFG/projections.csv
https://raw.githubusercontent.com/mrc-ide/global-lmic-reports/master/AFG/projections.csv
https://raw.githubusercontent.com/mrc-ide/global-lmic-reports/master/AFG/projections.csv
https://raw.githubusercontent.com/mrc-ide/global-lmic-reports/master/AFG/projections.csv
https://raw.githubusercontent.com/mrc-ide/global-lmic-reports/master/AFG/projections.csv
https://raw.githubusercontent.com/mrc-ide/global-lmic-reports/master/AFG/projections.csv
https://raw.githubusercontent.com/mrc-ide/global-lmic-reports/master/AFG/projections.csv
https://raw.githubusercontent.com/mrc-ide/global-lmic-reports/master/AFG/projections.csv
https://raw.githubusercontent.com/mrc-ide/global-lmic-reports/master/AFG/projections.csv
https://raw.githubusercontent.com/mrc-ide/global-lmic-reports/master/AFG/projections.csv
https://raw.githubusercontent.com/mrc-ide/global-lmic-reports/master/AFG/projections.csv
https://raw.githubusercontent.com/mrc-ide/global-lmic-reports/master/AFG/projections.csv
https://raw.githubusercontent.com/mrc-ide/global-lmic-reports/master/AFG/projections.csv
https://raw.githubusercontent.com/mrc-ide/global-lmic-reports/master/AFG/projections.csv
https://raw.githubusercontent.com/mrc-ide/global-lmic-reports/master/AFG/projections.csv
https://raw.githubusercontent.com/mrc-ide/global-lmic-reports/master/AFG/projections.csv
https://raw.githubusercontent.com/mrc-ide/global-lmic-reports/master/AFG/projections.csv
https://raw.githubusercontent.com/mrc-ide/global-lmic-reports/master/AFG/projections.csv
https://raw.githubusercontent.com/mrc-ide/global-lmic-reports/master/AFG/projections.csv
https://raw.githubusercontent.com/mrc-ide/global-lmic-reports/master/AFG/projections.csv
https://raw.githubusercontent.com/mrc-ide/global-lmic-reports/master/AFG/projections.csv
https://raw.githubusercontent.com/mrc-ide/global-lmic-reports/master/AFG/projections.csv
https://raw.githubusercontent.com/mrc-ide/global-lmic-reports/master/AFG/projections.csv
https://raw.githubusercontent.com/mrc-ide/global-lmic-reports/master/AFG/projections.csv
https://raw.githubusercontent.com/mrc-ide/global-lmic-reports/master/AFG/projections.csv
https://raw.githubusercontent.com/mrc-ide/global-lmic-reports/master/AFG/projections.csv
https://raw.githubusercontent.com/mrc-ide/global-lmic-reports/master/AFG/projections.csv
https://raw.githubusercontent.com/mrc-ide/global-lmic-reports/master/AFG/projections.csv
https://raw.githubusercontent.com/mrc-ide/global-lmic-reports/master/AFG/projections.csv
https://raw.githubusercontent.com/mrc-ide/global-lmic-reports/master/AFG/projections.csv
https://raw.githubusercontent.com/mrc-ide/global-lmic-reports/master/AFG/projections.csv
https://raw.githubusercontent.com/mrc-ide/global-lmic-reports/master/AFG/projections.csv
https://raw.githubusercontent.com/mrc-ide/global-lmic-reports/master/AFG/projections.csv
https://raw.githubusercontent.com/mrc-ide/global-lmic-reports/master/AFG/projections.csv
https://raw.githubusercontent.com/mrc-ide/global-lmic-reports/master/AFG/projections.csv
https://raw.githubusercontent.com/mrc-ide/global-lmic-reports/master/AFG/projections.csv
https://raw.githubusercontent.com/mrc-ide/global-lmic-reports/master/AFG/projections.csv
https://raw.githubusercontent.com/mrc-ide/global-lmic-reports/master/AFG/projections.csv
https://raw.githubusercontent.com/mrc-ide/global-lmic-reports/master/AFG/projections.csv
https://raw.githubusercontent.com/mrc-ide/global-lmic-reports/master/AFG/projections.csv
https://raw.githubusercontent.com/mrc-ide/global-lmic-reports/master/AFG/projections.csv
https://raw.githubusercontent.com/mrc-ide/global-lmic-reports/master/AFG/projections.csv
https://raw.githubusercontent.com/mrc-ide/global-lmic-reports/master/AFG/projections.csv
https://raw.githubusercontent.com/mrc-ide/global-lmic-reports/master/AFG/projections.csv
https://raw.githubusercontent.com/mrc-ide/global-lmic-reports/master/AFG/projections.csv
https://raw.githubusercontent.com/mrc-ide/global-lmic-reports/master/AFG/projections.csv
https://raw.githubusercontent.com/mrc-ide/global-lmic-reports/master/AFG/projections.csv
https://raw.githubusercontent.com/mrc-ide/global-lmic-reports/master/AFG/projections.csv
https://raw.githubusercontent.com/mrc-ide/global-lmic-reports/master/AFG/projections.csv
https://raw.githubusercontent.com/mrc-ide/global-lmic-reports/master/AFG/projections.csv
https://raw.githubusercontent.com/mrc-ide/global-lmic-reports/master/AFG/projections.csv
https://raw.githubusercontent.com/mrc-ide/global-lmic-reports/master/AFG/projections.csv
https://raw.githubusercontent.com/mrc-ide/global-lmic-reports/master/AFG/projections.csv
https://raw.githubusercontent.com/mrc-ide/global-lmic-reports/master/AFG/projections.csv
https://raw.githubusercontent.com/mrc-ide/global-lmic-reports/master/AFG/projections.csv
https://raw.githubusercontent.com/mrc-ide/global-lmic-reports/master/AFG/projections.csv
https://raw.githubusercontent.com/mrc-ide/global-lmic-reports/master/AFG/projections.csv
https://raw.githubusercontent.com/mrc-ide/global-lmic-reports/master/AFG/projections.csv
https://raw.githubusercontent.com/mrc-ide/global-lmic-reports/master/AFG/projections.csv
https://raw.githubusercontent.com/mrc-ide/global-lmic-reports/master/AFG/projections.csv
https://raw.githubusercontent.com/mrc-ide/global-lmic-reports/master/AFG/projections.csv
https://raw.githubusercontent.com/mrc-ide/global-lmic-reports/master/AFG/projections.csv
https://raw.githubusercontent.com/mrc-ide/global-lmic-reports/master/AFG/projections.csv
https://raw.githubusercontent.com/mrc-ide/global-lmic-reports/master/AFG/projections.csv
https://raw.githubusercontent.com/mrc-ide/global-lmic-reports/master/AFG/projections.csv
https://raw.githubusercontent.com/mrc-ide/global-lmic-reports/master/AFG/projections.csv
https://raw.githubusercontent.com/mrc-ide/global-lmic-reports/master/AFG/projections.csv
https://raw.githubusercontent.com/mrc-ide/global-lmic-reports/master/AFG/projections.csv
https://raw.githubusercontent.com/mrc-ide/global-lmic-reports/master/AFG/projections.csv
https://raw.githubusercontent.com/mrc-ide/global-lmic-reports/master/AFG/projections.csv
https://raw.githubusercontent.com/mrc-ide/global-lmic-reports/master/AFG/projections.csv
https://raw.githubusercontent.com/mrc-ide/global-lmic-reports/master/AFG/projections.csv
https://raw.githubusercontent.com/mrc-ide/global-lmic-reports/master/AFG/projections.csv
https://raw.githubusercontent.com/mrc-ide/global-lmic-reports/master/AFG/projections.csv
https://raw.githubusercontent.com/mrc-ide/global-lmic-reports/master/AFG/projections.csv
https://raw.githubusercontent.com/mrc-ide/global-lmic-reports/master/AFG/projections.csv
https://raw.githubusercontent.com/mrc-ide/global-lmic-reports/master/AFG/projections.csv
https://raw.githubusercontent.com/mrc-ide/global-lmic-reports/master/AFG/projections.csv
https://raw.githubusercontent.com/mrc-ide/global-lmic-reports/master/AFG/projections.csv
https://raw.githubusercontent.com/mrc-ide/global-lmic-reports/master/AFG/projections.csv
https://raw.githubusercontent.com/mrc-ide/global-lmic-reports/master/AFG/projections.csv
https://raw.githubusercontent.com/mrc-ide/global-lmic-reports/master/AFG/projections.csv
https://raw.githubusercontent.com/mrc-ide/global-lmic-reports/master/AFG/projections.csv
https://raw.githubusercontent.com/mrc-ide/global-lmic-reports/master/AFG/projections.csv
https://raw.githubusercontent.com/mrc-ide/global-lmic-reports/master/AFG/projections.csv
https://raw.githubusercontent.com/mrc-ide/global-lmic-reports/master/AFG/projections.csv
https://raw.githubusercontent.com/mrc-ide/global-lmic-reports/master/AFG/projections.csv
https://raw.githubusercontent.com/mrc-ide/global-lmic-reports/master/AFG/projections.csv
https://raw.githubusercontent.com/mrc-ide/global-lmic-reports/master/AFG/projections.csv
https://raw.githubusercontent.com/mrc-ide/global-lmic-reports/master/AFG/projections.csv
https://raw.githubusercontent.com/mrc-ide/global-lmic-reports/master/AFG/projections.csv
https://raw.githubusercontent.com/mrc-ide/global-lmic-reports/master/AFG/projections.csv
https://raw.githubusercontent.com/mrc-ide/global-lmic-reports/master/AFG/projections.csv
https://raw.githubusercontent.com/mrc-ide/global-lmic-reports/master/AFG/projections.csv
https://raw.githubusercontent.com/mrc-ide/global-lmic-reports/master/AFG/projections.csv
https://raw.githubusercontent.com/mrc-ide/global-lmic-reports/master/AFG/projections.csv
https://raw.githubusercontent.com/mrc-ide/global-lmic-reports/master/AFG/projections.csv
https://raw.githubusercontent.com/mrc-ide/global-lmic-reports/master/AFG/projections.csv
https://raw.githubusercontent.com/mrc-ide/global-lmic-reports/master/AFG/projections.csv
https://raw.githubusercontent.com/mrc-ide/global-lmic-reports/master/AFG/projections.csv
https://raw.githubusercontent.com/mrc-ide/global-lmic-reports/master/AFG/projections.csv
https://raw.githubusercontent.com/mrc-ide/global-lmic-reports/master/AFG/projections.csv
https://raw.githubusercontent.com/mrc-ide/global-lmic-reports/master/AFG/projections.csv
https://raw.githubusercontent.com/mrc-ide/global-lmic-reports/master/AFG/projections.csv
https://raw.githubusercontent.com/mrc-ide/global-lmic-reports/master/AFG/projections.csv
https://raw.githubusercontent.com/mrc-ide/global-lmic-reports/master/AFG/projections.csv
https://raw.githubusercontent.com/mrc-ide/global-lmic-reports/master/AFG/projections.csv
https://raw.githubusercontent.com/mrc-ide/global-lmic-reports/master/AFG/projections.csv
https://raw.githubusercontent.com/mrc-ide/global-lmic-reports/master/AFG/projections.csv
https://raw.githubusercontent.com/mrc-ide/global-lmic-reports/master/AFG/projections.csv
https://raw.githubusercontent.com/mrc-ide/global-lmic-reports/master/AFG/projections.csv
https://raw.githubusercontent.com/mrc-ide/global-lmic-reports/master/AFG/projections.csv
https://raw.githubusercontent.com/mrc-ide/global-lmic-reports/master/AFG/projections.csv
https://raw.githubusercontent.com/mrc-ide/global-lmic-reports/master/AFG/projections.csv
https://raw.githubusercontent.com/mrc-ide/global-lmic-reports/master/AFG/projections.csv
https://raw.githubusercontent.com/mrc-ide/global-lmic-reports/master/AFG/projections.csv
https://raw.githubusercontent.com/mrc-ide/global-lmic-reports/master/AFG/projections.csv
https://raw.githubusercontent.com/mrc-ide/global-lmic-reports/master/AFG/projections.csv
https://raw.githubusercontent.com/mrc-ide/global-lmic-reports/master/AFG/projections.csv
https://raw.githubusercontent.com/mrc-ide/global-lmic-reports/master/AFG/projections.csv
https://raw.githubusercontent.com/mrc-ide/global-lmic-reports/master/AFG/projections.csv
https://raw.githubusercontent.com/mrc-ide/global-lmic-reports/master/AFG/projections.csv
https://raw.githubusercontent.com/mrc-ide/global-lmic-reports/master/AFG/projections.csv
https://raw.githubusercontent.com/mrc-ide/global-lmic-reports/master/AFG/projections.csv
https://raw.githubusercontent.com/mrc-ide/global-lmic-reports/master/AFG/projections.csv
https://raw.githubusercontent.com/mrc-ide/global-lmic-reports/master/AFG/projections.csv
https://raw.githubusercontent.com/mrc-ide/global-lmic-reports/master/AFG/projections.csv
https://raw.githubusercontent.com/mrc-ide/global-lmic-reports/master/AFG/projections.csv
https://raw.githubusercontent.com/mrc-ide/global-lmic-reports/master/AFG/projections.csv
https://raw.githubusercontent.com/mrc-ide/global-lmic-reports/master/AFG/projections.csv
https://raw.githubusercontent.com/mrc-ide/global-lmic-reports/master/AFG/projections.csv
https://raw.githubusercontent.com/mrc-ide/global-lmic-reports/master/AFG/projections.csv
https://raw.githubusercontent.com/mrc-ide/global-lmic-reports/master/AFG/projections.csv
https://raw.githubusercontent.com/mrc-ide/global-lmic-reports/master/AFG/projections.csv
https://raw.githubusercontent.com/mrc-ide/global-lmic-reports/master/AFG/projections.csv
https://raw.githubusercontent.com/mrc-ide/global-lmic-reports/master/AFG/projections.csv
https://raw.githubusercontent.com/mrc-ide/global-lmic-reports/master/AFG/projections.csv
https://raw.githubusercontent.com/mrc-ide/global-lmic-reports/master/AFG/projections.csv
https://raw.githubusercontent.com/mrc-ide/global-lmic-reports/master/AFG/projections.csv
https://raw.githubusercontent.com/mrc-ide/global-lmic-reports/master/AFG/projections.csv
https://raw.githubusercontent.com/mrc-ide/global-lmic-reports/master/AFG/projections.csv
https://raw.githubusercontent.com/mrc-ide/global-lmic-reports/master/AFG/projections.csv
https://raw.githubusercontent.com/mrc-ide/global-lmic-reports/master/AFG/projections.csv
https://raw.githubusercontent.com/mrc-ide/global-lmic-reports/master/AFG/projections.csv
https://raw.githubusercontent.com/mrc-ide/global-lmic-reports/master/AFG/projections.csv
https://raw.githubusercontent.com/mrc-ide/global-lmic-reports/master/AFG/projections.csv
https://raw.githubusercontent.com/mrc-ide/global-lmic-reports/master/AFG/projections.csv
https://raw.githubusercontent.com/mrc-ide/global-lmic-reports/master/AFG/projections.csv
https://raw.githubusercontent.com/mrc-ide/global-lmic-reports/master/AFG/projections.csv
https://raw.githubusercontent.com/mrc-ide/global-lmic-reports/master/AFG/projections.csv
https://raw.githubusercontent.com/mrc-ide/global-lmic-reports/master/AFG/projections.csv
https://raw.githubusercontent.com/mrc-ide/global-lmic-reports/master/AFG/projections.csv
https://raw.githubusercontent.com/mrc-ide/global-lmic-reports/master/AFG/projections.csv
https://raw.githubusercontent.com/mrc-ide/global-lmic-reports/master/AFG/projections.csv
https://raw.githubusercontent.com/mrc-ide/global-lmic-reports/master/AFG/projections.csv
https://raw.githubusercontent.com/mrc-ide/global-lmic-reports/master/AFG/projections.csv
https://raw.githubusercontent.com/mrc-ide/global-lmic-reports/master/AFG/projections.csv
https://raw.githubusercontent.com/mrc-ide/global-lmic-reports/master/AFG/projections.csv
https://raw.githubusercontent.com/mrc-ide/global-lmic-reports/master/AFG/projections.csv
https://raw.githubusercontent.com/mrc-ide/global-lmic-reports/master/AFG/projections.csv
https://raw.githubusercontent.com/mrc-ide/global-lmic-reports/master/AFG/projections.csv
https://raw.githubusercontent.com/mrc-ide/global-lmic-reports/master/AFG/projections.csv
https://raw.githubusercontent.com/mrc-ide/global-lmic-reports/master/AFG/projections.csv
https://raw.githubusercontent.com/mrc-ide/global-lmic-reports/master/AFG/projections.csv
https://raw.githubusercontent.com/mrc-ide/global-lmic-reports/master/AFG/projections.csv
https://raw.githubusercontent.com/mrc-ide/global-lmic-reports/master/AFG/projections.csv
https://raw.githubusercontent.com/mrc-ide/global-lmic-reports/master/AFG/projections.csv
https://raw.githubusercontent.com/mrc-ide/global-lmic-reports/master/AFG/projections.csv
https://raw.githubusercontent.com/mrc-ide/global-lmic-reports/master/AFG/projections.csv
https://raw.githubusercontent.com/mrc-ide/global-lmic-reports/master/AFG/projections.csv
https://raw.githubusercontent.com/mrc-ide/global-lmic-reports/master/AFG/projections.csv
https://raw.githubusercontent.com/mrc-ide/global-lmic-reports/master/AFG/projections.csv
https://raw.githubusercontent.com/mrc-ide/global-lmic-reports/master/AFG/projections.csv
https://raw.githubusercontent.com/mrc-ide/global-lmic-reports/master/AFG/projections.csv
https://raw.githubusercontent.com/mrc-ide/global-lmic-reports/master/AFG/projections.csv
https://raw.githubusercontent.com/mrc-ide/global-lmic-reports/master/AFG/projections.csv
https://raw.githubusercontent.com/mrc-ide/global-lmic-reports/master/AFG/projections.csv
https://raw.githubusercontent.com/mrc-ide/global-lmic-reports/master/AFG/projections.csv
https://raw.githubusercontent.com/mrc-ide/global-lmic-reports/master/AFG/projections.csv
https://raw.githubusercontent.com/mrc-ide/global-lmic-reports/master/AFG/projections.csv
https://raw.githubusercontent.com/mrc-ide/global-lmic-reports/master/AFG/projections.csv
https://raw.githubusercontent.com/mrc-ide/global-lmic-reports/master/AFG/projections.csv
https://raw.githubusercontent.com/mrc-ide/global-lmic-reports/master/AFG/projections.csv
https://raw.githubusercontent.com/mrc-ide/global-lmic-reports/master/AFG/projections.csv
https://raw.githubusercontent.com/mrc-ide/global-lmic-reports/master/AFG/projections.csv
https://raw.githubusercontent.com/mrc-ide/global-lmic-reports/master/AFG/projections.csv
https://raw.githubusercontent.com/mrc-ide/global-lmic-reports/master/AFG/projections.csv
https://raw.githubusercontent.com/mrc-ide/global-lmic-reports/master/AFG/projections.csv
https://raw.githubusercontent.com/mrc-ide/global-lmic-reports/master/AFG/projections.csv
https://raw.githubusercontent.com/mrc-ide/global-lmic-reports/master/AFG/projections.csv
https://raw.githubusercontent.com/mrc-ide/global-lmic-reports/master/AFG/projections.csv
https://raw.githubusercontent.com/mrc-ide/global-lmic-reports/master/AFG/projections.csv
https://raw.githubusercontent.com/mrc-ide/global-lmic-reports/master/AFG/projections.csv
https://raw.githubusercontent.com/mrc-ide/global-lmic-reports/master/AFG/projections.csv
https://raw.githubusercontent.com/mrc-ide/global-lmic-reports/master/AFG/projections.csv
https://raw.githubusercontent.com/mrc-ide/global-lmic-reports/master/AFG/projections.csv
https://raw.githubusercontent.com/mrc-ide/global-lmic-reports/master/AFG/projections.csv
https://raw.githubusercontent.com/mrc-ide/global-lmic-reports/master/AFG/projections.csv
https://raw.githubusercontent.com/mrc-ide/global-lmic-reports/master/AFG/projections.csv
https://raw.githubusercontent.com/mrc-ide/global-lmic-reports/master/AFG/projections.csv
https://raw.githubusercontent.com/mrc-ide/global-lmic-reports/master/AFG/projections.csv
https://raw.githubusercontent.com/mrc-ide/global-lmic-reports/master/AFG/projections.csv
https://raw.githubusercontent.com/mrc-ide/global-lmic-reports/master/AFG/projections.csv
https://raw.githubusercontent.com/mrc-ide/global-lmic-reports/master/AFG/projections.csv
https://raw.githubusercontent.com/mrc-ide/global-lmic-reports/master/AFG/projections.csv
https://raw.githubusercontent.com/mrc-ide/global-lmic-reports/master/AFG/projections.csv
https://raw.githubusercontent.com/mrc-ide/global-lmic-reports/master/AFG/projections.csv
https://raw.githubusercontent.com/mrc-ide/global-lmic-reports/master/AFG/projections.csv
https://raw.githubusercontent.com/mrc-ide/global-lmic-reports/master/AFG/projections.csv
https://raw.githubusercontent.com/mrc-ide/global-lmic-reports/master/AFG/projections.csv
https://raw.githubusercontent.com/mrc-ide/global-lmic-reports/master/AFG/projections.csv
https://raw.githubusercontent.com/mrc-ide/global-lmic-reports/master/AFG/projections.csv
https://raw.githubusercontent.com/mrc-ide/global-lmic-reports/master/AFG/projections.csv
https://raw.githubusercontent.com/mrc-ide/global-lmic-reports/master/AFG/projections.csv
https://raw.githubusercontent.com/mrc-ide/global-lmic-reports/master/AFG/projections.csv
https://raw.githubusercontent.com/mrc-ide/global-lmic-reports/master/AFG/projections.csv
https://raw.githubusercontent.com/mrc-ide/global-lmic-reports/master/AFG/projections.csv
https://raw.githubusercontent.com/mrc-ide/global-lmic-reports/master/AFG/projections.csv
https://raw.githubusercontent.com/mrc-ide/global-lmic-reports/master/AFG/projections.csv
https://raw.githubusercontent.com/mrc-ide/global-lmic-reports/master/AFG/projections.csv
https://raw.githubusercontent.com/mrc-ide/global-lmic-reports/master/AFG/projections.csv
https://raw.githubusercontent.com/mrc-ide/global-lmic-reports/master/AFG/projections.csv
https://raw.githubusercontent.com/mrc-ide/global-lmic-reports/master/AFG/projections.csv
https://raw.githubusercontent.com/mrc-ide/global-lmic-reports/master/AFG/projections.csv
https://raw.githubusercontent.com/mrc-ide/global-lmic-reports/master/AFG/projections.csv
https://raw.githubusercontent.com/mrc-ide/global-lmic-reports/master/AFG/projections.csv
https://raw.githubusercontent.com/mrc-ide/global-lmic-reports/master/AFG/projections.csv
https://raw.githubusercontent.com/mrc-ide/global-lmic-reports/master/AFG/projections.csv
https://raw.githubusercontent.com/mrc-ide/global-lmic-reports/master/AFG/projections.csv
https://raw.githubusercontent.com/mrc-ide/global-lmic-reports/master/AFG/projections.csv
https://raw.githubusercontent.com/mrc-ide/global-lmic-reports/master/AFG/projections.csv
https://raw.githubusercontent.com/mrc-ide/global-lmic-reports/master/AFG/projections.csv
https://raw.githubusercontent.com/mrc-ide/global-lmic-reports/master/AFG/projections.csv
https://raw.githubusercontent.com/mrc-ide/global-lmic-reports/master/AFG/projections.csv
https://raw.githubusercontent.com/mrc-ide/global-lmic-reports/master/AFG/projections.csv
https://raw.githubusercontent.com/mrc-ide/global-lmic-reports/master/AFG/projections.csv
https://raw.githubusercontent.com/mrc-ide/global-lmic-reports/master/AFG/projections.csv
https://raw.githubusercontent.com/mrc-ide/global-lmic-reports/master/AFG/projections.csv
https://raw.githubusercontent.com/mrc-ide/global-lmic-reports/master/AFG/projections.csv
https://raw.githubusercontent.com/mrc-ide/global-lmic-reports/master/AFG/projections.csv
https://raw.githubusercontent.com/mrc-ide/global-lmic-reports/master/AFG/projections.csv
https://raw.githubusercontent.com/mrc-ide/global-lmic-reports/master/AFG/projections.csv
https://raw.githubusercontent.com/mrc-ide/global-lmic-reports/master/AFG/projections.csv
https://raw.githubusercontent.com/mrc-ide/global-lmic-reports/master/AFG/projections.csv
https://raw.githubusercontent.com/mrc-ide/global-lmic-reports/master/AFG/projections.csv
https://raw.githubusercontent.com/mrc-ide/global-lmic-reports/master/AFG/projections.csv
https://raw.githubusercontent.com/mrc-ide/global-lmic-reports/master/AFG/projections.csv
https://raw.githubusercontent.com/mrc-ide/global-lmic-reports/master/AFG/projections.csv
https://raw.githubusercontent.com/mrc-ide/global-lmic-reports/master/AFG/projections.csv
https://raw.githubusercontent.com/mrc-ide/global-lmic-reports/master/AFG/projections.csv
https://raw.githubusercontent.com/mrc-ide/global-lmic-reports/master/AFG/projections.csv
https://raw.githubusercontent.com/mrc-ide/global-lmic-reports/master/AFG/projections.csv
https://raw.githubusercontent.com/mrc-ide/global-lmic-reports/master/AFG/projections.csv
https://raw.githubusercontent.com/mrc-ide/global-lmic-reports/master/AFG/projections.csv
https://raw.githubusercontent.com/mrc-ide/global-lmic-reports/master/AFG/projections.csv
https://raw.githubusercontent.com/mrc-ide/global-lmic-reports/master/AFG/projections.csv
https://raw.githubusercontent.com/mrc-ide/global-lmic-reports/master/AFG/projections.csv
https://raw.githubusercontent.com/mrc-ide/global-lmic-reports/master/AFG/projections.csv
https://raw.githubusercontent.com/mrc-ide/global-lmic-reports/master/AFG/projections.csv
https://raw.githubusercontent.com/mrc-ide/global-lmic-reports/master/AFG/projections.csv
https://raw.githubusercontent.com/mrc-ide/global-lmic-reports/master/AFG/projections.csv
https://raw.githubusercontent.com/mrc-ide/global-lmic-reports/master/AFG/projections.csv
https://raw.githubusercontent.com/mrc-ide/global-lmic-reports/master/AFG/projections.csv
https://raw.githubusercontent.com/mrc-ide/global-lmic-reports/master/AFG/projections.csv
https://raw.githubusercontent.com/mrc-ide/global-lmic-reports/master/AFG/projections.csv
https://raw.githubusercontent.com/mrc-ide/global-lmic-reports/master/AFG/projections.csv
https://raw.githubusercontent.com/mrc-ide/global-lmic-reports/master/AFG/projections.csv
https://raw.githubusercontent.com/mrc-ide/global-lmic-reports/master/AFG/projections.csv
https://raw.githubusercontent.com/mrc-ide/global-lmic-reports/master/AFG/projections.csv
https://raw.githubusercontent.com/mrc-ide/global-lmic-reports/master/AFG/projections.csv
https://raw.githubusercontent.com/mrc-ide/global-lmic-reports/master/AFG/projections.csv
https://raw.githubusercontent.com/mrc-ide/global-lmic-reports/master/AFG/projections.csv
https://raw.githubusercontent.com/mrc-ide/global-lmic-reports/master/AFG/projections.csv
https://raw.githubusercontent.com/mrc-ide/global-lmic-reports/master/AFG/projections.csv
https://raw.githubusercontent.com/mrc-ide/global-lmic-reports/master/AFG/projections.csv
https://raw.githubusercontent.com/mrc-ide/global-lmic-reports/master/AFG/projections.csv
https://raw.githubusercontent.com/mrc-ide/global-lmic-reports/master/AFG/projections.csv
https://raw.githubusercontent.com/mrc-ide/global-lmic-reports/master/AFG/projections.csv
https://raw.githubusercontent.com/mrc-ide/global-lmic-reports/master/AFG/projections.csv
https://raw.githubusercontent.com/mrc-ide/global-lmic-reports/master/AFG/projections.csv
https://raw.githubusercontent.com/mrc-ide/global-lmic-reports/master/AFG/projections.csv
https://raw.githubusercontent.com/mrc-ide/global-lmic-reports/master/AFG/projections.csv
https://raw.githubusercontent.com/mrc-ide/global-lmic-reports/master/AFG/projections.csv
https://raw.githubusercontent.com/mrc-ide/global-lmic-reports/master/AFG/projections.csv
https://raw.githubusercontent.com/mrc-ide/global-lmic-reports/master/AFG/projections.csv
https://raw.githubusercontent.com/mrc-ide/global-lmic-reports/master/AFG/projections.csv
https://raw.githubusercontent.com/mrc-ide/global-lmic-reports/master/AFG/projections.csv
https://raw.githubusercontent.com/mrc-ide/global-lmic-reports/master/AFG/projections.csv
https://raw.githubusercontent.com/mrc-ide/global-lmic-reports/master/AFG/projections.csv
https://raw.githubusercontent.com/mrc-ide/global-lmic-reports/master/AFG/projections.csv
https://raw.githubusercontent.com/mrc-ide/global-lmic-reports/master/AFG/projections.csv
https://raw.githubusercontent.com/mrc-ide/global-lmic-reports/master/AFG/projections.csv
https://raw.githubusercontent.com/mrc-ide/global-lmic-reports/master/AFG/projections.csv
https://raw.githubusercontent.com/mrc-ide/global-lmic-reports/master/AFG/projections.csv
https://raw.githubusercontent.com/mrc-ide/global-lmic-reports/master/AFG/projections.csv
https://raw.githubusercontent.com/mrc-ide/global-lmic-reports/master/AFG/projections.csv
https://raw.githubusercontent.com/mrc-ide/global-lmic-reports/master/AFG/projections.csv
https://raw.githubusercontent.com/mrc-ide/global-lmic-reports/master/AFG/projections.csv
https://raw.githubusercontent.com/mrc-ide/global-lmic-reports/master/AFG/projections.csv
https://raw.githubusercontent.com/mrc-ide/global-lmic-reports/master/AFG/projections.csv
https://raw.githubusercontent.com/mrc-ide/global-lmic-reports/master/AFG/projections.csv
https://raw.githubusercontent.com/mrc-ide/global-lmic-reports/master/AFG/projections.csv
https://raw.githubusercontent.com/mrc-ide/global-lmic-reports/master/AFG/projections.csv
https://raw.githubusercontent.com/mrc-ide/global-lmic-reports/master/AFG/projections.csv
https://raw.githubusercontent.com/mrc-ide/global-lmic-reports/master/AFG/projections.csv
https://raw.githubusercontent.com/mrc-ide/global-lmic-reports/master/AFG/projections.csv
https://raw.githubusercontent.com/mrc-ide/global-lmic-reports/master/AFG/projections.csv
https://raw.githubusercontent.com/mrc-ide/global-lmic-reports/master/AFG/projections.csv
https://raw.githubusercontent.com/mrc-ide/global-lmic-reports/master/AFG/projections.csv
https://raw.githubusercontent.com/mrc-ide/global-lmic-reports/master/AFG/projections.csv
https://raw.githubusercontent.com/mrc-ide/global-lmic-reports/master/AFG/projections.csv
https://raw.githubusercontent.com/mrc-ide/global-lmic-reports/master/AFG/projections.csv
https://raw.githubusercontent.com/mrc-ide/global-lmic-reports/master/AFG/projections.csv
https://raw.githubusercontent.com/mrc-ide/global-lmic-reports/master/AFG/projections.csv
https://raw.githubusercontent.com/mrc-ide/global-lmic-reports/master/AFG/projections.csv
https://raw.githubusercontent.com/mrc-ide/global-lmic-reports/master/AFG/projections.csv
https://raw.githubusercontent.com/mrc-ide/global-lmic-reports/master/AFG/projections.csv
https://raw.githubusercontent.com/mrc-ide/global-lmic-reports/master/AFG/projections.csv
https://raw.githubusercontent.com/mrc-ide/global-lmic-reports/master/AFG/projections.csv
https://raw.githubusercontent.com/mrc-ide/global-lmic-reports/master/AFG/projections.csv
https://raw.githubusercontent.com/mrc-ide/global-lmic-reports/master/AFG/projections.csv
https://raw.githubusercontent.com/mrc-ide/global-lmic-reports/master/AFG/projections.csv
https://raw.githubusercontent.com/mrc-ide/global-lmic-reports/master/AFG/projections.csv
https://raw.githubusercontent.com/mrc-ide/global-lmic-reports/master/AFG/projections.csv
https://raw.githubusercontent.com/mrc-ide/global-lmic-reports/master/AFG/projections.csv
https://raw.githubusercontent.com/mrc-ide/global-lmic-reports/master/AFG/projections.csv
https://raw.githubusercontent.com/mrc-ide/global-lmic-reports/master/AFG/projections.csv
https://raw.githubusercontent.com/mrc-ide/global-lmic-reports/master/AFG/projections.csv
https://raw.githubusercontent.com/mrc-ide/global-lmic-reports/master/AFG/projections.csv
https://raw.githubusercontent.com/mrc-ide/global-lmic-reports/master/AFG/projections.csv
https://raw.githubusercontent.com/mrc-ide/global-lmic-reports/master/AFG/projections.csv
https://raw.githubusercontent.com/mrc-ide/global-lmic-reports/master/AFG/projections.csv
https://raw.githubusercontent.com/mrc-ide/global-lmic-reports/master/AFG/projections.csv
https://raw.githubusercontent.com/mrc-ide/global-lmic-reports/master/AFG/projections.csv
https://raw.githubusercontent.com/mrc-ide/global-lmic-reports/master/AFG/projections.csv
https://raw.githubusercontent.com/mrc-ide/global-lmic-reports/master/AFG/projections.csv
https://raw.githubusercontent.com/mrc-ide/global-lmic-reports/master/AFG/projections.csv
https://raw.githubusercontent.com/mrc-ide/global-lmic-reports/master/AFG/projections.csv
https://raw.githubusercontent.com/mrc-ide/global-lmic-reports/master/AFG/projections.csv
https://raw.githubusercontent.com/mrc-ide/global-lmic-reports/master/AFG/projections.csv
https://raw.githubusercontent.com/mrc-ide/global-lmic-reports/master/AFG/projections.csv
https://raw.githubusercontent.com/mrc-ide/global-lmic-reports/master/AFG/projections.csv
https://raw.githubusercontent.com/mrc-ide/global-lmic-reports/master/AFG/projections.csv
https://raw.githubusercontent.com/mrc-ide/global-lmic-reports/master/AFG/projections.csv
https://raw.githubusercontent.com/mrc-ide/global-lmic-reports/master/AFG/projections.csv
https://raw.githubusercontent.com/mrc-ide/global-lmic-reports/master/AFG/projections.csv
https://raw.githubusercontent.com/mrc-ide/global-lmic-reports/master/AFG/projections.csv
https://raw.githubusercontent.com/mrc-ide/global-lmic-reports/master/AFG/projections.csv
https://raw.githubusercontent.com/mrc-ide/global-lmic-reports/master/AFG/projections.csv
https://raw.githubusercontent.com/mrc-ide/global-lmic-reports/master/AFG/projections.csv
https://raw.githubusercontent.com/mrc-ide/global-lmic-reports/master/AFG/projections.csv
https://raw.githubusercontent.com/mrc-ide/global-lmic-reports/master/AFG/projections.csv
https://raw.githubusercontent.com/mrc-ide/global-lmic-reports/master/AFG/projections.csv
https://raw.githubusercontent.com/mrc-ide/global-lmic-reports/master/AFG/projections.csv
https://raw.githubusercontent.com/mrc-ide/global-lmic-reports/master/AFG/projections.csv
https://raw.githubusercontent.com/mrc-ide/global-lmic-reports/master/AFG/projections.csv
https://raw.githubusercontent.com/mrc-ide/global-lmic-reports/master/AFG/projections.csv
https://raw.githubusercontent.com/mrc-ide/global-lmic-reports/master/AFG/projections.csv
https://raw.githubusercontent.com/mrc-ide/global-lmic-reports/master/AFG/projections.csv
https://raw.githubusercontent.com/mrc-ide/global-lmic-reports/master/AFG/projections.csv
https://raw.githubusercontent.com/mrc-ide/global-lmic-reports/master/AFG/projections.csv
https://raw.githubusercontent.com/mrc-ide/global-lmic-reports/master/AFG/projections.csv
https://raw.githubusercontent.com/mrc-ide/global-lmic-reports/master/AFG/projections.csv
https://raw.githubusercontent.com/mrc-ide/global-lmic-reports/master/AFG/projections.csv
https://raw.githubusercontent.com/mrc-ide/global-lmic-reports/master/AFG/projections.csv
https://raw.githubusercontent.com/mrc-ide/global-lmic-reports/master/AFG/projections.csv
https://raw.githubusercontent.com/mrc-ide/global-lmic-reports/master/AFG/projections.csv
https://raw.githubusercontent.com/mrc-ide/global-lmic-reports/master/AFG/projections.csv
https://raw.githubusercontent.com/mrc-ide/global-lmic-reports/master/AFG/projections.csv
https://raw.githubusercontent.com/mrc-ide/global-lmic-reports/master/AFG/projections.csv
https://raw.githubusercontent.com/mrc-ide/global-lmic-reports/master/AFG/projections.csv
https://raw.githubusercontent.com/mrc-ide/global-lmic-reports/master/AFG/projections.csv
https://raw.githubusercontent.com/mrc-ide/global-lmic-reports/master/AFG/projections.csv
https://raw.githubusercontent.com/mrc-ide/global-lmic-reports/master/AFG/projections.csv
https://raw.githubusercontent.com/mrc-ide/global-lmic-reports/master/AFG/projections.csv
https://raw.githubusercontent.com/mrc-ide/global-lmic-reports/master/AFG/projections.csv
https://raw.githubusercontent.com/mrc-ide/global-lmic-reports/master/AFG/projections.csv
https://raw.githubusercontent.com/mrc-ide/global-lmic-reports/master/AFG/projections.csv
https://raw.githubusercontent.com/mrc-ide/global-lmic-reports/master/AFG/projections.csv
https://raw.githubusercontent.com/mrc-ide/global-lmic-reports/master/AFG/projections.csv
https://raw.githubusercontent.com/mrc-ide/global-lmic-reports/master/AFG/projections.csv
https://raw.githubusercontent.com/mrc-ide/global-lmic-reports/master/AFG/projections.csv
https://raw.githubusercontent.com/mrc-ide/global-lmic-reports/master/AFG/projections.csv
https://raw.githubusercontent.com/mrc-ide/global-lmic-reports/master/AFG/projections.csv
https://raw.githubusercontent.com/mrc-ide/global-lmic-reports/master/AFG/projections.csv
https://raw.githubusercontent.com/mrc-ide/global-lmic-reports/master/AFG/projections.csv
https://raw.githubusercontent.com/mrc-ide/global-lmic-reports/master/AFG/projections.csv
https://raw.githubusercontent.com/mrc-ide/global-lmic-reports/master/AFG/projections.csv
https://raw.githubusercontent.com/mrc-ide/global-lmic-reports/master/AFG/projections.csv
https://raw.githubusercontent.com/mrc-ide/global-lmic-reports/master/AFG/projections.csv
https://raw.githubusercontent.com/mrc-ide/global-lmic-reports/master/AFG/projections.csv
https://raw.githubusercontent.com/mrc-ide/global-lmic-reports/master/AFG/projections.csv
https://raw.githubusercontent.com/mrc-ide/global-lmic-reports/master/AFG/projections.csv
https://raw.githubusercontent.com/mrc-ide/global-lmic-reports/master/AFG/projections.csv
https://raw.githubusercontent.com/mrc-ide/global-lmic-reports/master/AFG/projections.csv
https://raw.githubusercontent.com/mrc-ide/global-lmic-reports/master/AFG/projections.csv
https://raw.githubusercontent.com/mrc-ide/global-lmic-reports/master/AFG/projections.csv
https://raw.githubusercontent.com/mrc-ide/global-lmic-reports/master/AFG/projections.csv
https://raw.githubusercontent.com/mrc-ide/global-lmic-reports/master/AFG/projections.csv
https://raw.githubusercontent.com/mrc-ide/global-lmic-reports/master/AFG/projections.csv
https://raw.githubusercontent.com/mrc-ide/global-lmic-reports/master/AFG/projections.csv
https://raw.githubusercontent.com/mrc-ide/global-lmic-reports/master/AFG/projections.csv
https://raw.githubusercontent.com/mrc-ide/global-lmic-reports/master/AFG/projections.csv
https://raw.githubusercontent.com/mrc-ide/global-lmic-reports/master/AFG/projections.csv
https://raw.githubusercontent.com/mrc-ide/global-lmic-reports/master/AFG/projections.csv
https://raw.githubusercontent.com/mrc-ide/global-lmic-reports/master/AFG/projections.csv
https://raw.githubusercontent.com/mrc-ide/global-lmic-reports/master/AFG/projections.csv
https://raw.githubusercontent.com/mrc-ide/global-lmic-reports/master/AFG/projections.csv
https://raw.githubusercontent.com/mrc-ide/global-lmic-reports/master/AFG/projections.csv
https://raw.githubusercontent.com/mrc-ide/global-lmic-reports/master/AFG/projections.csv
https://raw.githubusercontent.com/mrc-ide/global-lmic-reports/master/AFG/projections.csv
https://raw.githubusercontent.com/mrc-ide/global-lmic-reports/master/AFG/projections.csv
https://raw.githubusercontent.com/mrc-ide/global-lmic-reports/master/AFG/projections.csv
https://raw.githubusercontent.com/mrc-ide/global-lmic-reports/master/AFG/projections.csv
https://raw.githubusercontent.com/mrc-ide/global-lmic-reports/master/AFG/projections.csv
https://raw.githubusercontent.com/mrc-ide/global-lmic-reports/master/AFG/projections.csv
https://raw.githubusercontent.com/mrc-ide/global-lmic-reports/master/AFG/projections.csv
https://raw.githubusercontent.com/mrc-ide/global-lmic-reports/master/AFG/projections.csv
https://raw.githubusercontent.com/mrc-ide/global-lmic-reports/master/AFG/projections.csv
https://raw.githubusercontent.com/mrc-ide/global-lmic-reports/master/AFG/projections.csv
https://raw.githubusercontent.com/mrc-ide/global-lmic-reports/master/AFG/projections.csv
https://raw.githubusercontent.com/mrc-ide/global-lmic-reports/master/AFG/projections.csv
https://raw.githubusercontent.com/mrc-ide/global-lmic-reports/master/AFG/projections.csv
https://raw.githubusercontent.com/mrc-ide/global-lmic-reports/master/AFG/projections.csv
https://raw.githubusercontent.com/mrc-ide/global-lmic-reports/master/AFG/projections.csv
https://raw.githubusercontent.com/mrc-ide/global-lmic-reports/master/AFG/projections.csv
https://raw.githubusercontent.com/mrc-ide/global-lmic-reports/master/AFG/projections.csv
https://raw.githubusercontent.com/mrc-ide/global-lmic-reports/master/AFG/projections.csv
https://raw.githubusercontent.com/mrc-ide/global-lmic-reports/master/AFG/projections.csv
https://raw.githubusercontent.com/mrc-ide/global-lmic-reports/master/AFG/projections.csv
https://raw.githubusercontent.com/mrc-ide/global-lmic-reports/master/AFG/projections.csv
https://raw.githubusercontent.com/mrc-ide/global-lmic-reports/master/AFG/projections.csv
https://raw.githubusercontent.com/mrc-ide/global-lmic-reports/master/AFG/projections.csv
https://raw.githubusercontent.com/mrc-ide/global-lmic-reports/master/AFG/projections.csv
https://raw.githubusercontent.com/mrc-ide/global-lmic-reports/master/AFG/projections.csv
https://raw.githubusercontent.com/mrc-ide/global-lmic-reports/master/AFG/projections.csv
https://raw.githubusercontent.com/mrc-ide/global-lmic-reports/master/AFG/projections.csv
https://raw.githubusercontent.com/mrc-ide/global-lmic-reports/master/AFG/projections.csv
https://raw.githubusercontent.com/mrc-ide/global-lmic-reports/master/AFG/projections.csv
https://raw.githubusercontent.com/mrc-ide/global-lmic-reports/master/AFG/projections.csv
https://raw.githubusercontent.com/mrc-ide/global-lmic-reports/master/AFG/projections.csv
https://raw.githubusercontent.com/mrc-ide/global-lmic-reports/master/AFG/projections.csv
https://raw.githubusercontent.com/mrc-ide/global-lmic-reports/master/AFG/projections.csv
https://raw.githubusercontent.com/mrc-ide/global-lmic-reports/master/AFG/projections.csv
https://raw.githubusercontent.com/mrc-ide/global-lmic-reports/master/AFG/projections.csv
https://raw.githubusercontent.com/mrc-ide/global-lmic-reports/master/AFG/projections.csv
https://raw.githubusercontent.com/mrc-ide/global-lmic-reports/master/AFG/projections.csv
https://raw.githubusercontent.com/mrc-ide/global-lmic-reports/master/AFG/projections.csv
https://raw.githubusercontent.com/mrc-ide/global-lmic-reports/master/AFG/projections.csv
https://raw.githubusercontent.com/mrc-ide/global-lmic-reports/master/AFG/projections.csv
https://raw.githubusercontent.com/mrc-ide/global-lmic-reports/master/AFG/projections.csv
https://raw.githubusercontent.com/mrc-ide/global-lmic-reports/master/AFG/projections.csv
https://raw.githubusercontent.com/mrc-ide/global-lmic-reports/master/AFG/projections.csv
https://raw.githubusercontent.com/mrc-ide/global-lmic-reports/master/AFG/projections.csv
https://raw.githubusercontent.com/mrc-ide/global-lmic-reports/master/AFG/projections.csv
https://raw.githubusercontent.com/mrc-ide/global-lmic-reports/master/AFG/projections.csv
https://raw.githubusercontent.com/mrc-ide/global-lmic-reports/master/AFG/projections.csv
https://raw.githubusercontent.com/mrc-ide/global-lmic-reports/master/AFG/projections.csv
https://raw.githubusercontent.com/mrc-ide/global-lmic-reports/master/AFG/projections.csv
https://raw.githubusercontent.com/mrc-ide/global-lmic-reports/master/AFG/projections.csv
https://raw.githubusercontent.com/mrc-ide/global-lmic-reports/master/AFG/projections.csv
https://raw.githubusercontent.com/mrc-ide/global-lmic-reports/master/AFG/projections.csv
https://raw.githubusercontent.com/mrc-ide/global-lmic-reports/master/AFG/projections.csv
https://raw.githubusercontent.com/mrc-ide/global-lmic-reports/master/AFG/projections.csv
https://raw.githubusercontent.com/mrc-ide/global-lmic-reports/master/AFG/projections.csv
https://raw.githubusercontent.com/mrc-ide/global-lmic-reports/master/AFG/projections.csv
https://raw.githubusercontent.com/mrc-ide/global-lmic-reports/master/AFG/projections.csv
https://raw.githubusercontent.com/mrc-ide/global-lmic-reports/master/AFG/projections.csv
https://raw.githubusercontent.com/mrc-ide/global-lmic-reports/master/AFG/projections.csv
https://raw.githubusercontent.com/mrc-ide/global-lmic-reports/master/AFG/projections.csv
https://raw.githubusercontent.com/mrc-ide/global-lmic-reports/master/AFG/projections.csv
https://raw.githubusercontent.com/mrc-ide/global-lmic-reports/master/AFG/projections.csv
https://raw.githubusercontent.com/mrc-ide/global-lmic-reports/master/AFG/projections.csv
https://raw.githubusercontent.com/mrc-ide/global-lmic-reports/master/AFG/projections.csv
https://raw.githubusercontent.com/mrc-ide/global-lmic-reports/master/AFG/projections.csv
https://raw.githubusercontent.com/mrc-ide/global-lmic-reports/master/AFG/projections.csv
https://raw.githubusercontent.com/mrc-ide/global-lmic-reports/master/AFG/projections.csv
https://raw.githubusercontent.com/mrc-ide/global-lmic-reports/master/AFG/projections.csv
https://raw.githubusercontent.com/mrc-ide/global-lmic-reports/master/AFG/projections.csv
https://raw.githubusercontent.com/mrc-ide/global-lmic-reports/master/AFG/projections.csv
https://raw.githubusercontent.com/mrc-ide/global-lmic-reports/master/AFG/projections.csv
https://raw.githubusercontent.com/mrc-ide/global-lmic-reports/master/AFG/projections.csv
https://raw.githubusercontent.com/mrc-ide/global-lmic-reports/master/AFG/projections.csv
https://raw.githubusercontent.com/mrc-ide/global-lmic-reports/master/AFG/projections.csv
https://raw.githubusercontent.com/mrc-ide/global-lmic-reports/master/AFG/projections.csv
https://raw.githubusercontent.com/mrc-ide/global-lmic-reports/master/AFG/projections.csv
https://raw.githubusercontent.com/mrc-ide/global-lmic-reports/master/AFG/projections.csv
https://raw.githubusercontent.com/mrc-ide/global-lmic-reports/master/AFG/projections.csv
https://raw.githubusercontent.com/mrc-ide/global-lmic-reports/master/AFG/projections.csv
https://raw.githubusercontent.com/mrc-ide/global-lmic-reports/master/AFG/projections.csv
https://raw.githubusercontent.com/mrc-ide/global-lmic-reports/master/AFG/projections.csv
https://raw.githubusercontent.com/mrc-ide/global-lmic-reports/master/AFG/projections.csv
https://raw.githubusercontent.com/mrc-ide/global-lmic-reports/master/AFG/projections.csv
https://raw.githubusercontent.com/mrc-ide/global-lmic-reports/master/AFG/projections.csv
https://raw.githubusercontent.com/mrc-ide/global-lmic-reports/master/AFG/projections.csv
https://raw.githubusercontent.com/mrc-ide/global-lmic-reports/master/AFG/projections.csv
https://raw.githubusercontent.com/mrc-ide/global-lmic-reports/master/AFG/projections.csv
https://raw.githubusercontent.com/mrc-ide/global-lmic-reports/master/AFG/projections.csv
https://raw.githubusercontent.com/mrc-ide/global-lmic-reports/master/AFG/projections.csv
https://raw.githubusercontent.com/mrc-ide/global-lmic-reports/master/AFG/projections.csv
https://raw.githubusercontent.com/mrc-ide/global-lmic-reports/master/AFG/projections.csv
https://raw.githubusercontent.com/mrc-ide/global-lmic-reports/master/AFG/projections.csv
https://raw.githubusercontent.com/mrc-ide/global-lmic-reports/master/AFG/projections.csv
https://raw.githubusercontent.com/mrc-ide/global-lmic-reports/master/AFG/projections.csv
https://raw.githubusercontent.com/mrc-ide/global-lmic-reports/master/AFG/projections.csv
https://raw.githubusercontent.com/mrc-ide/global-lmic-reports/master/AFG/projections.csv
https://raw.githubusercontent.com/mrc-ide/global-lmic-reports/master/AFG/projections.csv
https://raw.githubusercontent.com/mrc-ide/global-lmic-reports/master/AFG/projections.csv
https://raw.githubusercontent.com/mrc-ide/global-lmic-reports/master/AFG/projections.csv
https://raw.githubusercontent.com/mrc-ide/global-lmic-reports/master/AFG/projections.csv
https://raw.githubusercontent.com/mrc-ide/global-lmic-reports/master/AFG/projections.csv
https://raw.githubusercontent.com/mrc-ide/global-lmic-reports/master/AFG/projections.csv
https://raw.githubusercontent.com/mrc-ide/global-lmic-reports/master/AFG/projections.csv
https://raw.githubusercontent.com/mrc-ide/global-lmic-reports/master/AFG/projections.csv
https://raw.githubusercontent.com/mrc-ide/global-lmic-reports/master/AFG/projections.csv
https://raw.githubusercontent.com/mrc-ide/global-lmic-reports/master/AFG/projections.csv
https://raw.githubusercontent.com/mrc-ide/global-lmic-reports/master/AFG/projections.csv
https://raw.githubusercontent.com/mrc-ide/global-lmic-reports/master/AFG/projections.csv
https://raw.githubusercontent.com/mrc-ide/global-lmic-reports/master/AFG/projections.csv
https://raw.githubusercontent.com/mrc-ide/global-lmic-reports/master/AFG/projections.csv
https://raw.githubusercontent.com/mrc-ide/global-lmic-reports/master/AFG/projections.csv
https://raw.githubusercontent.com/mrc-ide/global-lmic-reports/master/AFG/projections.csv
https://raw.githubusercontent.com/mrc-ide/global-lmic-reports/master/AFG/projections.csv
https://raw.githubusercontent.com/mrc-ide/global-lmic-reports/master/AFG/projections.csv
https://raw.githubusercontent.com/mrc-ide/global-lmic-reports/master/AFG/projections.csv
https://raw.githubusercontent.com/mrc-ide/global-lmic-reports/master/AFG/projections.csv
https://raw.githubusercontent.com/mrc-ide/global-lmic-reports/master/AFG/projections.csv
https://raw.githubusercontent.com/mrc-ide/global-lmic-reports/master/AFG/projections.csv
https://raw.githubusercontent.com/mrc-ide/global-lmic-reports/master/AFG/projections.csv
https://raw.githubusercontent.com/mrc-ide/global-lmic-reports/master/AFG/projections.csv
https://raw.githubusercontent.com/mrc-ide/global-lmic-reports/master/AFG/projections.csv
https://raw.githubusercontent.com/mrc-ide/global-lmic-reports/master/AFG/projections.csv
https://raw.githubusercontent.com/mrc-ide/global-lmic-reports/master/AFG/projections.csv
https://raw.githubusercontent.com/mrc-ide/global-lmic-reports/master/AFG/projections.csv
https://raw.githubusercontent.com/mrc-ide/global-lmic-reports/master/AFG/projections.csv
https://raw.githubusercontent.com/mrc-ide/global-lmic-reports/master/AFG/projections.csv
https://raw.githubusercontent.com/mrc-ide/global-lmic-reports/master/AFG/projections.csv
https://raw.githubusercontent.com/mrc-ide/global-lmic-reports/master/AFG/projections.csv
https://raw.githubusercontent.com/mrc-ide/global-lmic-reports/master/AFG/projections.csv
https://raw.githubusercontent.com/mrc-ide/global-lmic-reports/master/AFG/projections.csv
https://raw.githubusercontent.com/mrc-ide/global-lmic-reports/master/AFG/projections.csv
https://raw.githubusercontent.com/mrc-ide/global-lmic-reports/master/AFG/projections.csv
https://raw.githubusercontent.com/mrc-ide/global-lmic-reports/master/AFG/projections.csv
https://raw.githubusercontent.com/mrc-ide/global-lmic-reports/master/AFG/projections.csv
https://raw.githubusercontent.com/mrc-ide/global-lmic-reports/master/AFG/projections.csv
https://raw.githubusercontent.com/mrc-ide/global-lmic-reports/master/AFG/projections.csv
https://raw.githubusercontent.com/mrc-ide/global-lmic-reports/master/AFG/projections.csv
https://raw.githubusercontent.com/mrc-ide/global-lmic-reports/master/AFG/projections.csv
https://raw.githubusercontent.com/mrc-ide/global-lmic-reports/master/AFG/projections.csv
https://raw.githubusercontent.com/mrc-ide/global-lmic-reports/master/AFG/projections.csv
https://raw.githubusercontent.com/mrc-ide/global-lmic-reports/master/AFG/projections.csv
https://raw.githubusercontent.com/mrc-ide/global-lmic-reports/master/AFG/projections.csv
https://raw.githubusercontent.com/mrc-ide/global-lmic-reports/master/AFG/projections.csv
https://raw.githubusercontent.com/mrc-ide/global-lmic-reports/master/AFG/projections.csv
https://raw.githubusercontent.com/mrc-ide/global-lmic-reports/master/AFG/projections.csv
https://raw.githubusercontent.com/mrc-ide/global-lmic-reports/master/AFG/projections.csv
https://raw.githubusercontent.com/mrc-ide/global-lmic-reports/master/AFG/projections.csv
https://raw.githubusercontent.com/mrc-ide/global-lmic-reports/master/AFG/projections.csv
https://raw.githubusercontent.com/mrc-ide/global-lmic-reports/master/AFG/projections.csv
https://raw.githubusercontent.com/mrc-ide/global-lmic-reports/master/AFG/projections.csv
https://raw.githubusercontent.com/mrc-ide/global-lmic-reports/master/AFG/projections.csv
https://raw.githubusercontent.com/mrc-ide/global-lmic-reports/master/AFG/projections.csv
https://raw.githubusercontent.com/mrc-ide/global-lmic-reports/master/AFG/projections.csv
https://raw.githubusercontent.com/mrc-ide/global-lmic-reports/master/AFG/projections.csv
https://raw.githubusercontent.com/mrc-ide/global-lmic-reports/master/AFG/projections.csv
https://raw.githubusercontent.com/mrc-ide/global-lmic-reports/master/AFG/projections.csv
https://raw.githubusercontent.com/mrc-ide/global-lmic-reports/master/AFG/projections.csv
https://raw.githubusercontent.com/mrc-ide/global-lmic-reports/master/AFG/projections.csv
https://raw.githubusercontent.com/mrc-ide/global-lmic-reports/master/AFG/projections.csv
https://raw.githubusercontent.com/mrc-ide/global-lmic-reports/master/AFG/projections.csv
https://raw.githubusercontent.com/mrc-ide/global-lmic-reports/master/AFG/projections.csv
https://raw.githubusercontent.com/mrc-ide/global-lmic-reports/master/AFG/projections.csv
https://raw.githubusercontent.com/mrc-ide/global-lmic-reports/master/AFG/projections.csv
https://raw.githubusercontent.com/mrc-ide/global-lmic-reports/master/AFG/projections.csv
https://raw.githubusercontent.com/mrc-ide/global-lmic-reports/master/AFG/projections.csv
https://raw.githubusercontent.com/mrc-ide/global-lmic-reports/master/AFG/projections.csv
https://raw.githubusercontent.com/mrc-ide/global-lmic-reports/master/AFG/projections.csv
https://raw.githubusercontent.com/mrc-ide/global-lmic-reports/master/AFG/projections.csv
https://raw.githubusercontent.com/mrc-ide/global-lmic-reports/master/AFG/projections.csv
https://raw.githubusercontent.com/mrc-ide/global-lmic-reports/master/AFG/projections.csv
https://raw.githubusercontent.com/mrc-ide/global-lmic-reports/master/AFG/projections.csv
https://raw.githubusercontent.com/mrc-ide/global-lmic-reports/master/AFG/projections.csv
https://raw.githubusercontent.com/mrc-ide/global-lmic-reports/master/AFG/projections.csv
https://raw.githubusercontent.com/mrc-ide/global-lmic-reports/master/AFG/projections.csv
https://raw.githubusercontent.com/mrc-ide/global-lmic-reports/master/AFG/projections.csv
https://raw.githubusercontent.com/mrc-ide/global-lmic-reports/master/AFG/projections.csv
https://raw.githubusercontent.com/mrc-ide/global-lmic-reports/master/AFG/projections.csv
https://raw.githubusercontent.com/mrc-ide/global-lmic-reports/master/AFG/projections.csv
https://raw.githubusercontent.com/mrc-ide/global-lmic-reports/master/AFG/projections.csv
https://raw.githubusercontent.com/mrc-ide/global-lmic-reports/master/AFG/projections.csv
https://raw.githubusercontent.com/mrc-ide/global-lmic-reports/master/AFG/projections.csv
https://raw.githubusercontent.com/mrc-ide/global-lmic-reports/master/AFG/projections.csv
https://raw.githubusercontent.com/mrc-ide/global-lmic-reports/master/AFG/projections.csv
https://raw.githubusercontent.com/mrc-ide/global-lmic-reports/master/AFG/projections.csv
https://raw.githubusercontent.com/mrc-ide/global-lmic-reports/master/AFG/projections.csv
https://raw.githubusercontent.com/mrc-ide/global-lmic-reports/master/AFG/projections.csv
https://raw.githubusercontent.com/mrc-ide/global-lmic-reports/master/AFG/projections.csv
https://raw.githubusercontent.com/mrc-ide/global-lmic-reports/master/AFG/projections.csv
https://raw.githubusercontent.com/mrc-ide/global-lmic-reports/master/AFG/projections.csv
https://raw.githubusercontent.com/mrc-ide/global-lmic-reports/master/AFG/projections.csv
https://raw.githubusercontent.com/mrc-ide/global-lmic-reports/master/AFG/projections.csv
https://raw.githubusercontent.com/mrc-ide/global-lmic-reports/master/AFG/projections.csv
https://raw.githubusercontent.com/mrc-ide/global-lmic-reports/master/AFG/projections.csv
https://raw.githubusercontent.com/mrc-ide/global-lmic-reports/master/AFG/projections.csv
https://raw.githubusercontent.com/mrc-ide/global-lmic-reports/master/AFG/projections.csv
https://raw.githubusercontent.com/mrc-ide/global-lmic-reports/master/AFG/projections.csv
https://raw.githubusercontent.com/mrc-ide/global-lmic-reports/master/AFG/projections.csv
https://raw.githubusercontent.com/mrc-ide/global-lmic-reports/master/AFG/projections.csv
https://raw.githubusercontent.com/mrc-ide/global-lmic-reports/master/AFG/projections.csv
https://raw.githubusercontent.com/mrc-ide/global-lmic-reports/master/AFG/projections.csv
https://raw.githubusercontent.com/mrc-ide/global-lmic-reports/master/AFG/projections.csv
https://raw.githubusercontent.com/mrc-ide/global-lmic-reports/master/AFG/projections.csv
https://raw.githubusercontent.com/mrc-ide/global-lmic-reports/master/AFG/projections.csv
https://raw.githubusercontent.com/mrc-ide/global-lmic-reports/master/AFG/projections.csv
https://raw.githubusercontent.com/mrc-ide/global-lmic-reports/master/AFG/projections.csv
https://raw.githubusercontent.com/mrc-ide/global-lmic-reports/master/AFG/projections.csv
https://raw.githubusercontent.com/mrc-ide/global-lmic-reports/master/AFG/projections.csv
https://raw.githubusercontent.com/mrc-ide/global-lmic-reports/master/AFG/projections.csv
https://raw.githubusercontent.com/mrc-ide/global-lmic-reports/master/AFG/projections.csv
https://raw.githubusercontent.com/mrc-ide/global-lmic-reports/master/AFG/projections.csv
https://raw.githubusercontent.com/mrc-ide/global-lmic-reports/master/AFG/projections.csv
https://raw.githubusercontent.com/mrc-ide/global-lmic-reports/master/AFG/projections.csv
https://raw.githubusercontent.com/mrc-ide/global-lmic-reports/master/AFG/projections.csv
https://raw.githubusercontent.com/mrc-ide/global-lmic-reports/master/AFG/projections.csv
https://raw.githubusercontent.com/mrc-ide/global-lmic-reports/master/AFG/projections.csv
https://raw.githubusercontent.com/mrc-ide/global-lmic-reports/master/AFG/projections.csv
https://raw.githubusercontent.com/mrc-ide/global-lmic-reports/master/AFG/projections.csv
https://raw.githubusercontent.com/mrc-ide/global-lmic-reports/master/AFG/projections.csv
https://raw.githubusercontent.com/mrc-ide/global-lmic-reports/master/AFG/projections.csv
https://raw.githubusercontent.com/mrc-ide/global-lmic-reports/master/AFG/projections.csv
https://raw.githubusercontent.com/mrc-ide/global-lmic-reports/master/AFG/projections.csv
https://raw.githubusercontent.com/mrc-ide/global-lmic-reports/master/AFG/projections.csv
https://raw.githubusercontent.com/mrc-ide/global-lmic-reports/master/AFG/projections.csv
https://raw.githubusercontent.com/mrc-ide/global-lmic-reports/master/AFG/projections.csv
https://raw.githubusercontent.com/mrc-ide/global-lmic-reports/master/AFG/projections.csv
https://raw.githubusercontent.com/mrc-ide/global-lmic-reports/master/AFG/projections.csv
https://raw.githubusercontent.com/mrc-ide/global-lmic-reports/master/AFG/projections.csv
https://raw.githubusercontent.com/mrc-ide/global-lmic-reports/master/AFG/projections.csv
https://raw.githubusercontent.com/mrc-ide/global-lmic-reports/master/AFG/projections.csv
https://raw.githubusercontent.com/mrc-ide/global-lmic-reports/master/AFG/projections.csv
https://raw.githubusercontent.com/mrc-ide/global-lmic-reports/master/AFG/projections.csv
https://raw.githubusercontent.com/mrc-ide/global-lmic-reports/master/AFG/projections.csv
https://raw.githubusercontent.com/mrc-ide/global-lmic-reports/master/AFG/projections.csv
https://raw.githubusercontent.com/mrc-ide/global-lmic-reports/master/AFG/projections.csv
https://raw.githubusercontent.com/mrc-ide/global-lmic-reports/master/AFG/projections.csv
https://raw.githubusercontent.com/mrc-ide/global-lmic-reports/master/AFG/projections.csv
https://raw.githubusercontent.com/mrc-ide/global-lmic-reports/master/AFG/projections.csv
https://raw.githubusercontent.com/mrc-ide/global-lmic-reports/master/AFG/projections.csv
https://raw.githubusercontent.com/mrc-ide/global-lmic-reports/master/AFG/projections.csv
https://raw.githubusercontent.com/mrc-ide/global-lmic-reports/master/AFG/projections.csv
https://raw.githubusercontent.com/mrc-ide/global-lmic-reports/master/AFG/projections.csv
https://raw.githubusercontent.com/mrc-ide/global-lmic-reports/master/AFG/projections.csv
https://raw.githubusercontent.com/mrc-ide/global-lmic-reports/master/AFG/projections.csv
https://raw.githubusercontent.com/mrc-ide/global-lmic-reports/master/AFG/projections.csv
https://raw.githubusercontent.com/mrc-ide/global-lmic-reports/master/AFG/projections.csv
https://raw.githubusercontent.com/mrc-ide/global-lmic-reports/master/AFG/projections.csv
https://raw.githubusercontent.com/mrc-ide/global-lmic-reports/master/AFG/projections.csv
https://raw.githubusercontent.com/mrc-ide/global-lmic-reports/master/AFG/projections.csv
https://raw.githubusercontent.com/mrc-ide/global-lmic-reports/master/AFG/projections.csv
https://raw.githubusercontent.com/mrc-ide/global-lmic-reports/master/AFG/projections.csv
https://raw.githubusercontent.com/mrc-ide/global-lmic-reports/master/AFG/projections.csv
https://raw.githubusercontent.com/mrc-ide/global-lmic-reports/master/AFG/projections.csv
https://raw.githubusercontent.com/mrc-ide/global-lmic-reports/master/AFG/projections.csv
https://raw.githubusercontent.com/mrc-ide/global-lmic-reports/master/AFG/projections.csv
https://raw.githubusercontent.com/mrc-ide/global-lmic-reports/master/AFG/projections.csv
https://raw.githubusercontent.com/mrc-ide/global-lmic-reports/master/AFG/projections.csv
https://raw.githubusercontent.com/mrc-ide/global-lmic-reports/master/AFG/projections.csv
https://raw.githubusercontent.com/mrc-ide/global-lmic-reports/master/AFG/projections.csv
https://raw.githubusercontent.com/mrc-ide/global-lmic-reports/master/AFG/projections.csv
https://raw.githubusercontent.com/mrc-ide/global-lmic-reports/master/AFG/projections.csv
https://raw.githubusercontent.com/mrc-ide/global-lmic-reports/master/AFG/projections.csv
https://raw.githubusercontent.com/mrc-ide/global-lmic-reports/master/AFG/projections.csv
https://raw.githubusercontent.com/mrc-ide/global-lmic-reports/master/AFG/projections.csv
https://raw.githubusercontent.com/mrc-ide/global-lmic-reports/master/AFG/projections.csv
https://raw.githubusercontent.com/mrc-ide/global-lmic-reports/master/AFG/projections.csv
https://raw.githubusercontent.com/mrc-ide/global-lmic-reports/master/AFG/projections.csv
https://raw.githubusercontent.com/mrc-ide/global-lmic-reports/master/AFG/projections.csv
https://raw.githubusercontent.com/mrc-ide/global-lmic-reports/master/AFG/projections.csv
https://raw.githubusercontent.com/mrc-ide/global-lmic-reports/master/AFG/projections.csv
https://raw.githubusercontent.com/mrc-ide/global-lmic-reports/master/AFG/projections.csv
https://raw.githubusercontent.com/mrc-ide/global-lmic-reports/master/AFG/projections.csv
https://raw.githubusercontent.com/mrc-ide/global-lmic-reports/master/AFG/projections.csv
https://raw.githubusercontent.com/mrc-ide/global-lmic-reports/master/AFG/projections.csv
https://raw.githubusercontent.com/mrc-ide/global-lmic-reports/master/AFG/projections.csv
https://raw.githubusercontent.com/mrc-ide/global-lmic-reports/master/AFG/projections.csv
https://raw.githubusercontent.com/mrc-ide/global-lmic-reports/master/AFG/projections.csv
https://raw.githubusercontent.com/mrc-ide/global-lmic-reports/master/AFG/projections.csv
https://raw.githubusercontent.com/mrc-ide/global-lmic-reports/master/AFG/projections.csv
https://raw.githubusercontent.com/mrc-ide/global-lmic-reports/master/AFG/projections.csv
https://raw.githubusercontent.com/mrc-ide/global-lmic-reports/master/AFG/projections.csv
https://raw.githubusercontent.com/mrc-ide/global-lmic-reports/master/AFG/projections.csv
https://raw.githubusercontent.com/mrc-ide/global-lmic-reports/master/AFG/projections.csv
https://raw.githubusercontent.com/mrc-ide/global-lmic-reports/master/AFG/projections.csv
https://raw.githubusercontent.com/mrc-ide/global-lmic-reports/master/AFG/projections.csv
https://raw.githubusercontent.com/mrc-ide/global-lmic-reports/master/AFG/projections.csv
https://raw.githubusercontent.com/mrc-ide/global-lmic-reports/master/AFG/projections.csv
https://raw.githubusercontent.com/mrc-ide/global-lmic-reports/master/AFG/projections.csv
https://raw.githubusercontent.com/mrc-ide/global-lmic-reports/master/AFG/projections.csv
https://raw.githubusercontent.com/mrc-ide/global-lmic-reports/master/AFG/projections.csv
https://raw.githubusercontent.com/mrc-ide/global-lmic-reports/master/AFG/projections.csv
https://raw.githubusercontent.com/mrc-ide/global-lmic-reports/master/AFG/projections.csv
https://raw.githubusercontent.com/mrc-ide/global-lmic-reports/master/AFG/projections.csv
https://raw.githubusercontent.com/mrc-ide/global-lmic-reports/master/AFG/projections.csv
https://raw.githubusercontent.com/mrc-ide/global-lmic-reports/master/AFG/projections.csv
https://raw.githubusercontent.com/mrc-ide/global-lmic-reports/master/AFG/projections.csv
https://raw.githubusercontent.com/mrc-ide/global-lmic-reports/master/AFG/projections.csv
https://raw.githubusercontent.com/mrc-ide/global-lmic-reports/master/AFG/projections.csv
https://raw.githubusercontent.com/mrc-ide/global-lmic-reports/master/AFG/projections.csv
https://raw.githubusercontent.com/mrc-ide/global-lmic-reports/master/AFG/projections.csv
https://raw.githubusercontent.com/mrc-ide/global-lmic-reports/master/AFG/projections.csv
https://raw.githubusercontent.com/mrc-ide/global-lmic-reports/master/AFG/projections.csv
https://raw.githubusercontent.com/mrc-ide/global-lmic-reports/master/AFG/projections.csv
https://raw.githubusercontent.com/mrc-ide/global-lmic-reports/master/AFG/projections.csv
https://raw.githubusercontent.com/mrc-ide/global-lmic-reports/master/AFG/projections.csv
https://raw.githubusercontent.com/mrc-ide/global-lmic-reports/master/AFG/projections.csv
https://raw.githubusercontent.com/mrc-ide/global-lmic-reports/master/AFG/projections.csv
https://raw.githubusercontent.com/mrc-ide/global-lmic-reports/master/AFG/projections.csv
https://raw.githubusercontent.com/mrc-ide/global-lmic-reports/master/AFG/projections.csv
https://raw.githubusercontent.com/mrc-ide/global-lmic-reports/master/AFG/projections.csv
https://raw.githubusercontent.com/mrc-ide/global-lmic-reports/master/AFG/projections.csv
https://raw.githubusercontent.com/mrc-ide/global-lmic-reports/master/AFG/projections.csv
https://raw.githubusercontent.com/mrc-ide/global-lmic-reports/master/AFG/projections.csv
https://raw.githubusercontent.com/mrc-ide/global-lmic-reports/master/AFG/projections.csv
https://raw.githubusercontent.com/mrc-ide/global-lmic-reports/master/AFG/projections.csv
https://raw.githubusercontent.com/mrc-ide/global-lmic-reports/master/AFG/projections.csv
https://raw.githubusercontent.com/mrc-ide/global-lmic-reports/master/AFG/projections.csv
https://raw.githubusercontent.com/mrc-ide/global-lmic-reports/master/AFG/projections.csv
https://raw.githubusercontent.com/mrc-ide/global-lmic-reports/master/AFG/projections.csv
https://raw.githubusercontent.com/mrc-ide/global-lmic-reports/master/AFG/projections.csv
https://raw.githubusercontent.com/mrc-ide/global-lmic-reports/master/AFG/projections.csv
https://raw.githubusercontent.com/mrc-ide/global-lmic-reports/master/AFG/projections.csv
https://raw.githubusercontent.com/mrc-ide/global-lmic-reports/master/AFG/projections.csv
https://raw.githubusercontent.com/mrc-ide/global-lmic-reports/master/AFG/projections.csv
https://raw.githubusercontent.com/mrc-ide/global-lmic-reports/master/AFG/projections.csv
https://raw.githubusercontent.com/mrc-ide/global-lmic-reports/master/AFG/projections.csv
https://raw.githubusercontent.com/mrc-ide/global-lmic-reports/master/AFG/projections.csv
https://raw.githubusercontent.com/mrc-ide/global-lmic-reports/master/AFG/projections.csv
https://raw.githubusercontent.com/mrc-ide/global-lmic-reports/master/AFG/projections.csv
https://raw.githubusercontent.com/mrc-ide/global-lmic-reports/master/AFG/projections.csv
https://raw.githubusercontent.com/mrc-ide/global-lmic-reports/master/AFG/projections.csv
https://raw.githubusercontent.com/mrc-ide/global-lmic-reports/master/AFG/projections.csv
https://raw.githubusercontent.com/mrc-ide/global-lmic-reports/master/AFG/projections.csv
https://raw.githubusercontent.com/mrc-ide/global-lmic-reports/master/AFG/projections.csv
https://raw.githubusercontent.com/mrc-ide/global-lmic-reports/master/AFG/projections.csv
https://raw.githubusercontent.com/mrc-ide/global-lmic-reports/master/AFG/projections.csv
https://raw.githubusercontent.com/mrc-ide/global-lmic-reports/master/AFG/projections.csv
https://raw.githubusercontent.com/mrc-ide/global-lmic-reports/master/AFG/projections.csv
https://raw.githubusercontent.com/mrc-ide/global-lmic-reports/master/AFG/projections.csv
https://raw.githubusercontent.com/mrc-ide/global-lmic-reports/master/AFG/projections.csv
https://raw.githubusercontent.com/mrc-ide/global-lmic-reports/master/AFG/projections.csv
https://raw.githubusercontent.com/mrc-ide/global-lmic-reports/master/AFG/projections.csv
https://raw.githubusercontent.com/mrc-ide/global-lmic-reports/master/AFG/projections.csv
https://raw.githubusercontent.com/mrc-ide/global-lmic-reports/master/AFG/projections.csv
https://raw.githubusercontent.com/mrc-ide/global-lmic-reports/master/AFG/projections.csv
https://raw.githubusercontent.com/mrc-ide/global-lmic-reports/master/AFG/projections.csv
https://raw.githubusercontent.com/mrc-ide/global-lmic-reports/master/AFG/projections.csv
https://raw.githubusercontent.com/mrc-ide/global-lmic-reports/master/AFG/projections.csv
https://raw.githubusercontent.com/mrc-ide/global-lmic-reports/master/AFG/projections.csv
https://raw.githubusercontent.com/mrc-ide/global-lmic-reports/master/AFG/projections.csv
https://raw.githubusercontent.com/mrc-ide/global-lmic-reports/master/AFG/projections.csv
https://raw.githubusercontent.com/mrc-ide/global-lmic-reports/master/AFG/projections.csv
https://raw.githubusercontent.com/mrc-ide/global-lmic-reports/master/AFG/projections.csv
https://raw.githubusercontent.com/mrc-ide/global-lmic-reports/master/AFG/projections.csv
https://raw.githubusercontent.com/mrc-ide/global-lmic-reports/master/AFG/projections.csv
https://raw.githubusercontent.com/mrc-ide/global-lmic-reports/master/AFG/projections.csv
https://raw.githubusercontent.com/mrc-ide/global-lmic-reports/master/AFG/projections.csv
https://raw.githubusercontent.com/mrc-ide/global-lmic-reports/master/AFG/projections.csv
https://raw.githubusercontent.com/mrc-ide/global-lmic-reports/master/AFG/projections.csv
https://raw.githubusercontent.com/mrc-ide/global-lmic-reports/master/AFG/projections.csv
https://raw.githubusercontent.com/mrc-ide/global-lmic-reports/master/AFG/projections.csv
https://raw.githubusercontent.com/mrc-ide/global-lmic-reports/master/AFG/projections.csv
https://raw.githubusercontent.com/mrc-ide/global-lmic-reports/master/AFG/projections.csv
https://raw.githubusercontent.com/mrc-ide/global-lmic-reports/master/AFG/projections.csv
https://raw.githubusercontent.com/mrc-ide/global-lmic-reports/master/AFG/projections.csv
https://raw.githubusercontent.com/mrc-ide/global-lmic-reports/master/AFG/projections.csv
https://raw.githubusercontent.com/mrc-ide/global-lmic-reports/master/AFG/projections.csv
https://raw.githubusercontent.com/mrc-ide/global-lmic-reports/master/AFG/projections.csv
https://raw.githubusercontent.com/mrc-ide/global-lmic-reports/master/AFG/projections.csv
https://raw.githubusercontent.com/mrc-ide/global-lmic-reports/master/AFG/projections.csv
https://raw.githubusercontent.com/mrc-ide/global-lmic-reports/master/AFG/projections.csv
https://raw.githubusercontent.com/mrc-ide/global-lmic-reports/master/AFG/projections.csv
https://raw.githubusercontent.com/mrc-ide/global-lmic-reports/master/AFG/projections.csv
https://raw.githubusercontent.com/mrc-ide/global-lmic-reports/master/AFG/projections.csv
https://raw.githubusercontent.com/mrc-ide/global-lmic-reports/master/AFG/projections.csv
https://raw.githubusercontent.com/mrc-ide/global-lmic-reports/master/AFG/projections.csv
https://raw.githubusercontent.com/mrc-ide/global-lmic-reports/master/AFG/projections.csv
https://raw.githubusercontent.com/mrc-ide/global-lmic-reports/master/AFG/projections.csv
https://raw.githubusercontent.com/mrc-ide/global-lmic-reports/master/AFG/projections.csv
https://raw.githubusercontent.com/mrc-ide/global-lmic-reports/master/AFG/projections.csv
https://raw.githubusercontent.com/mrc-ide/global-lmic-reports/master/AFG/projections.csv
https://raw.githubusercontent.com/mrc-ide/global-lmic-reports/master/AFG/projections.csv
https://raw.githubusercontent.com/mrc-ide/global-lmic-reports/master/AFG/projections.csv
https://raw.githubusercontent.com/mrc-ide/global-lmic-reports/master/AFG/projections.csv
https://raw.githubusercontent.com/mrc-ide/global-lmic-reports/master/AFG/projections.csv
https://raw.githubusercontent.com/mrc-ide/global-lmic-reports/master/AFG/projections.csv
https://raw.githubusercontent.com/mrc-ide/global-lmic-reports/master/AFG/projections.csv
https://raw.githubusercontent.com/mrc-ide/global-lmic-reports/master/AFG/projections.csv
https://raw.githubusercontent.com/mrc-ide/global-lmic-reports/master/AFG/projections.csv
https://raw.githubusercontent.com/mrc-ide/global-lmic-reports/master/AFG/projections.csv
https://raw.githubusercontent.com/mrc-ide/global-lmic-reports/master/AFG/projections.csv
https://raw.githubusercontent.com/mrc-ide/global-lmic-reports/master/AFG/projections.csv
https://raw.githubusercontent.com/mrc-ide/global-lmic-reports/master/AFG/projections.csv
https://raw.githubusercontent.com/mrc-ide/global-lmic-reports/master/AFG/projections.csv
https://raw.githubusercontent.com/mrc-ide/global-lmic-reports/master/AFG/projections.csv
https://raw.githubusercontent.com/mrc-ide/global-lmic-reports/master/AFG/projections.csv
https://raw.githubusercontent.com/mrc-ide/global-lmic-reports/master/AFG/projections.csv
https://raw.githubusercontent.com/mrc-ide/global-lmic-reports/master/AFG/projections.csv
https://raw.githubusercontent.com/mrc-ide/global-lmic-reports/master/AFG/projections.csv
https://raw.githubusercontent.com/mrc-ide/global-lmic-reports/master/AFG/projections.csv
https://raw.githubusercontent.com/mrc-ide/global-lmic-reports/master/AFG/projections.csv
https://raw.githubusercontent.com/mrc-ide/global-lmic-reports/master/AFG/projections.csv
https://raw.githubusercontent.com/mrc-ide/global-lmic-reports/master/AFG/projections.csv
https://raw.githubusercontent.com/mrc-ide/global-lmic-reports/master/AFG/projections.csv
https://raw.githubusercontent.com/mrc-ide/global-lmic-reports/master/AFG/projections.csv
https://raw.githubusercontent.com/mrc-ide/global-lmic-reports/master/AFG/projections.csv
https://raw.githubusercontent.com/mrc-ide/global-lmic-reports/master/AFG/projections.csv
https://raw.githubusercontent.com/mrc-ide/global-lmic-reports/master/AFG/projections.csv
https://raw.githubusercontent.com/mrc-ide/global-lmic-reports/master/AFG/projections.csv
https://raw.githubusercontent.com/mrc-ide/global-lmic-reports/master/AFG/projections.csv
https://raw.githubusercontent.com/mrc-ide/global-lmic-reports/master/AFG/projections.csv
https://raw.githubusercontent.com/mrc-ide/global-lmic-reports/master/AFG/projections.csv
https://raw.githubusercontent.com/mrc-ide/global-lmic-reports/master/AFG/projections.csv
https://raw.githubusercontent.com/mrc-ide/global-lmic-reports/master/AFG/projections.csv
https://raw.githubusercontent.com/mrc-ide/global-lmic-reports/master/AFG/projections.csv
https://raw.githubusercontent.com/mrc-ide/global-lmic-reports/master/AFG/projections.csv
https://raw.githubusercontent.com/mrc-ide/global-lmic-reports/master/AFG/projections.csv
https://raw.githubusercontent.com/mrc-ide/global-lmic-reports/master/AFG/projections.csv
https://raw.githubusercontent.com/mrc-ide/global-lmic-reports/master/AFG/projections.csv
https://raw.githubusercontent.com/mrc-ide/global-lmic-reports/master/AFG/projections.csv
https://raw.githubusercontent.com/mrc-ide/global-lmic-reports/master/AFG/projections.csv
https://raw.githubusercontent.com/mrc-ide/global-lmic-reports/master/AFG/projections.csv
https://raw.githubusercontent.com/mrc-ide/global-lmic-reports/master/AFG/projections.csv
https://raw.githubusercontent.com/mrc-ide/global-lmic-reports/master/AFG/projections.csv
https://raw.githubusercontent.com/mrc-ide/global-lmic-reports/master/AFG/projections.csv
https://raw.githubusercontent.com/mrc-ide/global-lmic-reports/master/AFG/projections.csv
https://raw.githubusercontent.com/mrc-ide/global-lmic-reports/master/AFG/projections.csv
https://raw.githubusercontent.com/mrc-ide/global-lmic-reports/master/AFG/projections.csv
https://raw.githubusercontent.com/mrc-ide/global-lmic-reports/master/AFG/projections.csv
https://raw.githubusercontent.com/mrc-ide/global-lmic-reports/master/AFG/projections.csv
https://raw.githubusercontent.com/mrc-ide/global-lmic-reports/master/AFG/projections.csv
https://raw.githubusercontent.com/mrc-ide/global-lmic-reports/master/AFG/projections.csv
https://raw.githubusercontent.com/mrc-ide/global-lmic-reports/master/AFG/projections.csv
https://raw.githubusercontent.com/mrc-ide/global-lmic-reports/master/AFG/projections.csv
https://raw.githubusercontent.com/mrc-ide/global-lmic-reports/master/AFG/projections.csv
https://raw.githubusercontent.com/mrc-ide/global-lmic-reports/master/AFG/projections.csv
https://raw.githubusercontent.com/mrc-ide/global-lmic-reports/master/AFG/projections.csv
https://raw.githubusercontent.com/mrc-ide/global-lmic-reports/master/AFG/projections.csv
https://raw.githubusercontent.com/mrc-ide/global-lmic-reports/master/AFG/projections.csv
https://raw.githubusercontent.com/mrc-ide/global-lmic-reports/master/AFG/projections.csv
https://raw.githubusercontent.com/mrc-ide/global-lmic-reports/master/AFG/projections.csv
https://raw.githubusercontent.com/mrc-ide/global-lmic-reports/master/AFG/projections.csv
https://raw.githubusercontent.com/mrc-ide/global-lmic-reports/master/AFG/projections.csv
https://raw.githubusercontent.com/mrc-ide/global-lmic-reports/master/AFG/projections.csv
https://raw.githubusercontent.com/mrc-ide/global-lmic-reports/master/AFG/projections.csv
https://raw.githubusercontent.com/mrc-ide/global-lmic-reports/master/AFG/projections.csv
https://raw.githubusercontent.com/mrc-ide/global-lmic-reports/master/AFG/projections.csv
https://raw.githubusercontent.com/mrc-ide/global-lmic-reports/master/AFG/projections.csv
https://raw.githubusercontent.com/mrc-ide/global-lmic-reports/master/AFG/projections.csv
https://raw.githubusercontent.com/mrc-ide/global-lmic-reports/master/AFG/projections.csv
https://raw.githubusercontent.com/mrc-ide/global-lmic-reports/master/AFG/projections.csv
https://raw.githubusercontent.com/mrc-ide/global-lmic-reports/master/AFG/projections.csv
https://raw.githubusercontent.com/mrc-ide/global-lmic-reports/master/AFG/projections.csv
https://raw.githubusercontent.com/mrc-ide/global-lmic-reports/master/AFG/projections.csv
https://raw.githubusercontent.com/mrc-ide/global-lmic-reports/master/AFG/projections.csv
https://raw.githubusercontent.com/mrc-ide/global-lmic-reports/master/AFG/projections.csv
https://raw.githubusercontent.com/mrc-ide/global-lmic-reports/master/AFG/projections.csv
https://raw.githubusercontent.com/mrc-ide/global-lmic-reports/master/AFG/projections.csv
https://raw.githubusercontent.com/mrc-ide/global-lmic-reports/master/AFG/projections.csv
https://raw.githubusercontent.com/mrc-ide/global-lmic-reports/master/AFG/projections.csv
https://raw.githubusercontent.com/mrc-ide/global-lmic-reports/master/AFG/projections.csv
https://raw.githubusercontent.com/mrc-ide/global-lmic-reports/master/AFG/projections.csv
https://raw.githubusercontent.com/mrc-ide/global-lmic-reports/master/AFG/projections.csv
https://raw.githubusercontent.com/mrc-ide/global-lmic-reports/master/AFG/projections.csv
https://raw.githubusercontent.com/mrc-ide/global-lmic-reports/master/AFG/projections.csv
https://raw.githubusercontent.com/mrc-ide/global-lmic-reports/master/AFG/projections.csv
https://raw.githubusercontent.com/mrc-ide/global-lmic-reports/master/AFG/projections.csv
https://raw.githubusercontent.com/mrc-ide/global-lmic-reports/master/AFG/projections.csv
https://raw.githubusercontent.com/mrc-ide/global-lmic-reports/master/AFG/projections.csv
https://raw.githubusercontent.com/mrc-ide/global-lmic-reports/master/AFG/projections.csv
https://raw.githubusercontent.com/mrc-ide/global-lmic-reports/master/AFG/projections.csv
https://raw.githubusercontent.com/mrc-ide/global-lmic-reports/master/AFG/projections.csv
https://raw.githubusercontent.com/mrc-ide/global-lmic-reports/master/AFG/projections.csv
https://raw.githubusercontent.com/mrc-ide/global-lmic-reports/master/AFG/projections.csv
https://raw.githubusercontent.com/mrc-ide/global-lmic-reports/master/AFG/projections.csv
https://raw.githubusercontent.com/mrc-ide/global-lmic-reports/master/AFG/projections.csv
https://raw.githubusercontent.com/mrc-ide/global-lmic-reports/master/AFG/projections.csv
https://raw.githubusercontent.com/mrc-ide/global-lmic-reports/master/AFG/projections.csv
https://raw.githubusercontent.com/mrc-ide/global-lmic-reports/master/AFG/projections.csv
https://raw.githubusercontent.com/mrc-ide/global-lmic-reports/master/AFG/projections.csv
https://raw.githubusercontent.com/mrc-ide/global-lmic-reports/master/AFG/projections.csv
https://raw.githubusercontent.com/mrc-ide/global-lmic-reports/master/AFG/projections.csv
https://raw.githubusercontent.com/mrc-ide/global-lmic-reports/master/AFG/projections.csv
https://raw.githubusercontent.com/mrc-ide/global-lmic-reports/master/AFG/projections.csv
https://raw.githubusercontent.com/mrc-ide/global-lmic-reports/master/AFG/projections.csv
https://raw.githubusercontent.com/mrc-ide/global-lmic-reports/master/AFG/projections.csv
https://raw.githubusercontent.com/mrc-ide/global-lmic-reports/master/AFG/projections.csv
https://raw.githubusercontent.com/mrc-ide/global-lmic-reports/master/AFG/projections.csv
https://raw.githubusercontent.com/mrc-ide/global-lmic-reports/master/AFG/projections.csv
https://raw.githubusercontent.com/mrc-ide/global-lmic-reports/master/AFG/projections.csv
https://raw.githubusercontent.com/mrc-ide/global-lmic-reports/master/AFG/projections.csv
https://raw.githubusercontent.com/mrc-ide/global-lmic-reports/master/AFG/projections.csv
https://raw.githubusercontent.com/mrc-ide/global-lmic-reports/master/AFG/projections.csv
https://raw.githubusercontent.com/mrc-ide/global-lmic-reports/master/AFG/projections.csv
https://raw.githubusercontent.com/mrc-ide/global-lmic-reports/master/AFG/projections.csv
https://raw.githubusercontent.com/mrc-ide/global-lmic-reports/master/AFG/projections.csv
https://raw.githubusercontent.com/mrc-ide/global-lmic-reports/master/AFG/projections.csv
https://raw.githubusercontent.com/mrc-ide/global-lmic-reports/master/AFG/projections.csv
https://raw.githubusercontent.com/mrc-ide/global-lmic-reports/master/AFG/projections.csv
https://raw.githubusercontent.com/mrc-ide/global-lmic-reports/master/AFG/projections.csv
https://raw.githubusercontent.com/mrc-ide/global-lmic-reports/master/AFG/projections.csv
https://raw.githubusercontent.com/mrc-ide/global-lmic-reports/master/AFG/projections.csv
https://raw.githubusercontent.com/mrc-ide/global-lmic-reports/master/AFG/projections.csv
https://raw.githubusercontent.com/mrc-ide/global-lmic-reports/master/AFG/projections.csv
https://raw.githubusercontent.com/mrc-ide/global-lmic-reports/master/AFG/projections.csv
https://raw.githubusercontent.com/mrc-ide/global-lmic-reports/master/AFG/projections.csv
https://raw.githubusercontent.com/mrc-ide/global-lmic-reports/master/AFG/projections.csv
https://raw.githubusercontent.com/mrc-ide/global-lmic-reports/master/AFG/projections.csv
https://raw.githubusercontent.com/mrc-ide/global-lmic-reports/master/AFG/projections.csv
https://raw.githubusercontent.com/mrc-ide/global-lmic-reports/master/AFG/projections.csv
https://raw.githubusercontent.com/mrc-ide/global-lmic-reports/master/AFG/projections.csv
https://raw.githubusercontent.com/mrc-ide/global-lmic-reports/master/AFG/projections.csv
https://raw.githubusercontent.com/mrc-ide/global-lmic-reports/master/AFG/projections.csv
https://raw.githubusercontent.com/mrc-ide/global-lmic-reports/master/AFG/projections.csv
https://raw.githubusercontent.com/mrc-ide/global-lmic-reports/master/AFG/projections.csv
https://raw.githubusercontent.com/mrc-ide/global-lmic-reports/master/AFG/projections.csv
https://raw.githubusercontent.com/mrc-ide/global-lmic-reports/master/AFG/projections.csv
https://raw.githubusercontent.com/mrc-ide/global-lmic-reports/master/AFG/projections.csv
https://raw.githubusercontent.com/mrc-ide/global-lmic-reports/master/AFG/projections.csv
https://raw.githubusercontent.com/mrc-ide/global-lmic-reports/master/AFG/projections.csv
https://raw.githubusercontent.com/mrc-ide/global-lmic-reports/master/AFG/projections.csv
https://raw.githubusercontent.com/mrc-ide/global-lmic-reports/master/AFG/projections.csv
https://raw.githubusercontent.com/mrc-ide/global-lmic-reports/master/AFG/projections.csv
https://raw.githubusercontent.com/mrc-ide/global-lmic-reports/master/AFG/projections.csv
https://raw.githubusercontent.com/mrc-ide/global-lmic-reports/master/AFG/projections.csv
https://raw.githubusercontent.com/mrc-ide/global-lmic-reports/master/AFG/projections.csv
https://raw.githubusercontent.com/mrc-ide/global-lmic-reports/master/AFG/projections.csv
https://raw.githubusercontent.com/mrc-ide/global-lmic-reports/master/AFG/projections.csv
https://raw.githubusercontent.com/mrc-ide/global-lmic-reports/master/AFG/projections.csv
https://raw.githubusercontent.com/mrc-ide/global-lmic-reports/master/AFG/projections.csv
https://raw.githubusercontent.com/mrc-ide/global-lmic-reports/master/AFG/projections.csv
https://raw.githubusercontent.com/mrc-ide/global-lmic-reports/master/AFG/projections.csv
https://raw.githubusercontent.com/mrc-ide/global-lmic-reports/master/AFG/projections.csv
https://raw.githubusercontent.com/mrc-ide/global-lmic-reports/master/AFG/projections.csv
https://raw.githubusercontent.com/mrc-ide/global-lmic-reports/master/AFG/projections.csv
https://raw.githubusercontent.com/mrc-ide/global-lmic-reports/master/AFG/projections.csv
https://raw.githubusercontent.com/mrc-ide/global-lmic-reports/master/AFG/projections.csv
https://raw.githubusercontent.com/mrc-ide/global-lmic-reports/master/AFG/projections.csv
https://raw.githubusercontent.com/mrc-ide/global-lmic-reports/master/AFG/projections.csv
https://raw.githubusercontent.com/mrc-ide/global-lmic-reports/master/AFG/projections.csv
https://raw.githubusercontent.com/mrc-ide/global-lmic-reports/master/AFG/projections.csv
https://raw.githubusercontent.com/mrc-ide/global-lmic-reports/master/AFG/projections.csv
https://raw.githubusercontent.com/mrc-ide/global-lmic-reports/master/AFG/projections.csv
https://raw.githubusercontent.com/mrc-ide/global-lmic-reports/master/AFG/projections.csv
https://raw.githubusercontent.com/mrc-ide/global-lmic-reports/master/AFG/projections.csv
https://raw.githubusercontent.com/mrc-ide/global-lmic-reports/master/AFG/projections.csv
https://raw.githubusercontent.com/mrc-ide/global-lmic-reports/master/AFG/projections.csv
https://raw.githubusercontent.com/mrc-ide/global-lmic-reports/master/AFG/projections.csv
https://raw.githubusercontent.com/mrc-ide/global-lmic-reports/master/AFG/projections.csv
https://raw.githubusercontent.com/mrc-ide/global-lmic-reports/master/AFG/projections.csv
https://raw.githubusercontent.com/mrc-ide/global-lmic-reports/master/AFG/projections.csv
https://raw.githubusercontent.com/mrc-ide/global-lmic-reports/master/AFG/projections.csv
https://raw.githubusercontent.com/mrc-ide/global-lmic-reports/master/AFG/projections.csv
https://raw.githubusercontent.com/mrc-ide/global-lmic-reports/master/AFG/projections.csv
https://raw.githubusercontent.com/mrc-ide/global-lmic-reports/master/AFG/projections.csv
https://raw.githubusercontent.com/mrc-ide/global-lmic-reports/master/AFG/projections.csv
https://raw.githubusercontent.com/mrc-ide/global-lmic-reports/master/AFG/projections.csv
https://raw.githubusercontent.com/mrc-ide/global-lmic-reports/master/AFG/projections.csv
https://raw.githubusercontent.com/mrc-ide/global-lmic-reports/master/AFG/projections.csv
https://raw.githubusercontent.com/mrc-ide/global-lmic-reports/master/AFG/projections.csv
https://raw.githubusercontent.com/mrc-ide/global-lmic-reports/master/AFG/projections.csv
https://raw.githubusercontent.com/mrc-ide/global-lmic-reports/master/AFG/projections.csv
https://raw.githubusercontent.com/mrc-ide/global-lmic-reports/master/AFG/projections.csv
https://raw.githubusercontent.com/mrc-ide/global-lmic-reports/master/AFG/projections.csv
https://raw.githubusercontent.com/mrc-ide/global-lmic-reports/master/AFG/projections.csv
https://raw.githubusercontent.com/mrc-ide/global-lmic-reports/master/AFG/projections.csv
https://raw.githubusercontent.com/mrc-ide/global-lmic-reports/master/AFG/projections.csv
https://raw.githubusercontent.com/mrc-ide/global-lmic-reports/master/AFG/projections.csv
https://raw.githubusercontent.com/mrc-ide/global-lmic-reports/master/AFG/projections.csv
https://raw.githubusercontent.com/mrc-ide/global-lmic-reports/master/AFG/projections.csv
https://raw.githubusercontent.com/mrc-ide/global-lmic-reports/master/AFG/projections.csv
https://raw.githubusercontent.com/mrc-ide/global-lmic-reports/master/AFG/projections.csv
https://raw.githubusercontent.com/mrc-ide/global-lmic-reports/master/AFG/projections.csv
https://raw.githubusercontent.com/mrc-ide/global-lmic-reports/master/AFG/projections.csv
https://raw.githubusercontent.com/mrc-ide/global-lmic-reports/master/AFG/projections.csv
https://raw.githubusercontent.com/mrc-ide/global-lmic-reports/master/AFG/projections.csv
https://raw.githubusercontent.com/mrc-ide/global-lmic-reports/master/AFG/projections.csv
https://raw.githubusercontent.com/mrc-ide/global-lmic-reports/master/AFG/projections.csv
https://raw.githubusercontent.com/mrc-ide/global-lmic-reports/master/AFG/projections.csv
https://raw.githubusercontent.com/mrc-ide/global-lmic-reports/master/AFG/projections.csv
https://raw.githubusercontent.com/mrc-ide/global-lmic-reports/master/AFG/projections.csv
https://raw.githubusercontent.com/mrc-ide/global-lmic-reports/master/AFG/projections.csv
https://raw.githubusercontent.com/mrc-ide/global-lmic-reports/master/AFG/projections.csv
https://raw.githubusercontent.com/mrc-ide/global-lmic-reports/master/AFG/projections.csv
https://raw.githubusercontent.com/mrc-ide/global-lmic-reports/master/AFG/projections.csv
https://raw.githubusercontent.com/mrc-ide/global-lmic-reports/master/AFG/projections.csv
https://raw.githubusercontent.com/mrc-ide/global-lmic-reports/master/AFG/projections.csv
https://raw.githubusercontent.com/mrc-ide/global-lmic-reports/master/AFG/projections.csv
https://raw.githubusercontent.com/mrc-ide/global-lmic-reports/master/AFG/projections.csv
https://raw.githubusercontent.com/mrc-ide/global-lmic-reports/master/AFG/projections.csv
https://raw.githubusercontent.com/mrc-ide/global-lmic-reports/master/AFG/projections.csv
https://raw.githubusercontent.com/mrc-ide/global-lmic-reports/master/AFG/projections.csv
https://raw.githubusercontent.com/mrc-ide/global-lmic-reports/master/AFG/projections.csv
https://raw.githubusercontent.com/mrc-ide/global-lmic-reports/master/AFG/projections.csv
https://raw.githubusercontent.com/mrc-ide/global-lmic-reports/master/AFG/projections.csv
https://raw.githubusercontent.com/mrc-ide/global-lmic-reports/master/AFG/projections.csv
https://raw.githubusercontent.com/mrc-ide/global-lmic-reports/master/AFG/projections.csv
https://raw.githubusercontent.com/mrc-ide/global-lmic-reports/master/AFG/projections.csv
https://raw.githubusercontent.com/mrc-ide/global-lmic-reports/master/AFG/projections.csv
https://raw.githubusercontent.com/mrc-ide/global-lmic-reports/master/AFG/projections.csv
https://raw.githubusercontent.com/mrc-ide/global-lmic-reports/master/AFG/projections.csv
https://raw.githubusercontent.com/mrc-ide/global-lmic-reports/master/AFG/projections.csv
https://raw.githubusercontent.com/mrc-ide/global-lmic-reports/master/AFG/projections.csv
https://raw.githubusercontent.com/mrc-ide/global-lmic-reports/master/AFG/projections.csv
https://raw.githubusercontent.com/mrc-ide/global-lmic-reports/master/AFG/projections.csv
https://raw.githubusercontent.com/mrc-ide/global-lmic-reports/master/AFG/projections.csv
https://raw.githubusercontent.com/mrc-ide/global-lmic-reports/master/AFG/projections.csv
https://raw.githubusercontent.com/mrc-ide/global-lmic-reports/master/AFG/projections.csv
https://raw.githubusercontent.com/mrc-ide/global-lmic-reports/master/AFG/projections.csv
https://raw.githubusercontent.com/mrc-ide/global-lmic-reports/master/AFG/projections.csv
https://raw.githubusercontent.com/mrc-ide/global-lmic-reports/master/AFG/projections.csv
https://raw.githubusercontent.com/mrc-ide/global-lmic-reports/master/AFG/projections.csv
https://raw.githubusercontent.com/mrc-ide/global-lmic-reports/master/AFG/projections.csv
https://raw.githubusercontent.com/mrc-ide/global-lmic-reports/master/AFG/projections.csv
https://raw.githubusercontent.com/mrc-ide/global-lmic-reports/master/AFG/projections.csv
https://raw.githubusercontent.com/mrc-ide/global-lmic-reports/master/AFG/projections.csv
https://raw.githubusercontent.com/mrc-ide/global-lmic-reports/master/AFG/projections.csv
https://raw.githubusercontent.com/mrc-ide/global-lmic-reports/master/AFG/projections.csv
https://raw.githubusercontent.com/mrc-ide/global-lmic-reports/master/AFG/projections.csv
https://raw.githubusercontent.com/mrc-ide/global-lmic-reports/master/AFG/projections.csv
https://raw.githubusercontent.com/mrc-ide/global-lmic-reports/master/AFG/projections.csv
https://raw.githubusercontent.com/mrc-ide/global-lmic-reports/master/AFG/projections.csv
https://raw.githubusercontent.com/mrc-ide/global-lmic-reports/master/AFG/projections.csv
https://raw.githubusercontent.com/mrc-ide/global-lmic-reports/master/AFG/projections.csv
https://raw.githubusercontent.com/mrc-ide/global-lmic-reports/master/AFG/projections.csv
https://raw.githubusercontent.com/mrc-ide/global-lmic-reports/master/AFG/projections.csv
https://raw.githubusercontent.com/mrc-ide/global-lmic-reports/master/AFG/projections.csv
https://raw.githubusercontent.com/mrc-ide/global-lmic-reports/master/AFG/projections.csv
https://raw.githubusercontent.com/mrc-ide/global-lmic-reports/master/AFG/projections.csv
https://raw.githubusercontent.com/mrc-ide/global-lmic-reports/master/AFG/projections.csv
https://raw.githubusercontent.com/mrc-ide/global-lmic-reports/master/AFG/projections.csv
https://raw.githubusercontent.com/mrc-ide/global-lmic-reports/master/AFG/projections.csv
https://raw.githubusercontent.com/mrc-ide/global-lmic-reports/master/AFG/projections.csv
https://raw.githubusercontent.com/mrc-ide/global-lmic-reports/master/AFG/projections.csv
https://raw.githubusercontent.com/mrc-ide/global-lmic-reports/master/AFG/projections.csv
https://raw.githubusercontent.com/mrc-ide/global-lmic-reports/master/AFG/projections.csv
https://raw.githubusercontent.com/mrc-ide/global-lmic-reports/master/AFG/projections.csv
https://raw.githubusercontent.com/mrc-ide/global-lmic-reports/master/AFG/projections.csv
https://raw.githubusercontent.com/mrc-ide/global-lmic-reports/master/AFG/projections.csv
https://raw.githubusercontent.com/mrc-ide/global-lmic-reports/master/AFG/projections.csv
https://raw.githubusercontent.com/mrc-ide/global-lmic-reports/master/AFG/projections.csv
https://raw.githubusercontent.com/mrc-ide/global-lmic-reports/master/AFG/projections.csv
https://raw.githubusercontent.com/mrc-ide/global-lmic-reports/master/AFG/projections.csv
https://raw.githubusercontent.com/mrc-ide/global-lmic-reports/master/AFG/projections.csv
https://raw.githubusercontent.com/mrc-ide/global-lmic-reports/master/AFG/projections.csv
https://raw.githubusercontent.com/mrc-ide/global-lmic-reports/master/AFG/projections.csv
https://raw.githubusercontent.com/mrc-ide/global-lmic-reports/master/AFG/projections.csv
https://raw.githubusercontent.com/mrc-ide/global-lmic-reports/master/AFG/projections.csv
https://raw.githubusercontent.com/mrc-ide/global-lmic-reports/master/AFG/projections.csv
https://raw.githubusercontent.com/mrc-ide/global-lmic-reports/master/AFG/projections.csv
https://raw.githubusercontent.com/mrc-ide/global-lmic-reports/master/AFG/projections.csv
https://raw.githubusercontent.com/mrc-ide/global-lmic-reports/master/AFG/projections.csv
https://raw.githubusercontent.com/mrc-ide/global-lmic-reports/master/AFG/projections.csv
https://raw.githubusercontent.com/mrc-ide/global-lmic-reports/master/AFG/projections.csv
https://raw.githubusercontent.com/mrc-ide/global-lmic-reports/master/AFG/projections.csv
https://raw.githubusercontent.com/mrc-ide/global-lmic-reports/master/AFG/projections.csv
https://raw.githubusercontent.com/mrc-ide/global-lmic-reports/master/AFG/projections.csv
https://raw.githubusercontent.com/mrc-ide/global-lmic-reports/master/AFG/projections.csv
https://raw.githubusercontent.com/mrc-ide/global-lmic-reports/master/AFG/projections.csv
https://raw.githubusercontent.com/mrc-ide/global-lmic-reports/master/AFG/projections.csv
https://raw.githubusercontent.com/mrc-ide/global-lmic-reports/master/AFG/projections.csv
https://raw.githubusercontent.com/mrc-ide/global-lmic-reports/master/AFG/projections.csv
https://raw.githubusercontent.com/mrc-ide/global-lmic-reports/master/AFG/projections.csv
https://raw.githubusercontent.com/mrc-ide/global-lmic-reports/master/AFG/projections.csv
https://raw.githubusercontent.com/mrc-ide/global-lmic-reports/master/AFG/projections.csv
https://raw.githubusercontent.com/mrc-ide/global-lmic-reports/master/AFG/projections.csv
https://raw.githubusercontent.com/mrc-ide/global-lmic-reports/master/AFG/projections.csv
https://raw.githubusercontent.com/mrc-ide/global-lmic-reports/master/AFG/projections.csv
https://raw.githubusercontent.com/mrc-ide/global-lmic-reports/master/AFG/projections.csv
https://raw.githubusercontent.com/mrc-ide/global-lmic-reports/master/AFG/projections.csv
https://raw.githubusercontent.com/mrc-ide/global-lmic-reports/master/AFG/projections.csv
https://raw.githubusercontent.com/mrc-ide/global-lmic-reports/master/AFG/projections.csv
https://raw.githubusercontent.com/mrc-ide/global-lmic-reports/master/AFG/projections.csv
https://raw.githubusercontent.com/mrc-ide/global-lmic-reports/master/AFG/projections.csv
https://raw.githubusercontent.com/mrc-ide/global-lmic-reports/master/AFG/projections.csv
https://raw.githubusercontent.com/mrc-ide/global-lmic-reports/master/AFG/projections.csv
https://raw.githubusercontent.com/mrc-ide/global-lmic-reports/master/AFG/projections.csv
https://raw.githubusercontent.com/mrc-ide/global-lmic-reports/master/AFG/projections.csv
https://raw.githubusercontent.com/mrc-ide/global-lmic-reports/master/AFG/projections.csv
https://raw.githubusercontent.com/mrc-ide/global-lmic-reports/master/AFG/projections.csv
https://raw.githubusercontent.com/mrc-ide/global-lmic-reports/master/AFG/projections.csv
https://raw.githubusercontent.com/mrc-ide/global-lmic-reports/master/AFG/projections.csv
https://raw.githubusercontent.com/mrc-ide/global-lmic-reports/master/AFG/projections.csv
https://raw.githubusercontent.com/mrc-ide/global-lmic-reports/master/AFG/projections.csv
https://raw.githubusercontent.com/mrc-ide/global-lmic-reports/master/AFG/projections.csv
https://raw.githubusercontent.com/mrc-ide/global-lmic-reports/master/AFG/projections.csv
https://raw.githubusercontent.com/mrc-ide/global-lmic-reports/master/AFG/projections.csv
https://raw.githubusercontent.com/mrc-ide/global-lmic-reports/master/AFG/projections.csv
https://raw.githubusercontent.com/mrc-ide/global-lmic-reports/master/AFG/projections.csv
https://raw.githubusercontent.com/mrc-ide/global-lmic-reports/master/AFG/projections.csv
https://raw.githubusercontent.com/mrc-ide/global-lmic-reports/master/AFG/projections.csv
https://raw.githubusercontent.com/mrc-ide/global-lmic-reports/master/AFG/projections.csv
https://raw.githubusercontent.com/mrc-ide/global-lmic-reports/master/AFG/projections.csv
https://raw.githubusercontent.com/mrc-ide/global-lmic-reports/master/AFG/projections.csv
https://raw.githubusercontent.com/mrc-ide/global-lmic-reports/master/AFG/projections.csv
https://raw.githubusercontent.com/mrc-ide/global-lmic-reports/master/AFG/projections.csv
https://raw.githubusercontent.com/mrc-ide/global-lmic-reports/master/AFG/projections.csv
https://raw.githubusercontent.com/mrc-ide/global-lmic-reports/master/AFG/projections.csv
https://raw.githubusercontent.com/mrc-ide/global-lmic-reports/master/AFG/projections.csv
https://raw.githubusercontent.com/mrc-ide/global-lmic-reports/master/AFG/projections.csv
https://raw.githubusercontent.com/mrc-ide/global-lmic-reports/master/AFG/projections.csv
https://raw.githubusercontent.com/mrc-ide/global-lmic-reports/master/AFG/projections.csv
https://raw.githubusercontent.com/mrc-ide/global-lmic-reports/master/AFG/projections.csv
https://raw.githubusercontent.com/mrc-ide/global-lmic-reports/master/AFG/projections.csv
https://raw.githubusercontent.com/mrc-ide/global-lmic-reports/master/AFG/projections.csv
https://raw.githubusercontent.com/mrc-ide/global-lmic-reports/master/AFG/projections.csv
https://raw.githubusercontent.com/mrc-ide/global-lmic-reports/master/AFG/projections.csv
https://raw.githubusercontent.com/mrc-ide/global-lmic-reports/master/AFG/projections.csv
https://raw.githubusercontent.com/mrc-ide/global-lmic-reports/master/AFG/projections.csv
https://raw.githubusercontent.com/mrc-ide/global-lmic-reports/master/AFG/projections.csv
https://raw.githubusercontent.com/mrc-ide/global-lmic-reports/master/AFG/projections.csv
https://raw.githubusercontent.com/mrc-ide/global-lmic-reports/master/AFG/projections.csv
https://raw.githubusercontent.com/mrc-ide/global-lmic-reports/master/AFG/projections.csv
https://raw.githubusercontent.com/mrc-ide/global-lmic-reports/master/AFG/projections.csv
https://raw.githubusercontent.com/mrc-ide/global-lmic-reports/master/AFG/projections.csv
https://raw.githubusercontent.com/mrc-ide/global-lmic-reports/master/AFG/projections.csv
https://raw.githubusercontent.com/mrc-ide/global-lmic-reports/master/AFG/projections.csv
https://raw.githubusercontent.com/mrc-ide/global-lmic-reports/master/AFG/projections.csv
https://raw.githubusercontent.com/mrc-ide/global-lmic-reports/master/AFG/projections.csv
https://raw.githubusercontent.com/mrc-ide/global-lmic-reports/master/AFG/projections.csv
https://raw.githubusercontent.com/mrc-ide/global-lmic-reports/master/AFG/projections.csv
https://raw.githubusercontent.com/mrc-ide/global-lmic-reports/master/AFG/projections.csv
https://raw.githubusercontent.com/mrc-ide/global-lmic-reports/master/AFG/projections.csv
https://raw.githubusercontent.com/mrc-ide/global-lmic-reports/master/AFG/projections.csv
https://raw.githubusercontent.com/mrc-ide/global-lmic-reports/master/AFG/projections.csv
https://raw.githubusercontent.com/mrc-ide/global-lmic-reports/master/AFG/projections.csv
https://raw.githubusercontent.com/mrc-ide/global-lmic-reports/master/AFG/projections.csv
https://raw.githubusercontent.com/mrc-ide/global-lmic-reports/master/AFG/projections.csv
https://raw.githubusercontent.com/mrc-ide/global-lmic-reports/master/AFG/projections.csv
https://raw.githubusercontent.com/mrc-ide/global-lmic-reports/master/AFG/projections.csv
https://raw.githubusercontent.com/mrc-ide/global-lmic-reports/master/AFG/projections.csv
https://raw.githubusercontent.com/mrc-ide/global-lmic-reports/master/AFG/projections.csv
https://raw.githubusercontent.com/mrc-ide/global-lmic-reports/master/AFG/projections.csv
https://raw.githubusercontent.com/mrc-ide/global-lmic-reports/master/AFG/projections.csv
https://raw.githubusercontent.com/mrc-ide/global-lmic-reports/master/AFG/projections.csv
https://raw.githubusercontent.com/mrc-ide/global-lmic-reports/master/AFG/projections.csv
https://raw.githubusercontent.com/mrc-ide/global-lmic-reports/master/AFG/projections.csv
https://raw.githubusercontent.com/mrc-ide/global-lmic-reports/master/AFG/projections.csv
https://raw.githubusercontent.com/mrc-ide/global-lmic-reports/master/AFG/projections.csv
https://raw.githubusercontent.com/mrc-ide/global-lmic-reports/master/AFG/projections.csv
https://raw.githubusercontent.com/mrc-ide/global-lmic-reports/master/AFG/projections.csv
https://raw.githubusercontent.com/mrc-ide/global-lmic-reports/master/AFG/projections.csv
https://raw.githubusercontent.com/mrc-ide/global-lmic-reports/master/AFG/projections.csv
https://raw.githubusercontent.com/mrc-ide/global-lmic-reports/master/AFG/projections.csv
https://raw.githubusercontent.com/mrc-ide/global-lmic-reports/master/AFG/projections.csv
https://raw.githubusercontent.com/mrc-ide/global-lmic-reports/master/AFG/projections.csv
https://raw.githubusercontent.com/mrc-ide/global-lmic-reports/master/AFG/projections.csv
https://raw.githubusercontent.com/mrc-ide/global-lmic-reports/master/AFG/projections.csv
https://raw.githubusercontent.com/mrc-ide/global-lmic-reports/master/AFG/projections.csv
https://raw.githubusercontent.com/mrc-ide/global-lmic-reports/master/AFG/projections.csv
https://raw.githubusercontent.com/mrc-ide/global-lmic-reports/master/AFG/projections.csv
https://raw.githubusercontent.com/mrc-ide/global-lmic-reports/master/AFG/projections.csv
https://raw.githubusercontent.com/mrc-ide/global-lmic-reports/master/AFG/projections.csv
https://raw.githubusercontent.com/mrc-ide/global-lmic-reports/master/AFG/projections.csv
https://raw.githubusercontent.com/mrc-ide/global-lmic-reports/master/AFG/projections.csv
https://raw.githubusercontent.com/mrc-ide/global-lmic-reports/master/AFG/projections.csv
https://raw.githubusercontent.com/mrc-ide/global-lmic-reports/master/AFG/projections.csv
https://raw.githubusercontent.com/mrc-ide/global-lmic-reports/master/AFG/projections.csv
https://raw.githubusercontent.com/mrc-ide/global-lmic-reports/master/AFG/projections.csv
https://raw.githubusercontent.com/mrc-ide/global-lmic-reports/master/AFG/projections.csv
https://raw.githubusercontent.com/mrc-ide/global-lmic-reports/master/AFG/projections.csv
https://raw.githubusercontent.com/mrc-ide/global-lmic-reports/master/AFG/projections.csv
https://raw.githubusercontent.com/mrc-ide/global-lmic-reports/master/AFG/projections.csv
https://raw.githubusercontent.com/mrc-ide/global-lmic-reports/master/AFG/projections.csv
https://raw.githubusercontent.com/mrc-ide/global-lmic-reports/master/AFG/projections.csv
https://raw.githubusercontent.com/mrc-ide/global-lmic-reports/master/AFG/projections.csv
https://raw.githubusercontent.com/mrc-ide/global-lmic-reports/master/AFG/projections.csv
https://raw.githubusercontent.com/mrc-ide/global-lmic-reports/master/AFG/projections.csv
https://raw.githubusercontent.com/mrc-ide/global-lmic-reports/master/AFG/projections.csv
https://raw.githubusercontent.com/mrc-ide/global-lmic-reports/master/AFG/projections.csv
https://raw.githubusercontent.com/mrc-ide/global-lmic-reports/master/AFG/projections.csv
https://raw.githubusercontent.com/mrc-ide/global-lmic-reports/master/AFG/projections.csv
https://raw.githubusercontent.com/mrc-ide/global-lmic-reports/master/AFG/projections.csv
https://raw.githubusercontent.com/mrc-ide/global-lmic-reports/master/AFG/projections.csv
https://raw.githubusercontent.com/mrc-ide/global-lmic-reports/master/AFG/projections.csv
https://raw.githubusercontent.com/mrc-ide/global-lmic-reports/master/AFG/projections.csv
https://raw.githubusercontent.com/mrc-ide/global-lmic-reports/master/AFG/projections.csv
https://raw.githubusercontent.com/mrc-ide/global-lmic-reports/master/AFG/projections.csv
https://raw.githubusercontent.com/mrc-ide/global-lmic-reports/master/AFG/projections.csv
https://raw.githubusercontent.com/mrc-ide/global-lmic-reports/master/AFG/projections.csv
https://raw.githubusercontent.com/mrc-ide/global-lmic-reports/master/AFG/projections.csv
https://raw.githubusercontent.com/mrc-ide/global-lmic-reports/master/AFG/projections.csv
https://raw.githubusercontent.com/mrc-ide/global-lmic-reports/master/AFG/projections.csv
https://raw.githubusercontent.com/mrc-ide/global-lmic-reports/master/AFG/projections.csv
https://raw.githubusercontent.com/mrc-ide/global-lmic-reports/master/AFG/projections.csv
https://raw.githubusercontent.com/mrc-ide/global-lmic-reports/master/AFG/projections.csv
https://raw.githubusercontent.com/mrc-ide/global-lmic-reports/master/AFG/projections.csv
https://raw.githubusercontent.com/mrc-ide/global-lmic-reports/master/AFG/projections.csv
https://raw.githubusercontent.com/mrc-ide/global-lmic-reports/master/AFG/projections.csv
https://raw.githubusercontent.com/mrc-ide/global-lmic-reports/master/AFG/projections.csv
https://raw.githubusercontent.com/mrc-ide/global-lmic-reports/master/AFG/projections.csv
https://raw.githubusercontent.com/mrc-ide/global-lmic-reports/master/AFG/projections.csv
https://raw.githubusercontent.com/mrc-ide/global-lmic-reports/master/AFG/projections.csv
https://raw.githubusercontent.com/mrc-ide/global-lmic-reports/master/AFG/projections.csv
https://raw.githubusercontent.com/mrc-ide/global-lmic-reports/master/AFG/projections.csv
https://raw.githubusercontent.com/mrc-ide/global-lmic-reports/master/AFG/projections.csv
https://raw.githubusercontent.com/mrc-ide/global-lmic-reports/master/AFG/projections.csv
https://raw.githubusercontent.com/mrc-ide/global-lmic-reports/master/AFG/projections.csv
https://raw.githubusercontent.com/mrc-ide/global-lmic-reports/master/AFG/projections.csv
https://raw.githubusercontent.com/mrc-ide/global-lmic-reports/master/AFG/projections.csv
https://raw.githubusercontent.com/mrc-ide/global-lmic-reports/master/AFG/projections.csv
https://raw.githubusercontent.com/mrc-ide/global-lmic-reports/master/AFG/projections.csv
https://raw.githubusercontent.com/mrc-ide/global-lmic-reports/master/AFG/projections.csv
https://raw.githubusercontent.com/mrc-ide/global-lmic-reports/master/AFG/projections.csv
https://raw.githubusercontent.com/mrc-ide/global-lmic-reports/master/AFG/projections.csv
https://raw.githubusercontent.com/mrc-ide/global-lmic-reports/master/AFG/projections.csv
https://raw.githubusercontent.com/mrc-ide/global-lmic-reports/master/AFG/projections.csv
https://raw.githubusercontent.com/mrc-ide/global-lmic-reports/master/AFG/projections.csv
https://raw.githubusercontent.com/mrc-ide/global-lmic-reports/master/AFG/projections.csv
https://raw.githubusercontent.com/mrc-ide/global-lmic-reports/master/AFG/projections.csv
https://raw.githubusercontent.com/mrc-ide/global-lmic-reports/master/AFG/projections.csv
https://raw.githubusercontent.com/mrc-ide/global-lmic-reports/master/AFG/projections.csv
https://raw.githubusercontent.com/mrc-ide/global-lmic-reports/master/AFG/projections.csv
https://raw.githubusercontent.com/mrc-ide/global-lmic-reports/master/AFG/projections.csv
https://raw.githubusercontent.com/mrc-ide/global-lmic-reports/master/AFG/projections.csv
https://raw.githubusercontent.com/mrc-ide/global-lmic-reports/master/AFG/projections.csv
https://raw.githubusercontent.com/mrc-ide/global-lmic-reports/master/AFG/projections.csv
https://raw.githubusercontent.com/mrc-ide/global-lmic-reports/master/AFG/projections.csv
https://raw.githubusercontent.com/mrc-ide/global-lmic-reports/master/AFG/projections.csv
https://raw.githubusercontent.com/mrc-ide/global-lmic-reports/master/AFG/projections.csv
https://raw.githubusercontent.com/mrc-ide/global-lmic-reports/master/AFG/projections.csv
https://raw.githubusercontent.com/mrc-ide/global-lmic-reports/master/AFG/projections.csv
https://raw.githubusercontent.com/mrc-ide/global-lmic-reports/master/AFG/projections.csv
https://raw.githubusercontent.com/mrc-ide/global-lmic-reports/master/AFG/projections.csv
https://raw.githubusercontent.com/mrc-ide/global-lmic-reports/master/AFG/projections.csv
https://raw.githubusercontent.com/mrc-ide/global-lmic-reports/master/AFG/projections.csv
https://raw.githubusercontent.com/mrc-ide/global-lmic-reports/master/AFG/projections.csv
https://raw.githubusercontent.com/mrc-ide/global-lmic-reports/master/AFG/projections.csv
https://raw.githubusercontent.com/mrc-ide/global-lmic-reports/master/AFG/projections.csv
https://raw.githubusercontent.com/mrc-ide/global-lmic-reports/master/AFG/projections.csv
https://raw.githubusercontent.com/mrc-ide/global-lmic-reports/master/AFG/projections.csv
https://raw.githubusercontent.com/mrc-ide/global-lmic-reports/master/AFG/projections.csv
https://raw.githubusercontent.com/mrc-ide/global-lmic-reports/master/AFG/projections.csv
https://raw.githubusercontent.com/mrc-ide/global-lmic-reports/master/AFG/projections.csv
https://raw.githubusercontent.com/mrc-ide/global-lmic-reports/master/AFG/projections.csv
https://raw.githubusercontent.com/mrc-ide/global-lmic-reports/master/AFG/projections.csv
https://raw.githubusercontent.com/mrc-ide/global-lmic-reports/master/AFG/projections.csv
https://raw.githubusercontent.com/mrc-ide/global-lmic-reports/master/AFG/projections.csv
https://raw.githubusercontent.com/mrc-ide/global-lmic-reports/master/AFG/projections.csv
https://raw.githubusercontent.com/mrc-ide/global-lmic-reports/master/AFG/projections.csv
https://raw.githubusercontent.com/mrc-ide/global-lmic-reports/master/AFG/projections.csv
https://raw.githubusercontent.com/mrc-ide/global-lmic-reports/master/AFG/projections.csv
https://raw.githubusercontent.com/mrc-ide/global-lmic-reports/master/AFG/projections.csv
https://raw.githubusercontent.com/mrc-ide/global-lmic-reports/master/AFG/projections.csv
https://raw.githubusercontent.com/mrc-ide/global-lmic-reports/master/AFG/projections.csv
https://raw.githubusercontent.com/mrc-ide/global-lmic-reports/master/AFG/projections.csv
https://raw.githubusercontent.com/mrc-ide/global-lmic-reports/master/AFG/projections.csv
https://raw.githubusercontent.com/mrc-ide/global-lmic-reports/master/AFG/projections.csv
https://raw.githubusercontent.com/mrc-ide/global-lmic-reports/master/AFG/projections.csv
https://raw.githubusercontent.com/mrc-ide/global-lmic-reports/master/AFG/projections.csv
https://raw.githubusercontent.com/mrc-ide/global-lmic-reports/master/AFG/projections.csv
https://raw.githubusercontent.com/mrc-ide/global-lmic-reports/master/AFG/projections.csv
https://raw.githubusercontent.com/mrc-ide/global-lmic-reports/master/AFG/projections.csv
https://raw.githubusercontent.com/mrc-ide/global-lmic-reports/master/AFG/projections.csv
https://raw.githubusercontent.com/mrc-ide/global-lmic-reports/master/AFG/projections.csv
https://raw.githubusercontent.com/mrc-ide/global-lmic-reports/master/AFG/projections.csv
https://raw.githubusercontent.com/mrc-ide/global-lmic-reports/master/AFG/projections.csv
https://raw.githubusercontent.com/mrc-ide/global-lmic-reports/master/AFG/projections.csv
https://raw.githubusercontent.com/mrc-ide/global-lmic-reports/master/AFG/projections.csv
https://raw.githubusercontent.com/mrc-ide/global-lmic-reports/master/AFG/projections.csv
https://raw.githubusercontent.com/mrc-ide/global-lmic-reports/master/AFG/projections.csv
https://raw.githubusercontent.com/mrc-ide/global-lmic-reports/master/AFG/projections.csv
https://raw.githubusercontent.com/mrc-ide/global-lmic-reports/master/AFG/projections.csv
https://raw.githubusercontent.com/mrc-ide/global-lmic-reports/master/AFG/projections.csv
https://raw.githubusercontent.com/mrc-ide/global-lmic-reports/master/AFG/projections.csv
https://raw.githubusercontent.com/mrc-ide/global-lmic-reports/master/AFG/projections.csv
https://raw.githubusercontent.com/mrc-ide/global-lmic-reports/master/AFG/projections.csv
https://raw.githubusercontent.com/mrc-ide/global-lmic-reports/master/AFG/projections.csv
https://raw.githubusercontent.com/mrc-ide/global-lmic-reports/master/AFG/projections.csv
https://raw.githubusercontent.com/mrc-ide/global-lmic-reports/master/AFG/projections.csv
https://raw.githubusercontent.com/mrc-ide/global-lmic-reports/master/AFG/projections.csv
https://raw.githubusercontent.com/mrc-ide/global-lmic-reports/master/AFG/projections.csv
https://raw.githubusercontent.com/mrc-ide/global-lmic-reports/master/AFG/projections.csv
https://raw.githubusercontent.com/mrc-ide/global-lmic-reports/master/AFG/projections.csv
https://raw.githubusercontent.com/mrc-ide/global-lmic-reports/master/AFG/projections.csv
https://raw.githubusercontent.com/mrc-ide/global-lmic-reports/master/AFG/projections.csv
https://raw.githubusercontent.com/mrc-ide/global-lmic-reports/master/AFG/projections.csv
https://raw.githubusercontent.com/mrc-ide/global-lmic-reports/master/AFG/projections.csv
https://raw.githubusercontent.com/mrc-ide/global-lmic-reports/master/AFG/projections.csv
https://raw.githubusercontent.com/mrc-ide/global-lmic-reports/master/AFG/projections.csv
https://raw.githubusercontent.com/mrc-ide/global-lmic-reports/master/AFG/projections.csv
https://raw.githubusercontent.com/mrc-ide/global-lmic-reports/master/AFG/projections.csv
https://raw.githubusercontent.com/mrc-ide/global-lmic-reports/master/AFG/projections.csv
https://raw.githubusercontent.com/mrc-ide/global-lmic-reports/master/AFG/projections.csv
https://raw.githubusercontent.com/mrc-ide/global-lmic-reports/master/AFG/projections.csv
https://raw.githubusercontent.com/mrc-ide/global-lmic-reports/master/AFG/projections.csv
https://raw.githubusercontent.com/mrc-ide/global-lmic-reports/master/AFG/projections.csv
https://raw.githubusercontent.com/mrc-ide/global-lmic-reports/master/AFG/projections.csv
https://raw.githubusercontent.com/mrc-ide/global-lmic-reports/master/AFG/projections.csv
https://raw.githubusercontent.com/mrc-ide/global-lmic-reports/master/AFG/projections.csv
https://raw.githubusercontent.com/mrc-ide/global-lmic-reports/master/AFG/projections.csv
https://raw.githubusercontent.com/mrc-ide/global-lmic-reports/master/AFG/projections.csv
https://raw.githubusercontent.com/mrc-ide/global-lmic-reports/master/AFG/projections.csv
https://raw.githubusercontent.com/mrc-ide/global-lmic-reports/master/AFG/projections.csv
https://raw.githubusercontent.com/mrc-ide/global-lmic-reports/master/AFG/projections.csv
https://raw.githubusercontent.com/mrc-ide/global-lmic-reports/master/AFG/projections.csv
https://raw.githubusercontent.com/mrc-ide/global-lmic-reports/master/AFG/projections.csv
https://raw.githubusercontent.com/mrc-ide/global-lmic-reports/master/AFG/projections.csv
https://raw.githubusercontent.com/mrc-ide/global-lmic-reports/master/AFG/projections.csv
https://raw.githubusercontent.com/mrc-ide/global-lmic-reports/master/AFG/projections.csv
https://raw.githubusercontent.com/mrc-ide/global-lmic-reports/master/AFG/projections.csv
https://raw.githubusercontent.com/mrc-ide/global-lmic-reports/master/AFG/projections.csv
https://raw.githubusercontent.com/mrc-ide/global-lmic-reports/master/AFG/projections.csv
https://raw.githubusercontent.com/mrc-ide/global-lmic-reports/master/AFG/projections.csv
https://raw.githubusercontent.com/mrc-ide/global-lmic-reports/master/AFG/projections.csv
https://raw.githubusercontent.com/mrc-ide/global-lmic-reports/master/AFG/projections.csv
https://raw.githubusercontent.com/mrc-ide/global-lmic-reports/master/AFG/projections.csv
https://raw.githubusercontent.com/mrc-ide/global-lmic-reports/master/AFG/projections.csv
https://raw.githubusercontent.com/mrc-ide/global-lmic-reports/master/AFG/projections.csv
https://raw.githubusercontent.com/mrc-ide/global-lmic-reports/master/AFG/projections.csv
https://raw.githubusercontent.com/mrc-ide/global-lmic-reports/master/AFG/projections.csv
https://raw.githubusercontent.com/mrc-ide/global-lmic-reports/master/AFG/projections.csv
https://raw.githubusercontent.com/mrc-ide/global-lmic-reports/master/AFG/projections.csv
https://raw.githubusercontent.com/mrc-ide/global-lmic-reports/master/AFG/projections.csv
https://raw.githubusercontent.com/mrc-ide/global-lmic-reports/master/AFG/projections.csv
https://raw.githubusercontent.com/mrc-ide/global-lmic-reports/master/AFG/projections.csv
https://raw.githubusercontent.com/mrc-ide/global-lmic-reports/master/AFG/projections.csv
https://raw.githubusercontent.com/mrc-ide/global-lmic-reports/master/AFG/projections.csv
https://raw.githubusercontent.com/mrc-ide/global-lmic-reports/master/AFG/projections.csv
https://raw.githubusercontent.com/mrc-ide/global-lmic-reports/master/AFG/projections.csv
https://raw.githubusercontent.com/mrc-ide/global-lmic-reports/master/AFG/projections.csv
https://raw.githubusercontent.com/mrc-ide/global-lmic-reports/master/AFG/projections.csv
https://raw.githubusercontent.com/mrc-ide/global-lmic-reports/master/AFG/projections.csv
https://raw.githubusercontent.com/mrc-ide/global-lmic-reports/master/AFG/projections.csv
https://raw.githubusercontent.com/mrc-ide/global-lmic-reports/master/AFG/projections.csv
https://raw.githubusercontent.com/mrc-ide/global-lmic-reports/master/AFG/projections.csv
https://raw.githubusercontent.com/mrc-ide/global-lmic-reports/master/AFG/projections.csv
https://raw.githubusercontent.com/mrc-ide/global-lmic-reports/master/AFG/projections.csv
https://raw.githubusercontent.com/mrc-ide/global-lmic-reports/master/AFG/projections.csv
https://raw.githubusercontent.com/mrc-ide/global-lmic-reports/master/AFG/projections.csv
https://raw.githubusercontent.com/mrc-ide/global-lmic-reports/master/AFG/projections.csv
https://raw.githubusercontent.com/mrc-ide/global-lmic-reports/master/AFG/projections.csv
https://raw.githubusercontent.com/mrc-ide/global-lmic-reports/master/AFG/projections.csv
https://raw.githubusercontent.com/mrc-ide/global-lmic-reports/master/AFG/projections.csv
https://raw.githubusercontent.com/mrc-ide/global-lmic-reports/master/AFG/projections.csv
https://raw.githubusercontent.com/mrc-ide/global-lmic-reports/master/AFG/projections.csv
https://raw.githubusercontent.com/mrc-ide/global-lmic-reports/master/AFG/projections.csv
https://raw.githubusercontent.com/mrc-ide/global-lmic-reports/master/AFG/projections.csv
https://raw.githubusercontent.com/mrc-ide/global-lmic-reports/master/AFG/projections.csv
https://raw.githubusercontent.com/mrc-ide/global-lmic-reports/master/AFG/projections.csv
https://raw.githubusercontent.com/mrc-ide/global-lmic-reports/master/AFG/projections.csv
https://raw.githubusercontent.com/mrc-ide/global-lmic-reports/master/AFG/projections.csv
https://raw.githubusercontent.com/mrc-ide/global-lmic-reports/master/AFG/projections.csv
https://raw.githubusercontent.com/mrc-ide/global-lmic-reports/master/AFG/projections.csv
https://raw.githubusercontent.com/mrc-ide/global-lmic-reports/master/AFG/projections.csv
https://raw.githubusercontent.com/mrc-ide/global-lmic-reports/master/AFG/projections.csv
https://raw.githubusercontent.com/mrc-ide/global-lmic-reports/master/AFG/projections.csv
https://raw.githubusercontent.com/mrc-ide/global-lmic-reports/master/AFG/projections.csv
https://raw.githubusercontent.com/mrc-ide/global-lmic-reports/master/AFG/projections.csv
https://raw.githubusercontent.com/mrc-ide/global-lmic-reports/master/AFG/projections.csv
https://raw.githubusercontent.com/mrc-ide/global-lmic-reports/master/AFG/projections.csv
https://raw.githubusercontent.com/mrc-ide/global-lmic-reports/master/AFG/projections.csv
https://raw.githubusercontent.com/mrc-ide/global-lmic-reports/master/AFG/projections.csv
https://raw.githubusercontent.com/mrc-ide/global-lmic-reports/master/AFG/projections.csv
https://raw.githubusercontent.com/mrc-ide/global-lmic-reports/master/AFG/projections.csv
https://raw.githubusercontent.com/mrc-ide/global-lmic-reports/master/AFG/projections.csv
https://raw.githubusercontent.com/mrc-ide/global-lmic-reports/master/AFG/projections.csv
https://raw.githubusercontent.com/mrc-ide/global-lmic-reports/master/AFG/projections.csv
https://raw.githubusercontent.com/mrc-ide/global-lmic-reports/master/AFG/projections.csv
https://raw.githubusercontent.com/mrc-ide/global-lmic-reports/master/AFG/projections.csv
https://raw.githubusercontent.com/mrc-ide/global-lmic-reports/master/AFG/projections.csv
https://raw.githubusercontent.com/mrc-ide/global-lmic-reports/master/AFG/projections.csv
https://raw.githubusercontent.com/mrc-ide/global-lmic-reports/master/AFG/projections.csv
https://raw.githubusercontent.com/mrc-ide/global-lmic-reports/master/AFG/projections.csv
https://raw.githubusercontent.com/mrc-ide/global-lmic-reports/master/AFG/projections.csv
https://raw.githubusercontent.com/mrc-ide/global-lmic-reports/master/AFG/projections.csv
https://raw.githubusercontent.com/mrc-ide/global-lmic-reports/master/AFG/projections.csv
https://raw.githubusercontent.com/mrc-ide/global-lmic-reports/master/AFG/projections.csv
https://raw.githubusercontent.com/mrc-ide/global-lmic-reports/master/AFG/projections.csv
https://raw.githubusercontent.com/mrc-ide/global-lmic-reports/master/AFG/projections.csv
https://raw.githubusercontent.com/mrc-ide/global-lmic-reports/master/AFG/projections.csv
https://raw.githubusercontent.com/mrc-ide/global-lmic-reports/master/AFG/projections.csv
https://raw.githubusercontent.com/mrc-ide/global-lmic-reports/master/AFG/projections.csv
https://raw.githubusercontent.com/mrc-ide/global-lmic-reports/master/AFG/projections.csv
https://raw.githubusercontent.com/mrc-ide/global-lmic-reports/master/AFG/projections.csv
https://raw.githubusercontent.com/mrc-ide/global-lmic-reports/master/AFG/projections.csv
https://raw.githubusercontent.com/mrc-ide/global-lmic-reports/master/AFG/projections.csv
https://raw.githubusercontent.com/mrc-ide/global-lmic-reports/master/AFG/projections.csv
https://raw.githubusercontent.com/mrc-ide/global-lmic-reports/master/AFG/projections.csv
https://raw.githubusercontent.com/mrc-ide/global-lmic-reports/master/AFG/projections.csv
https://raw.githubusercontent.com/mrc-ide/global-lmic-reports/master/AFG/projections.csv
https://raw.githubusercontent.com/mrc-ide/global-lmic-reports/master/AFG/projections.csv
https://raw.githubusercontent.com/mrc-ide/global-lmic-reports/master/AFG/projections.csv
https://raw.githubusercontent.com/mrc-ide/global-lmic-reports/master/AFG/projections.csv
https://raw.githubusercontent.com/mrc-ide/global-lmic-reports/master/AFG/projections.csv
https://raw.githubusercontent.com/mrc-ide/global-lmic-reports/master/AFG/projections.csv
https://raw.githubusercontent.com/mrc-ide/global-lmic-reports/master/AFG/projections.csv
https://raw.githubusercontent.com/mrc-ide/global-lmic-reports/master/AFG/projections.csv
https://raw.githubusercontent.com/mrc-ide/global-lmic-reports/master/AFG/projections.csv
https://raw.githubusercontent.com/mrc-ide/global-lmic-reports/master/AFG/projections.csv
https://raw.githubusercontent.com/mrc-ide/global-lmic-reports/master/AFG/projections.csv
https://raw.githubusercontent.com/mrc-ide/global-lmic-reports/master/AFG/projections.csv
https://raw.githubusercontent.com/mrc-ide/global-lmic-reports/master/AFG/projections.csv
https://raw.githubusercontent.com/mrc-ide/global-lmic-reports/master/AFG/projections.csv
https://raw.githubusercontent.com/mrc-ide/global-lmic-reports/master/AFG/projections.csv
https://raw.githubusercontent.com/mrc-ide/global-lmic-reports/master/AFG/projections.csv
https://raw.githubusercontent.com/mrc-ide/global-lmic-reports/master/AFG/projections.csv
https://raw.githubusercontent.com/mrc-ide/global-lmic-reports/master/AFG/projections.csv
https://raw.githubusercontent.com/mrc-ide/global-lmic-reports/master/AFG/projections.csv
https://raw.githubusercontent.com/mrc-ide/global-lmic-reports/master/AFG/projections.csv
https://raw.githubusercontent.com/mrc-ide/global-lmic-reports/master/AFG/projections.csv
https://raw.githubusercontent.com/mrc-ide/global-lmic-reports/master/AFG/projections.csv
https://raw.githubusercontent.com/mrc-ide/global-lmic-reports/master/AFG/projections.csv
https://raw.githubusercontent.com/mrc-ide/global-lmic-reports/master/AFG/projections.csv
https://raw.githubusercontent.com/mrc-ide/global-lmic-reports/master/AFG/projections.csv
https://raw.githubusercontent.com/mrc-ide/global-lmic-reports/master/AFG/projections.csv
https://raw.githubusercontent.com/mrc-ide/global-lmic-reports/master/AFG/projections.csv
https://raw.githubusercontent.com/mrc-ide/global-lmic-reports/master/AFG/projections.csv
https://raw.githubusercontent.com/mrc-ide/global-lmic-reports/master/AFG/projections.csv
https://raw.githubusercontent.com/mrc-ide/global-lmic-reports/master/AFG/projections.csv
https://raw.githubusercontent.com/mrc-ide/global-lmic-reports/master/AFG/projections.csv
https://raw.githubusercontent.com/mrc-ide/global-lmic-reports/master/AFG/projections.csv
https://raw.githubusercontent.com/mrc-ide/global-lmic-reports/master/AFG/projections.csv
https://raw.githubusercontent.com/mrc-ide/global-lmic-reports/master/AFG/projections.csv
https://raw.githubusercontent.com/mrc-ide/global-lmic-reports/master/AFG/projections.csv
https://raw.githubusercontent.com/mrc-ide/global-lmic-reports/master/AFG/projections.csv
https://raw.githubusercontent.com/mrc-ide/global-lmic-reports/master/AFG/projections.csv
https://raw.githubusercontent.com/mrc-ide/global-lmic-reports/master/AFG/projections.csv
https://raw.githubusercontent.com/mrc-ide/global-lmic-reports/master/AFG/projections.csv
https://raw.githubusercontent.com/mrc-ide/global-lmic-reports/master/AFG/projections.csv
https://raw.githubusercontent.com/mrc-ide/global-lmic-reports/master/AFG/projections.csv
https://raw.githubusercontent.com/mrc-ide/global-lmic-reports/master/AFG/projections.csv
https://raw.githubusercontent.com/mrc-ide/global-lmic-reports/master/AFG/projections.csv
https://raw.githubusercontent.com/mrc-ide/global-lmic-reports/master/AFG/projections.csv
https://raw.githubusercontent.com/mrc-ide/global-lmic-reports/master/AFG/projections.csv
https://raw.githubusercontent.com/mrc-ide/global-lmic-reports/master/AFG/projections.csv
https://raw.githubusercontent.com/mrc-ide/global-lmic-reports/master/AFG/projections.csv
https://raw.githubusercontent.com/mrc-ide/global-lmic-reports/master/AFG/projections.csv
https://raw.githubusercontent.com/mrc-ide/global-lmic-reports/master/AFG/projections.csv
https://raw.githubusercontent.com/mrc-ide/global-lmic-reports/master/AFG/projections.csv
https://raw.githubusercontent.com/mrc-ide/global-lmic-reports/master/AFG/projections.csv
https://raw.githubusercontent.com/mrc-ide/global-lmic-reports/master/AFG/projections.csv
https://raw.githubusercontent.com/mrc-ide/global-lmic-reports/master/AFG/projections.csv
https://raw.githubusercontent.com/mrc-ide/global-lmic-reports/master/AFG/projections.csv
https://raw.githubusercontent.com/mrc-ide/global-lmic-reports/master/AFG/projections.csv
https://raw.githubusercontent.com/mrc-ide/global-lmic-reports/master/AFG/projections.csv
https://raw.githubusercontent.com/mrc-ide/global-lmic-reports/master/AFG/projections.csv
https://raw.githubusercontent.com/mrc-ide/global-lmic-reports/master/AFG/projections.csv
https://raw.githubusercontent.com/mrc-ide/global-lmic-reports/master/AFG/projections.csv
https://raw.githubusercontent.com/mrc-ide/global-lmic-reports/master/AFG/projections.csv
https://raw.githubusercontent.com/mrc-ide/global-lmic-reports/master/AFG/projections.csv
https://raw.githubusercontent.com/mrc-ide/global-lmic-reports/master/AFG/projections.csv
https://raw.githubusercontent.com/mrc-ide/global-lmic-reports/master/AFG/projections.csv
https://raw.githubusercontent.com/mrc-ide/global-lmic-reports/master/AFG/projections.csv
https://raw.githubusercontent.com/mrc-ide/global-lmic-reports/master/AFG/projections.csv
https://raw.githubusercontent.com/mrc-ide/global-lmic-reports/master/AFG/projections.csv
https://raw.githubusercontent.com/mrc-ide/global-lmic-reports/master/AFG/projections.csv
https://raw.githubusercontent.com/mrc-ide/global-lmic-reports/master/AFG/projections.csv
https://raw.githubusercontent.com/mrc-ide/global-lmic-reports/master/AFG/projections.csv
https://raw.githubusercontent.com/mrc-ide/global-lmic-reports/master/AFG/projections.csv
https://raw.githubusercontent.com/mrc-ide/global-lmic-reports/master/AFG/projections.csv
https://raw.githubusercontent.com/mrc-ide/global-lmic-reports/master/AFG/projections.csv
https://raw.githubusercontent.com/mrc-ide/global-lmic-reports/master/AFG/projections.csv
https://raw.githubusercontent.com/mrc-ide/global-lmic-reports/master/AFG/projections.csv
https://raw.githubusercontent.com/mrc-ide/global-lmic-reports/master/AFG/projections.csv
https://raw.githubusercontent.com/mrc-ide/global-lmic-reports/master/AFG/projections.csv
https://raw.githubusercontent.com/mrc-ide/global-lmic-reports/master/AFG/projections.csv
https://raw.githubusercontent.com/mrc-ide/global-lmic-reports/master/AFG/projections.csv
https://raw.githubusercontent.com/mrc-ide/global-lmic-reports/master/AFG/projections.csv
https://raw.githubusercontent.com/mrc-ide/global-lmic-reports/master/AFG/projections.csv
https://raw.githubusercontent.com/mrc-ide/global-lmic-reports/master/AFG/projections.csv
https://raw.githubusercontent.com/mrc-ide/global-lmic-reports/master/AFG/projections.csv
https://raw.githubusercontent.com/mrc-ide/global-lmic-reports/master/AFG/projections.csv
https://raw.githubusercontent.com/mrc-ide/global-lmic-reports/master/AFG/projections.csv
https://raw.githubusercontent.com/mrc-ide/global-lmic-reports/master/AFG/projections.csv
https://raw.githubusercontent.com/mrc-ide/global-lmic-reports/master/AFG/projections.csv
https://raw.githubusercontent.com/mrc-ide/global-lmic-reports/master/AFG/projections.csv
https://raw.githubusercontent.com/mrc-ide/global-lmic-reports/master/AFG/projections.csv
https://raw.githubusercontent.com/mrc-ide/global-lmic-reports/master/AFG/projections.csv
https://raw.githubusercontent.com/mrc-ide/global-lmic-reports/master/AFG/projections.csv
https://raw.githubusercontent.com/mrc-ide/global-lmic-reports/master/AFG/projections.csv
https://raw.githubusercontent.com/mrc-ide/global-lmic-reports/master/AFG/projections.csv
https://raw.githubusercontent.com/mrc-ide/global-lmic-reports/master/AFG/projections.csv
https://raw.githubusercontent.com/mrc-ide/global-lmic-reports/master/AFG/projections.csv
https://raw.githubusercontent.com/mrc-ide/global-lmic-reports/master/AFG/projections.csv
https://raw.githubusercontent.com/mrc-ide/global-lmic-reports/master/AFG/projections.csv
https://raw.githubusercontent.com/mrc-ide/global-lmic-reports/master/AFG/projections.csv
https://raw.githubusercontent.com/mrc-ide/global-lmic-reports/master/AFG/projections.csv
https://raw.githubusercontent.com/mrc-ide/global-lmic-reports/master/AFG/projections.csv
https://raw.githubusercontent.com/mrc-ide/global-lmic-reports/master/AFG/projections.csv
https://raw.githubusercontent.com/mrc-ide/global-lmic-reports/master/AFG/projections.csv
https://raw.githubusercontent.com/mrc-ide/global-lmic-reports/master/AFG/projections.csv
https://raw.githubusercontent.com/mrc-ide/global-lmic-reports/master/AFG/projections.csv
https://raw.githubusercontent.com/mrc-ide/global-lmic-reports/master/AFG/projections.csv
https://raw.githubusercontent.com/mrc-ide/global-lmic-reports/master/AFG/projections.csv
https://raw.githubusercontent.com/mrc-ide/global-lmic-reports/master/AFG/projections.csv
https://raw.githubusercontent.com/mrc-ide/global-lmic-reports/master/AFG/projections.csv
https://raw.githubusercontent.com/mrc-ide/global-lmic-reports/master/AFG/projections.csv
https://raw.githubusercontent.com/mrc-ide/global-lmic-reports/master/AFG/projections.csv
https://raw.githubusercontent.com/mrc-ide/global-lmic-reports/master/AFG/projections.csv
https://raw.githubusercontent.com/mrc-ide/global-lmic-reports/master/AFG/projections.csv
https://raw.githubusercontent.com/mrc-ide/global-lmic-reports/master/AFG/projections.csv
https://raw.githubusercontent.com/mrc-ide/global-lmic-reports/master/AFG/projections.csv
https://raw.githubusercontent.com/mrc-ide/global-lmic-reports/master/AFG/projections.csv
https://raw.githubusercontent.com/mrc-ide/global-lmic-reports/master/AFG/projections.csv
https://raw.githubusercontent.com/mrc-ide/global-lmic-reports/master/AFG/projections.csv
https://raw.githubusercontent.com/mrc-ide/global-lmic-reports/master/AFG/projections.csv
https://raw.githubusercontent.com/mrc-ide/global-lmic-reports/master/AFG/projections.csv
https://raw.githubusercontent.com/mrc-ide/global-lmic-reports/master/AFG/projections.csv
https://raw.githubusercontent.com/mrc-ide/global-lmic-reports/master/AFG/projections.csv
https://raw.githubusercontent.com/mrc-ide/global-lmic-reports/master/AFG/projections.csv
https://raw.githubusercontent.com/mrc-ide/global-lmic-reports/master/AFG/projections.csv
https://raw.githubusercontent.com/mrc-ide/global-lmic-reports/master/AFG/projections.csv
https://raw.githubusercontent.com/mrc-ide/global-lmic-reports/master/AFG/projections.csv
https://raw.githubusercontent.com/mrc-ide/global-lmic-reports/master/AFG/projections.csv
https://raw.githubusercontent.com/mrc-ide/global-lmic-reports/master/AFG/projections.csv
https://raw.githubusercontent.com/mrc-ide/global-lmic-reports/master/AFG/projections.csv
https://raw.githubusercontent.com/mrc-ide/global-lmic-reports/master/AFG/projections.csv
https://raw.githubusercontent.com/mrc-ide/global-lmic-reports/master/AFG/projections.csv
https://raw.githubusercontent.com/mrc-ide/global-lmic-reports/master/AFG/projections.csv
https://raw.githubusercontent.com/mrc-ide/global-lmic-reports/master/AFG/projections.csv
https://raw.githubusercontent.com/mrc-ide/global-lmic-reports/master/AFG/projections.csv
https://raw.githubusercontent.com/mrc-ide/global-lmic-reports/master/AFG/projections.csv
https://raw.githubusercontent.com/mrc-ide/global-lmic-reports/master/AFG/projections.csv
https://raw.githubusercontent.com/mrc-ide/global-lmic-reports/master/AFG/projections.csv
https://raw.githubusercontent.com/mrc-ide/global-lmic-reports/master/AFG/projections.csv
https://raw.githubusercontent.com/mrc-ide/global-lmic-reports/master/AFG/projections.csv
https://raw.githubusercontent.com/mrc-ide/global-lmic-reports/master/AFG/projections.csv
https://raw.githubusercontent.com/mrc-ide/global-lmic-reports/master/AFG/projections.csv
https://raw.githubusercontent.com/mrc-ide/global-lmic-reports/master/AFG/projections.csv
https://raw.githubusercontent.com/mrc-ide/global-lmic-reports/master/AFG/projections.csv
https://raw.githubusercontent.com/mrc-ide/global-lmic-reports/master/AFG/projections.csv
https://raw.githubusercontent.com/mrc-ide/global-lmic-reports/master/AFG/projections.csv
https://raw.githubusercontent.com/mrc-ide/global-lmic-reports/master/AFG/projections.csv
https://raw.githubusercontent.com/mrc-ide/global-lmic-reports/master/AFG/projections.csv
https://raw.githubusercontent.com/mrc-ide/global-lmic-reports/master/AFG/projections.csv
https://raw.githubusercontent.com/mrc-ide/global-lmic-reports/master/AFG/projections.csv
https://raw.githubusercontent.com/mrc-ide/global-lmic-reports/master/AFG/projections.csv
https://raw.githubusercontent.com/mrc-ide/global-lmic-reports/master/AFG/projections.csv
https://raw.githubusercontent.com/mrc-ide/global-lmic-reports/master/AFG/projections.csv
https://raw.githubusercontent.com/mrc-ide/global-lmic-reports/master/AFG/projections.csv
https://raw.githubusercontent.com/mrc-ide/global-lmic-reports/master/AFG/projections.csv
https://raw.githubusercontent.com/mrc-ide/global-lmic-reports/master/AFG/projections.csv
https://raw.githubusercontent.com/mrc-ide/global-lmic-reports/master/AFG/projections.csv
https://raw.githubusercontent.com/mrc-ide/global-lmic-reports/master/AFG/projections.csv
https://raw.githubusercontent.com/mrc-ide/global-lmic-reports/master/AFG/projections.csv
https://raw.githubusercontent.com/mrc-ide/global-lmic-reports/master/AFG/projections.csv
https://raw.githubusercontent.com/mrc-ide/global-lmic-reports/master/AFG/projections.csv
https://raw.githubusercontent.com/mrc-ide/global-lmic-reports/master/AFG/projections.csv
https://raw.githubusercontent.com/mrc-ide/global-lmic-reports/master/AFG/projections.csv
https://raw.githubusercontent.com/mrc-ide/global-lmic-reports/master/AFG/projections.csv
https://raw.githubusercontent.com/mrc-ide/global-lmic-reports/master/AFG/projections.csv
https://raw.githubusercontent.com/mrc-ide/global-lmic-reports/master/AFG/projections.csv
https://raw.githubusercontent.com/mrc-ide/global-lmic-reports/master/AFG/projections.csv
https://raw.githubusercontent.com/mrc-ide/global-lmic-reports/master/AFG/projections.csv
https://raw.githubusercontent.com/mrc-ide/global-lmic-reports/master/AFG/projections.csv
https://raw.githubusercontent.com/mrc-ide/global-lmic-reports/master/AFG/projections.csv
https://raw.githubusercontent.com/mrc-ide/global-lmic-reports/master/AFG/projections.csv
https://raw.githubusercontent.com/mrc-ide/global-lmic-reports/master/AFG/projections.csv
https://raw.githubusercontent.com/mrc-ide/global-lmic-reports/master/AFG/projections.csv
https://raw.githubusercontent.com/mrc-ide/global-lmic-reports/master/AFG/projections.csv
https://raw.githubusercontent.com/mrc-ide/global-lmic-reports/master/AFG/projections.csv
https://raw.githubusercontent.com/mrc-ide/global-lmic-reports/master/AFG/projections.csv
https://raw.githubusercontent.com/mrc-ide/global-lmic-reports/master/AFG/projections.csv
https://raw.githubusercontent.com/mrc-ide/global-lmic-reports/master/AFG/projections.csv
https://raw.githubusercontent.com/mrc-ide/global-lmic-reports/master/AFG/projections.csv
https://raw.githubusercontent.com/mrc-ide/global-lmic-reports/master/AFG/projections.csv
https://raw.githubusercontent.com/mrc-ide/global-lmic-reports/master/AFG/projections.csv
https://raw.githubusercontent.com/mrc-ide/global-lmic-reports/master/AFG/projections.csv
https://raw.githubusercontent.com/mrc-ide/global-lmic-reports/master/AFG/projections.csv
https://raw.githubusercontent.com/mrc-ide/global-lmic-reports/master/AFG/projections.csv
https://raw.githubusercontent.com/mrc-ide/global-lmic-reports/master/AFG/projections.csv
https://raw.githubusercontent.com/mrc-ide/global-lmic-reports/master/AFG/projections.csv
https://raw.githubusercontent.com/mrc-ide/global-lmic-reports/master/AFG/projections.csv
https://raw.githubusercontent.com/mrc-ide/global-lmic-reports/master/AFG/projections.csv
https://raw.githubusercontent.com/mrc-ide/global-lmic-reports/master/AFG/projections.csv
https://raw.githubusercontent.com/mrc-ide/global-lmic-reports/master/AFG/projections.csv
https://raw.githubusercontent.com/mrc-ide/global-lmic-reports/master/AFG/projections.csv
https://raw.githubusercontent.com/mrc-ide/global-lmic-reports/master/AFG/projections.csv
https://raw.githubusercontent.com/mrc-ide/global-lmic-reports/master/AFG/projections.csv
https://raw.githubusercontent.com/mrc-ide/global-lmic-reports/master/AFG/projections.csv
https://raw.githubusercontent.com/mrc-ide/global-lmic-reports/master/AFG/projections.csv
https://raw.githubusercontent.com/mrc-ide/global-lmic-reports/master/AFG/projections.csv
https://raw.githubusercontent.com/mrc-ide/global-lmic-reports/master/AFG/projections.csv
https://raw.githubusercontent.com/mrc-ide/global-lmic-reports/master/AFG/projections.csv
https://raw.githubusercontent.com/mrc-ide/global-lmic-reports/master/AFG/projections.csv
https://raw.githubusercontent.com/mrc-ide/global-lmic-reports/master/AFG/projections.csv
https://raw.githubusercontent.com/mrc-ide/global-lmic-reports/master/AFG/projections.csv
https://raw.githubusercontent.com/mrc-ide/global-lmic-reports/master/AFG/projections.csv
https://raw.githubusercontent.com/mrc-ide/global-lmic-reports/master/AFG/projections.csv
https://raw.githubusercontent.com/mrc-ide/global-lmic-reports/master/AFG/projections.csv
https://raw.githubusercontent.com/mrc-ide/global-lmic-reports/master/AFG/projections.csv
https://raw.githubusercontent.com/mrc-ide/global-lmic-reports/master/AFG/projections.csv
https://raw.githubusercontent.com/mrc-ide/global-lmic-reports/master/AFG/projections.csv
https://raw.githubusercontent.com/mrc-ide/global-lmic-reports/master/AFG/projections.csv
https://raw.githubusercontent.com/mrc-ide/global-lmic-reports/master/AFG/projections.csv
https://raw.githubusercontent.com/mrc-ide/global-lmic-reports/master/AFG/projections.csv
https://raw.githubusercontent.com/mrc-ide/global-lmic-reports/master/AFG/projections.csv
https://raw.githubusercontent.com/mrc-ide/global-lmic-reports/master/AFG/projections.csv
https://raw.githubusercontent.com/mrc-ide/global-lmic-reports/master/AFG/projections.csv
https://raw.githubusercontent.com/mrc-ide/global-lmic-reports/master/AFG/projections.csv
https://raw.githubusercontent.com/mrc-ide/global-lmic-reports/master/AFG/projections.csv
https://raw.githubusercontent.com/mrc-ide/global-lmic-reports/master/AFG/projections.csv
https://raw.githubusercontent.com/mrc-ide/global-lmic-reports/master/AFG/projections.csv
https://raw.githubusercontent.com/mrc-ide/global-lmic-reports/master/AFG/projections.csv
https://raw.githubusercontent.com/mrc-ide/global-lmic-reports/master/AFG/projections.csv
https://raw.githubusercontent.com/mrc-ide/global-lmic-reports/master/AFG/projections.csv
https://raw.githubusercontent.com/mrc-ide/global-lmic-reports/master/AFG/projections.csv
https://raw.githubusercontent.com/mrc-ide/global-lmic-reports/master/AFG/projections.csv
https://raw.githubusercontent.com/mrc-ide/global-lmic-reports/master/AFG/projections.csv
https://raw.githubusercontent.com/mrc-ide/global-lmic-reports/master/AFG/projections.csv
https://raw.githubusercontent.com/mrc-ide/global-lmic-reports/master/AFG/projections.csv
https://raw.githubusercontent.com/mrc-ide/global-lmic-reports/master/AFG/projections.csv
https://raw.githubusercontent.com/mrc-ide/global-lmic-reports/master/AFG/projections.csv
https://raw.githubusercontent.com/mrc-ide/global-lmic-reports/master/AFG/projections.csv
https://raw.githubusercontent.com/mrc-ide/global-lmic-reports/master/AFG/projections.csv
https://raw.githubusercontent.com/mrc-ide/global-lmic-reports/master/AFG/projections.csv
https://raw.githubusercontent.com/mrc-ide/global-lmic-reports/master/AFG/projections.csv
https://raw.githubusercontent.com/mrc-ide/global-lmic-reports/master/AFG/projections.csv
https://raw.githubusercontent.com/mrc-ide/global-lmic-reports/master/AFG/projections.csv
https://raw.githubusercontent.com/mrc-ide/global-lmic-reports/master/AFG/projections.csv
https://raw.githubusercontent.com/mrc-ide/global-lmic-reports/master/AFG/projections.csv
https://raw.githubusercontent.com/mrc-ide/global-lmic-reports/master/AFG/projections.csv
https://raw.githubusercontent.com/mrc-ide/global-lmic-reports/master/AFG/projections.csv
https://raw.githubusercontent.com/mrc-ide/global-lmic-reports/master/AFG/projections.csv
https://raw.githubusercontent.com/mrc-ide/global-lmic-reports/master/AFG/projections.csv
https://raw.githubusercontent.com/mrc-ide/global-lmic-reports/master/AFG/projections.csv
https://raw.githubusercontent.com/mrc-ide/global-lmic-reports/master/AFG/projections.csv
https://raw.githubusercontent.com/mrc-ide/global-lmic-reports/master/AFG/projections.csv
https://raw.githubusercontent.com/mrc-ide/global-lmic-reports/master/AFG/projections.csv
https://raw.githubusercontent.com/mrc-ide/global-lmic-reports/master/AFG/projections.csv
https://raw.githubusercontent.com/mrc-ide/global-lmic-reports/master/AFG/projections.csv
https://raw.githubusercontent.com/mrc-ide/global-lmic-reports/master/AFG/projections.csv
https://raw.githubusercontent.com/mrc-ide/global-lmic-reports/master/AFG/projections.csv
https://raw.githubusercontent.com/mrc-ide/global-lmic-reports/master/AFG/projections.csv
https://raw.githubusercontent.com/mrc-ide/global-lmic-reports/master/AFG/projections.csv
https://raw.githubusercontent.com/mrc-ide/global-lmic-reports/master/AFG/projections.csv
https://raw.githubusercontent.com/mrc-ide/global-lmic-reports/master/AFG/projections.csv
https://raw.githubusercontent.com/mrc-ide/global-lmic-reports/master/AFG/projections.csv
https://raw.githubusercontent.com/mrc-ide/global-lmic-reports/master/AFG/projections.csv
https://raw.githubusercontent.com/mrc-ide/global-lmic-reports/master/AFG/projections.csv
https://raw.githubusercontent.com/mrc-ide/global-lmic-reports/master/AFG/projections.csv
https://raw.githubusercontent.com/mrc-ide/global-lmic-reports/master/AFG/projections.csv
https://raw.githubusercontent.com/mrc-ide/global-lmic-reports/master/AFG/projections.csv
https://raw.githubusercontent.com/mrc-ide/global-lmic-reports/master/AFG/projections.csv
https://raw.githubusercontent.com/mrc-ide/global-lmic-reports/master/AFG/projections.csv
https://raw.githubusercontent.com/mrc-ide/global-lmic-reports/master/AFG/projections.csv
https://raw.githubusercontent.com/mrc-ide/global-lmic-reports/master/AFG/projections.csv
https://raw.githubusercontent.com/mrc-ide/global-lmic-reports/master/AFG/projections.csv
https://raw.githubusercontent.com/mrc-ide/global-lmic-reports/master/AFG/projections.csv
https://raw.githubusercontent.com/mrc-ide/global-lmic-reports/master/AFG/projections.csv
https://raw.githubusercontent.com/mrc-ide/global-lmic-reports/master/AFG/projections.csv
https://raw.githubusercontent.com/mrc-ide/global-lmic-reports/master/AFG/projections.csv
https://raw.githubusercontent.com/mrc-ide/global-lmic-reports/master/AFG/projections.csv
https://raw.githubusercontent.com/mrc-ide/global-lmic-reports/master/AFG/projections.csv
https://raw.githubusercontent.com/mrc-ide/global-lmic-reports/master/AFG/projections.csv
https://raw.githubusercontent.com/mrc-ide/global-lmic-reports/master/AFG/projections.csv
https://raw.githubusercontent.com/mrc-ide/global-lmic-reports/master/AFG/projections.csv
https://raw.githubusercontent.com/mrc-ide/global-lmic-reports/master/AFG/projections.csv
https://raw.githubusercontent.com/mrc-ide/global-lmic-reports/master/AFG/projections.csv
https://raw.githubusercontent.com/mrc-ide/global-lmic-reports/master/AFG/projections.csv
https://raw.githubusercontent.com/mrc-ide/global-lmic-reports/master/AFG/projections.csv
https://raw.githubusercontent.com/mrc-ide/global-lmic-reports/master/AFG/projections.csv
https://raw.githubusercontent.com/mrc-ide/global-lmic-reports/master/AFG/projections.csv
https://raw.githubusercontent.com/mrc-ide/global-lmic-reports/master/AFG/projections.csv
https://raw.githubusercontent.com/mrc-ide/global-lmic-reports/master/AFG/projections.csv
https://raw.githubusercontent.com/mrc-ide/global-lmic-reports/master/AFG/projections.csv
https://raw.githubusercontent.com/mrc-ide/global-lmic-reports/master/AFG/projections.csv
https://raw.githubusercontent.com/mrc-ide/global-lmic-reports/master/AFG/projections.csv
https://raw.githubusercontent.com/mrc-ide/global-lmic-reports/master/AFG/projections.csv
https://raw.githubusercontent.com/mrc-ide/global-lmic-reports/master/AFG/projections.csv
https://raw.githubusercontent.com/mrc-ide/global-lmic-reports/master/AFG/projections.csv
https://raw.githubusercontent.com/mrc-ide/global-lmic-reports/master/AFG/projections.csv
https://raw.githubusercontent.com/mrc-ide/global-lmic-reports/master/AFG/projections.csv
https://raw.githubusercontent.com/mrc-ide/global-lmic-reports/master/AFG/projections.csv
https://raw.githubusercontent.com/mrc-ide/global-lmic-reports/master/AFG/projections.csv
https://raw.githubusercontent.com/mrc-ide/global-lmic-reports/master/AFG/projections.csv
https://raw.githubusercontent.com/mrc-ide/global-lmic-reports/master/AFG/projections.csv
https://raw.githubusercontent.com/mrc-ide/global-lmic-reports/master/AFG/projections.csv
https://raw.githubusercontent.com/mrc-ide/global-lmic-reports/master/AFG/projections.csv
https://raw.githubusercontent.com/mrc-ide/global-lmic-reports/master/AFG/projections.csv
https://raw.githubusercontent.com/mrc-ide/global-lmic-reports/master/AFG/projections.csv
https://raw.githubusercontent.com/mrc-ide/global-lmic-reports/master/AFG/projections.csv
https://raw.githubusercontent.com/mrc-ide/global-lmic-reports/master/AFG/projections.csv
https://raw.githubusercontent.com/mrc-ide/global-lmic-reports/master/AFG/projections.csv
https://raw.githubusercontent.com/mrc-ide/global-lmic-reports/master/AFG/projections.csv
https://raw.githubusercontent.com/mrc-ide/global-lmic-reports/master/AFG/projections.csv
https://raw.githubusercontent.com/mrc-ide/global-lmic-reports/master/AFG/projections.csv
https://raw.githubusercontent.com/mrc-ide/global-lmic-reports/master/AFG/projections.csv
https://raw.githubusercontent.com/mrc-ide/global-lmic-reports/master/AFG/projections.csv
https://raw.githubusercontent.com/mrc-ide/global-lmic-reports/master/AFG/projections.csv
https://raw.githubusercontent.com/mrc-ide/global-lmic-reports/master/AFG/projections.csv
https://raw.githubusercontent.com/mrc-ide/global-lmic-reports/master/AFG/projections.csv
https://raw.githubusercontent.com/mrc-ide/global-lmic-reports/master/AFG/projections.csv
https://raw.githubusercontent.com/mrc-ide/global-lmic-reports/master/AFG/projections.csv
https://raw.githubusercontent.com/mrc-ide/global-lmic-reports/master/AFG/projections.csv
https://raw.githubusercontent.com/mrc-ide/global-lmic-reports/master/AFG/projections.csv
https://raw.githubusercontent.com/mrc-ide/global-lmic-reports/master/AFG/projections.csv
https://raw.githubusercontent.com/mrc-ide/global-lmic-reports/master/AFG/projections.csv
https://raw.githubusercontent.com/mrc-ide/global-lmic-reports/master/AFG/projections.csv
https://raw.githubusercontent.com/mrc-ide/global-lmic-reports/master/AFG/projections.csv
https://raw.githubusercontent.com/mrc-ide/global-lmic-reports/master/AFG/projections.csv
https://raw.githubusercontent.com/mrc-ide/global-lmic-reports/master/AFG/projections.csv
https://raw.githubusercontent.com/mrc-ide/global-lmic-reports/master/AFG/projections.csv
https://raw.githubusercontent.com/mrc-ide/global-lmic-reports/master/AFG/projections.csv
https://raw.githubusercontent.com/mrc-ide/global-lmic-reports/master/AFG/projections.csv
https://raw.githubusercontent.com/mrc-ide/global-lmic-reports/master/AFG/projections.csv
https://raw.githubusercontent.com/mrc-ide/global-lmic-reports/master/AFG/projections.csv
https://raw.githubusercontent.com/mrc-ide/global-lmic-reports/master/AFG/projections.csv
https://raw.githubusercontent.com/mrc-ide/global-lmic-reports/master/AFG/projections.csv
https://raw.githubusercontent.com/mrc-ide/global-lmic-reports/master/AFG/projections.csv
https://raw.githubusercontent.com/mrc-ide/global-lmic-reports/master/AFG/projections.csv
https://raw.githubusercontent.com/mrc-ide/global-lmic-reports/master/AFG/projections.csv
https://raw.githubusercontent.com/mrc-ide/global-lmic-reports/master/AFG/projections.csv
https://raw.githubusercontent.com/mrc-ide/global-lmic-reports/master/AFG/projections.csv
https://raw.githubusercontent.com/mrc-ide/global-lmic-reports/master/AFG/projections.csv
https://raw.githubusercontent.com/mrc-ide/global-lmic-reports/master/AFG/projections.csv
https://raw.githubusercontent.com/mrc-ide/global-lmic-reports/master/AFG/projections.csv
https://raw.githubusercontent.com/mrc-ide/global-lmic-reports/master/AFG/projections.csv
https://raw.githubusercontent.com/mrc-ide/global-lmic-reports/master/AFG/projections.csv
https://raw.githubusercontent.com/mrc-ide/global-lmic-reports/master/AFG/projections.csv
https://raw.githubusercontent.com/mrc-ide/global-lmic-reports/master/AFG/projections.csv
https://raw.githubusercontent.com/mrc-ide/global-lmic-reports/master/AFG/projections.csv
https://raw.githubusercontent.com/mrc-ide/global-lmic-reports/master/AFG/projections.csv
https://raw.githubusercontent.com/mrc-ide/global-lmic-reports/master/AFG/projections.csv
https://raw.githubusercontent.com/mrc-ide/global-lmic-reports/master/AFG/projections.csv
https://raw.githubusercontent.com/mrc-ide/global-lmic-reports/master/AFG/projections.csv
https://raw.githubusercontent.com/mrc-ide/global-lmic-reports/master/AFG/projections.csv
https://raw.githubusercontent.com/mrc-ide/global-lmic-reports/master/AFG/projections.csv
https://raw.githubusercontent.com/mrc-ide/global-lmic-reports/master/AFG/projections.csv
https://raw.githubusercontent.com/mrc-ide/global-lmic-reports/master/AFG/projections.csv
https://raw.githubusercontent.com/mrc-ide/global-lmic-reports/master/AFG/projections.csv
https://raw.githubusercontent.com/mrc-ide/global-lmic-reports/master/AFG/projections.csv
https://raw.githubusercontent.com/mrc-ide/global-lmic-reports/master/AFG/projections.csv
https://raw.githubusercontent.com/mrc-ide/global-lmic-reports/master/AFG/projections.csv
https://raw.githubusercontent.com/mrc-ide/global-lmic-reports/master/AFG/projections.csv
https://raw.githubusercontent.com/mrc-ide/global-lmic-reports/master/AFG/projections.csv
https://raw.githubusercontent.com/mrc-ide/global-lmic-reports/master/AFG/projections.csv
https://raw.githubusercontent.com/mrc-ide/global-lmic-reports/master/AFG/projections.csv
https://raw.githubusercontent.com/mrc-ide/global-lmic-reports/master/AFG/projections.csv
https://raw.githubusercontent.com/mrc-ide/global-lmic-reports/master/AFG/projections.csv
https://raw.githubusercontent.com/mrc-ide/global-lmic-reports/master/AFG/projections.csv
https://raw.githubusercontent.com/mrc-ide/global-lmic-reports/master/AFG/projections.csv
https://raw.githubusercontent.com/mrc-ide/global-lmic-reports/master/AFG/projections.csv
https://raw.githubusercontent.com/mrc-ide/global-lmic-reports/master/AFG/projections.csv
https://raw.githubusercontent.com/mrc-ide/global-lmic-reports/master/AFG/projections.csv
https://raw.githubusercontent.com/mrc-ide/global-lmic-reports/master/AFG/projections.csv
https://raw.githubusercontent.com/mrc-ide/global-lmic-reports/master/AFG/projections.csv
https://raw.githubusercontent.com/mrc-ide/global-lmic-reports/master/AFG/projections.csv
https://raw.githubusercontent.com/mrc-ide/global-lmic-reports/master/AFG/projections.csv
https://raw.githubusercontent.com/mrc-ide/global-lmic-reports/master/AFG/projections.csv
https://raw.githubusercontent.com/mrc-ide/global-lmic-reports/master/AFG/projections.csv
https://raw.githubusercontent.com/mrc-ide/global-lmic-reports/master/AFG/projections.csv
https://raw.githubusercontent.com/mrc-ide/global-lmic-reports/master/AFG/projections.csv
https://raw.githubusercontent.com/mrc-ide/global-lmic-reports/master/AFG/projections.csv
https://raw.githubusercontent.com/mrc-ide/global-lmic-reports/master/AFG/projections.csv
https://raw.githubusercontent.com/mrc-ide/global-lmic-reports/master/AFG/projections.csv
https://raw.githubusercontent.com/mrc-ide/global-lmic-reports/master/AFG/projections.csv
https://raw.githubusercontent.com/mrc-ide/global-lmic-reports/master/AFG/projections.csv
https://raw.githubusercontent.com/mrc-ide/global-lmic-reports/master/AFG/projections.csv
https://raw.githubusercontent.com/mrc-ide/global-lmic-reports/master/AFG/projections.csv
https://raw.githubusercontent.com/mrc-ide/global-lmic-reports/master/AFG/projections.csv
https://raw.githubusercontent.com/mrc-ide/global-lmic-reports/master/AFG/projections.csv
https://raw.githubusercontent.com/mrc-ide/global-lmic-reports/master/AFG/projections.csv
https://raw.githubusercontent.com/mrc-ide/global-lmic-reports/master/AFG/projections.csv
https://raw.githubusercontent.com/mrc-ide/global-lmic-reports/master/AFG/projections.csv
https://raw.githubusercontent.com/mrc-ide/global-lmic-reports/master/AFG/projections.csv
https://raw.githubusercontent.com/mrc-ide/global-lmic-reports/master/AFG/projections.csv
https://raw.githubusercontent.com/mrc-ide/global-lmic-reports/master/AFG/projections.csv
https://raw.githubusercontent.com/mrc-ide/global-lmic-reports/master/AFG/projections.csv
https://raw.githubusercontent.com/mrc-ide/global-lmic-reports/master/AFG/projections.csv
https://raw.githubusercontent.com/mrc-ide/global-lmic-reports/master/AFG/projections.csv
https://raw.githubusercontent.com/mrc-ide/global-lmic-reports/master/AFG/projections.csv
https://raw.githubusercontent.com/mrc-ide/global-lmic-reports/master/AFG/projections.csv
https://raw.githubusercontent.com/mrc-ide/global-lmic-reports/master/AFG/projections.csv
https://raw.githubusercontent.com/mrc-ide/global-lmic-reports/master/AFG/projections.csv
https://raw.githubusercontent.com/mrc-ide/global-lmic-reports/master/AFG/projections.csv
https://raw.githubusercontent.com/mrc-ide/global-lmic-reports/master/AFG/projections.csv
https://raw.githubusercontent.com/mrc-ide/global-lmic-reports/master/AFG/projections.csv
https://raw.githubusercontent.com/mrc-ide/global-lmic-reports/master/AFG/projections.csv
https://raw.githubusercontent.com/mrc-ide/global-lmic-reports/master/AFG/projections.csv
https://raw.githubusercontent.com/mrc-ide/global-lmic-reports/master/AFG/projections.csv
https://raw.githubusercontent.com/mrc-ide/global-lmic-reports/master/AFG/projections.csv
https://raw.githubusercontent.com/mrc-ide/global-lmic-reports/master/AFG/projections.csv
https://raw.githubusercontent.com/mrc-ide/global-lmic-reports/master/AFG/projections.csv
https://raw.githubusercontent.com/mrc-ide/global-lmic-reports/master/AFG/projections.csv
https://raw.githubusercontent.com/mrc-ide/global-lmic-reports/master/AFG/projections.csv
https://raw.githubusercontent.com/mrc-ide/global-lmic-reports/master/AFG/projections.csv
https://raw.githubusercontent.com/mrc-ide/global-lmic-reports/master/AFG/projections.csv
https://raw.githubusercontent.com/mrc-ide/global-lmic-reports/master/AFG/projections.csv
https://raw.githubusercontent.com/mrc-ide/global-lmic-reports/master/AFG/projections.csv
https://raw.githubusercontent.com/mrc-ide/global-lmic-reports/master/AFG/projections.csv
https://raw.githubusercontent.com/mrc-ide/global-lmic-reports/master/AFG/projections.csv
https://raw.githubusercontent.com/mrc-ide/global-lmic-reports/master/AFG/projections.csv
https://raw.githubusercontent.com/mrc-ide/global-lmic-reports/master/AFG/projections.csv
https://raw.githubusercontent.com/mrc-ide/global-lmic-reports/master/AFG/projections.csv
https://raw.githubusercontent.com/mrc-ide/global-lmic-reports/master/AFG/projections.csv
https://raw.githubusercontent.com/mrc-ide/global-lmic-reports/master/AFG/projections.csv
https://raw.githubusercontent.com/mrc-ide/global-lmic-reports/master/AFG/projections.csv
https://raw.githubusercontent.com/mrc-ide/global-lmic-reports/master/AFG/projections.csv
https://raw.githubusercontent.com/mrc-ide/global-lmic-reports/master/AFG/projections.csv
https://raw.githubusercontent.com/mrc-ide/global-lmic-reports/master/AFG/projections.csv
https://raw.githubusercontent.com/mrc-ide/global-lmic-reports/master/AFG/projections.csv
https://raw.githubusercontent.com/mrc-ide/global-lmic-reports/master/AFG/projections.csv
https://raw.githubusercontent.com/mrc-ide/global-lmic-reports/master/AFG/projections.csv
https://raw.githubusercontent.com/mrc-ide/global-lmic-reports/master/AFG/projections.csv
https://raw.githubusercontent.com/mrc-ide/global-lmic-reports/master/AFG/projections.csv
https://raw.githubusercontent.com/mrc-ide/global-lmic-reports/master/AFG/projections.csv
https://raw.githubusercontent.com/mrc-ide/global-lmic-reports/master/AFG/projections.csv
https://raw.githubusercontent.com/mrc-ide/global-lmic-reports/master/AFG/projections.csv
https://raw.githubusercontent.com/mrc-ide/global-lmic-reports/master/AFG/projections.csv
https://raw.githubusercontent.com/mrc-ide/global-lmic-reports/master/AFG/projections.csv
https://raw.githubusercontent.com/mrc-ide/global-lmic-reports/master/AFG/projections.csv
https://raw.githubusercontent.com/mrc-ide/global-lmic-reports/master/AFG/projections.csv
https://raw.githubusercontent.com/mrc-ide/global-lmic-reports/master/AFG/projections.csv
https://raw.githubusercontent.com/mrc-ide/global-lmic-reports/master/AFG/projections.csv
https://raw.githubusercontent.com/mrc-ide/global-lmic-reports/master/AFG/projections.csv
https://raw.githubusercontent.com/mrc-ide/global-lmic-reports/master/AFG/projections.csv
https://raw.githubusercontent.com/mrc-ide/global-lmic-reports/master/AFG/projections.csv
https://raw.githubusercontent.com/mrc-ide/global-lmic-reports/master/AFG/projections.csv
https://raw.githubusercontent.com/mrc-ide/global-lmic-reports/master/AFG/projections.csv
https://raw.githubusercontent.com/mrc-ide/global-lmic-reports/master/AFG/projections.csv
https://raw.githubusercontent.com/mrc-ide/global-lmic-reports/master/AFG/projections.csv
https://raw.githubusercontent.com/mrc-ide/global-lmic-reports/master/AFG/projections.csv
https://raw.githubusercontent.com/mrc-ide/global-lmic-reports/master/AFG/projections.csv
https://raw.githubusercontent.com/mrc-ide/global-lmic-reports/master/AFG/projections.csv
https://raw.githubusercontent.com/mrc-ide/global-lmic-reports/master/AFG/projections.csv
https://raw.githubusercontent.com/mrc-ide/global-lmic-reports/master/AFG/projections.csv
https://raw.githubusercontent.com/mrc-ide/global-lmic-reports/master/AFG/projections.csv
https://raw.githubusercontent.com/mrc-ide/global-lmic-reports/master/AFG/projections.csv
https://raw.githubusercontent.com/mrc-ide/global-lmic-reports/master/AFG/projections.csv
https://raw.githubusercontent.com/mrc-ide/global-lmic-reports/master/AFG/projections.csv
https://raw.githubusercontent.com/mrc-ide/global-lmic-reports/master/AFG/projections.csv
https://raw.githubusercontent.com/mrc-ide/global-lmic-reports/master/AFG/projections.csv
https://raw.githubusercontent.com/mrc-ide/global-lmic-reports/master/AFG/projections.csv
https://raw.githubusercontent.com/mrc-ide/global-lmic-reports/master/AFG/projections.csv
https://raw.githubusercontent.com/mrc-ide/global-lmic-reports/master/AFG/projections.csv
https://raw.githubusercontent.com/mrc-ide/global-lmic-reports/master/AFG/projections.csv
https://raw.githubusercontent.com/mrc-ide/global-lmic-reports/master/AFG/projections.csv
https://raw.githubusercontent.com/mrc-ide/global-lmic-reports/master/AFG/projections.csv
https://raw.githubusercontent.com/mrc-ide/global-lmic-reports/master/AFG/projections.csv
https://raw.githubusercontent.com/mrc-ide/global-lmic-reports/master/AFG/projections.csv
https://raw.githubusercontent.com/mrc-ide/global-lmic-reports/master/AFG/projections.csv
https://raw.githubusercontent.com/mrc-ide/global-lmic-reports/master/AFG/projections.csv
https://raw.githubusercontent.com/mrc-ide/global-lmic-reports/master/AFG/projections.csv
https://raw.githubusercontent.com/mrc-ide/global-lmic-reports/master/AFG/projections.csv
https://raw.githubusercontent.com/mrc-ide/global-lmic-reports/master/AFG/projections.csv
https://raw.githubusercontent.com/mrc-ide/global-lmic-reports/master/AFG/projections.csv
https://raw.githubusercontent.com/mrc-ide/global-lmic-reports/master/AFG/projections.csv
https://raw.githubusercontent.com/mrc-ide/global-lmic-reports/master/AFG/projections.csv
https://raw.githubusercontent.com/mrc-ide/global-lmic-reports/master/AFG/projections.csv
https://raw.githubusercontent.com/mrc-ide/global-lmic-reports/master/AFG/projections.csv
https://raw.githubusercontent.com/mrc-ide/global-lmic-reports/master/AFG/projections.csv
https://raw.githubusercontent.com/mrc-ide/global-lmic-reports/master/AFG/projections.csv
https://raw.githubusercontent.com/mrc-ide/global-lmic-reports/master/AFG/projections.csv
https://raw.githubusercontent.com/mrc-ide/global-lmic-reports/master/AFG/projections.csv
https://raw.githubusercontent.com/mrc-ide/global-lmic-reports/master/AFG/projections.csv
https://raw.githubusercontent.com/mrc-ide/global-lmic-reports/master/AFG/projections.csv
https://raw.githubusercontent.com/mrc-ide/global-lmic-reports/master/AFG/projections.csv
https://raw.githubusercontent.com/mrc-ide/global-lmic-reports/master/AFG/projections.csv
https://raw.githubusercontent.com/mrc-ide/global-lmic-reports/master/AFG/projections.csv
https://raw.githubusercontent.com/mrc-ide/global-lmic-reports/master/AFG/projections.csv
https://raw.githubusercontent.com/mrc-ide/global-lmic-reports/master/AFG/projections.csv
https://raw.githubusercontent.com/mrc-ide/global-lmic-reports/master/AFG/projections.csv
https://raw.githubusercontent.com/mrc-ide/global-lmic-reports/master/AFG/projections.csv
https://raw.githubusercontent.com/mrc-ide/global-lmic-reports/master/AFG/projections.csv
https://raw.githubusercontent.com/mrc-ide/global-lmic-reports/master/AFG/projections.csv
https://raw.githubusercontent.com/mrc-ide/global-lmic-reports/master/AFG/projections.csv
https://raw.githubusercontent.com/mrc-ide/global-lmic-reports/master/AFG/projections.csv
https://raw.githubusercontent.com/mrc-ide/global-lmic-reports/master/AFG/projections.csv
https://raw.githubusercontent.com/mrc-ide/global-lmic-reports/master/AFG/projections.csv
https://raw.githubusercontent.com/mrc-ide/global-lmic-reports/master/AFG/projections.csv
https://raw.githubusercontent.com/mrc-ide/global-lmic-reports/master/AFG/projections.csv
https://raw.githubusercontent.com/mrc-ide/global-lmic-reports/master/AFG/projections.csv
https://raw.githubusercontent.com/mrc-ide/global-lmic-reports/master/AFG/projections.csv
https://raw.githubusercontent.com/mrc-ide/global-lmic-reports/master/AFG/projections.csv
https://raw.githubusercontent.com/mrc-ide/global-lmic-reports/master/AFG/projections.csv
https://raw.githubusercontent.com/mrc-ide/global-lmic-reports/master/AFG/projections.csv
https://raw.githubusercontent.com/mrc-ide/global-lmic-reports/master/AFG/projections.csv
https://raw.githubusercontent.com/mrc-ide/global-lmic-reports/master/AFG/projections.csv
https://raw.githubusercontent.com/mrc-ide/global-lmic-reports/master/AFG/projections.csv
https://raw.githubusercontent.com/mrc-ide/global-lmic-reports/master/AFG/projections.csv
https://raw.githubusercontent.com/mrc-ide/global-lmic-reports/master/AFG/projections.csv
https://raw.githubusercontent.com/mrc-ide/global-lmic-reports/master/AFG/projections.csv
https://raw.githubusercontent.com/mrc-ide/global-lmic-reports/master/AFG/projections.csv
https://raw.githubusercontent.com/mrc-ide/global-lmic-reports/master/AFG/projections.csv
https://raw.githubusercontent.com/mrc-ide/global-lmic-reports/master/AFG/projections.csv
https://raw.githubusercontent.com/mrc-ide/global-lmic-reports/master/AFG/projections.csv
https://raw.githubusercontent.com/mrc-ide/global-lmic-reports/master/AFG/projections.csv
https://raw.githubusercontent.com/mrc-ide/global-lmic-reports/master/AFG/projections.csv
https://raw.githubusercontent.com/mrc-ide/global-lmic-reports/master/AFG/projections.csv
https://raw.githubusercontent.com/mrc-ide/global-lmic-reports/master/AFG/projections.csv
https://raw.githubusercontent.com/mrc-ide/global-lmic-reports/master/AFG/projections.csv
https://raw.githubusercontent.com/mrc-ide/global-lmic-reports/master/AFG/projections.csv
https://raw.githubusercontent.com/mrc-ide/global-lmic-reports/master/AFG/projections.csv
https://raw.githubusercontent.com/mrc-ide/global-lmic-reports/master/AFG/projections.csv
https://raw.githubusercontent.com/mrc-ide/global-lmic-reports/master/AFG/projections.csv
https://raw.githubusercontent.com/mrc-ide/global-lmic-reports/master/AFG/projections.csv
https://raw.githubusercontent.com/mrc-ide/global-lmic-reports/master/AFG/projections.csv
https://raw.githubusercontent.com/mrc-ide/global-lmic-reports/master/AFG/projections.csv
https://raw.githubusercontent.com/mrc-ide/global-lmic-reports/master/AFG/projections.csv
https://raw.githubusercontent.com/mrc-ide/global-lmic-reports/master/AFG/projections.csv
https://raw.githubusercontent.com/mrc-ide/global-lmic-reports/master/AFG/projections.csv
https://raw.githubusercontent.com/mrc-ide/global-lmic-reports/master/AFG/projections.csv
https://raw.githubusercontent.com/mrc-ide/global-lmic-reports/master/AFG/projections.csv
https://raw.githubusercontent.com/mrc-ide/global-lmic-reports/master/AFG/projections.csv
https://raw.githubusercontent.com/mrc-ide/global-lmic-reports/master/AFG/projections.csv
https://raw.githubusercontent.com/mrc-ide/global-lmic-reports/master/AFG/projections.csv
https://raw.githubusercontent.com/mrc-ide/global-lmic-reports/master/AFG/projections.csv
https://raw.githubusercontent.com/mrc-ide/global-lmic-reports/master/AFG/projections.csv
https://raw.githubusercontent.com/mrc-ide/global-lmic-reports/master/AFG/projections.csv
https://raw.githubusercontent.com/mrc-ide/global-lmic-reports/master/AFG/projections.csv
https://raw.githubusercontent.com/mrc-ide/global-lmic-reports/master/AFG/projections.csv
https://raw.githubusercontent.com/mrc-ide/global-lmic-reports/master/AFG/projections.csv
https://raw.githubusercontent.com/mrc-ide/global-lmic-reports/master/AFG/projections.csv
https://raw.githubusercontent.com/mrc-ide/global-lmic-reports/master/AFG/projections.csv
https://raw.githubusercontent.com/mrc-ide/global-lmic-reports/master/AFG/projections.csv
https://raw.githubusercontent.com/mrc-ide/global-lmic-reports/master/AFG/projections.csv
https://raw.githubusercontent.com/mrc-ide/global-lmic-reports/master/AFG/projections.csv
https://raw.githubusercontent.com/mrc-ide/global-lmic-reports/master/AFG/projections.csv
https://raw.githubusercontent.com/mrc-ide/global-lmic-reports/master/AFG/projections.csv
https://raw.githubusercontent.com/mrc-ide/global-lmic-reports/master/AFG/projections.csv
https://raw.githubusercontent.com/mrc-ide/global-lmic-reports/master/AFG/projections.csv
https://raw.githubusercontent.com/mrc-ide/global-lmic-reports/master/AFG/projections.csv
https://raw.githubusercontent.com/mrc-ide/global-lmic-reports/master/AFG/projections.csv
https://raw.githubusercontent.com/mrc-ide/global-lmic-reports/master/AFG/projections.csv
https://raw.githubusercontent.com/mrc-ide/global-lmic-reports/master/AFG/projections.csv
https://raw.githubusercontent.com/mrc-ide/global-lmic-reports/master/AFG/projections.csv
https://raw.githubusercontent.com/mrc-ide/global-lmic-reports/master/AFG/projections.csv
https://raw.githubusercontent.com/mrc-ide/global-lmic-reports/master/AFG/projections.csv
https://raw.githubusercontent.com/mrc-ide/global-lmic-reports/master/AFG/projections.csv
https://raw.githubusercontent.com/mrc-ide/global-lmic-reports/master/AFG/projections.csv
https://raw.githubusercontent.com/mrc-ide/global-lmic-reports/master/AFG/projections.csv
https://raw.githubusercontent.com/mrc-ide/global-lmic-reports/master/AFG/projections.csv
https://raw.githubusercontent.com/mrc-ide/global-lmic-reports/master/AFG/projections.csv
https://raw.githubusercontent.com/mrc-ide/global-lmic-reports/master/AFG/projections.csv
https://raw.githubusercontent.com/mrc-ide/global-lmic-reports/master/AFG/projections.csv
https://raw.githubusercontent.com/mrc-ide/global-lmic-reports/master/AFG/projections.csv
https://raw.githubusercontent.com/mrc-ide/global-lmic-reports/master/AFG/projections.csv
https://raw.githubusercontent.com/mrc-ide/global-lmic-reports/master/AFG/projections.csv
https://raw.githubusercontent.com/mrc-ide/global-lmic-reports/master/AFG/projections.csv
https://raw.githubusercontent.com/mrc-ide/global-lmic-reports/master/AFG/projections.csv
https://raw.githubusercontent.com/mrc-ide/global-lmic-reports/master/AFG/projections.csv
https://raw.githubusercontent.com/mrc-ide/global-lmic-reports/master/AFG/projections.csv
https://raw.githubusercontent.com/mrc-ide/global-lmic-reports/master/AFG/projections.csv
https://raw.githubusercontent.com/mrc-ide/global-lmic-reports/master/AFG/projections.csv
https://raw.githubusercontent.com/mrc-ide/global-lmic-reports/master/AFG/projections.csv
https://raw.githubusercontent.com/mrc-ide/global-lmic-reports/master/AFG/projections.csv
https://raw.githubusercontent.com/mrc-ide/global-lmic-reports/master/AFG/projections.csv
https://raw.githubusercontent.com/mrc-ide/global-lmic-reports/master/AFG/projections.csv
https://raw.githubusercontent.com/mrc-ide/global-lmic-reports/master/AFG/projections.csv
https://raw.githubusercontent.com/mrc-ide/global-lmic-reports/master/AFG/projections.csv
https://raw.githubusercontent.com/mrc-ide/global-lmic-reports/master/AFG/projections.csv
https://raw.githubusercontent.com/mrc-ide/global-lmic-reports/master/AFG/projections.csv
https://raw.githubusercontent.com/mrc-ide/global-lmic-reports/master/AFG/projections.csv
https://raw.githubusercontent.com/mrc-ide/global-lmic-reports/master/AFG/projections.csv
https://raw.githubusercontent.com/mrc-ide/global-lmic-reports/master/AFG/projections.csv
https://raw.githubusercontent.com/mrc-ide/global-lmic-reports/master/AFG/projections.csv
https://raw.githubusercontent.com/mrc-ide/global-lmic-reports/master/AFG/projections.csv
https://raw.githubusercontent.com/mrc-ide/global-lmic-reports/master/AFG/projections.csv
https://raw.githubusercontent.com/mrc-ide/global-lmic-reports/master/AFG/projections.csv
https://raw.githubusercontent.com/mrc-ide/global-lmic-reports/master/AFG/projections.csv
https://raw.githubusercontent.com/mrc-ide/global-lmic-reports/master/AFG/projections.csv
https://raw.githubusercontent.com/mrc-ide/global-lmic-reports/master/AFG/projections.csv
https://raw.githubusercontent.com/mrc-ide/global-lmic-reports/master/AFG/projections.csv
https://raw.githubusercontent.com/mrc-ide/global-lmic-reports/master/AFG/projections.csv
https://raw.githubusercontent.com/mrc-ide/global-lmic-reports/master/AFG/projections.csv
https://raw.githubusercontent.com/mrc-ide/global-lmic-reports/master/AFG/projections.csv
https://raw.githubusercontent.com/mrc-ide/global-lmic-reports/master/AFG/projections.csv
https://raw.githubusercontent.com/mrc-ide/global-lmic-reports/master/AFG/projections.csv
https://raw.githubusercontent.com/mrc-ide/global-lmic-reports/master/AFG/projections.csv
https://raw.githubusercontent.com/mrc-ide/global-lmic-reports/master/AFG/projections.csv
https://raw.githubusercontent.com/mrc-ide/global-lmic-reports/master/AFG/projections.csv
https://raw.githubusercontent.com/mrc-ide/global-lmic-reports/master/AFG/projections.csv
https://raw.githubusercontent.com/mrc-ide/global-lmic-reports/master/AFG/projections.csv
https://raw.githubusercontent.com/mrc-ide/global-lmic-reports/master/AFG/projections.csv
https://raw.githubusercontent.com/mrc-ide/global-lmic-reports/master/AFG/projections.csv
https://raw.githubusercontent.com/mrc-ide/global-lmic-reports/master/AFG/projections.csv
https://raw.githubusercontent.com/mrc-ide/global-lmic-reports/master/AFG/projections.csv
https://raw.githubusercontent.com/mrc-ide/global-lmic-reports/master/AFG/projections.csv
https://raw.githubusercontent.com/mrc-ide/global-lmic-reports/master/AFG/projections.csv
https://raw.githubusercontent.com/mrc-ide/global-lmic-reports/master/AFG/projections.csv
https://raw.githubusercontent.com/mrc-ide/global-lmic-reports/master/AFG/projections.csv
https://raw.githubusercontent.com/mrc-ide/global-lmic-reports/master/AFG/projections.csv
https://raw.githubusercontent.com/mrc-ide/global-lmic-reports/master/AFG/projections.csv
https://raw.githubusercontent.com/mrc-ide/global-lmic-reports/master/AFG/projections.csv
https://raw.githubusercontent.com/mrc-ide/global-lmic-reports/master/AFG/projections.csv
https://raw.githubusercontent.com/mrc-ide/global-lmic-reports/master/AFG/projections.csv
https://raw.githubusercontent.com/mrc-ide/global-lmic-reports/master/AFG/projections.csv
https://raw.githubusercontent.com/mrc-ide/global-lmic-reports/master/AFG/projections.csv
https://raw.githubusercontent.com/mrc-ide/global-lmic-reports/master/AFG/projections.csv
https://raw.githubusercontent.com/mrc-ide/global-lmic-reports/master/AFG/projections.csv
https://raw.githubusercontent.com/mrc-ide/global-lmic-reports/master/AFG/projections.csv
https://raw.githubusercontent.com/mrc-ide/global-lmic-reports/master/AFG/projections.csv
https://raw.githubusercontent.com/mrc-ide/global-lmic-reports/master/AFG/projections.csv
https://raw.githubusercontent.com/mrc-ide/global-lmic-reports/master/AFG/projections.csv
https://raw.githubusercontent.com/mrc-ide/global-lmic-reports/master/AFG/projections.csv
https://raw.githubusercontent.com/mrc-ide/global-lmic-reports/master/AFG/projections.csv
https://raw.githubusercontent.com/mrc-ide/global-lmic-reports/master/AFG/projections.csv
https://raw.githubusercontent.com/mrc-ide/global-lmic-reports/master/AFG/projections.csv
https://raw.githubusercontent.com/mrc-ide/global-lmic-reports/master/AFG/projections.csv
https://raw.githubusercontent.com/mrc-ide/global-lmic-reports/master/AFG/projections.csv
https://raw.githubusercontent.com/mrc-ide/global-lmic-reports/master/AFG/projections.csv
https://raw.githubusercontent.com/mrc-ide/global-lmic-reports/master/AFG/projections.csv
https://raw.githubusercontent.com/mrc-ide/global-lmic-reports/master/AFG/projections.csv
https://raw.githubusercontent.com/mrc-ide/global-lmic-reports/master/AFG/projections.csv
https://raw.githubusercontent.com/mrc-ide/global-lmic-reports/master/AFG/projections.csv
https://raw.githubusercontent.com/mrc-ide/global-lmic-reports/master/AFG/projections.csv
https://raw.githubusercontent.com/mrc-ide/global-lmic-reports/master/AFG/projections.csv
https://raw.githubusercontent.com/mrc-ide/global-lmic-reports/master/AFG/projections.csv
https://raw.githubusercontent.com/mrc-ide/global-lmic-reports/master/AFG/projections.csv
https://raw.githubusercontent.com/mrc-ide/global-lmic-reports/master/AFG/projections.csv
https://raw.githubusercontent.com/mrc-ide/global-lmic-reports/master/AFG/projections.csv
https://raw.githubusercontent.com/mrc-ide/global-lmic-reports/master/AFG/projections.csv
https://raw.githubusercontent.com/mrc-ide/global-lmic-reports/master/AFG/projections.csv
https://raw.githubusercontent.com/mrc-ide/global-lmic-reports/master/AFG/projections.csv
https://raw.githubusercontent.com/mrc-ide/global-lmic-reports/master/AFG/projections.csv
https://raw.githubusercontent.com/mrc-ide/global-lmic-reports/master/AFG/projections.csv
https://raw.githubusercontent.com/mrc-ide/global-lmic-reports/master/AFG/projections.csv
https://raw.githubusercontent.com/mrc-ide/global-lmic-reports/master/AFG/projections.csv
https://raw.githubusercontent.com/mrc-ide/global-lmic-reports/master/AFG/projections.csv
https://raw.githubusercontent.com/mrc-ide/global-lmic-reports/master/AFG/projections.csv
https://raw.githubusercontent.com/mrc-ide/global-lmic-reports/master/AFG/projections.csv
https://raw.githubusercontent.com/mrc-ide/global-lmic-reports/master/AFG/projections.csv
https://raw.githubusercontent.com/mrc-ide/global-lmic-reports/master/AFG/projections.csv
https://raw.githubusercontent.com/mrc-ide/global-lmic-reports/master/AFG/projections.csv
https://raw.githubusercontent.com/mrc-ide/global-lmic-reports/master/AFG/projections.csv
https://raw.githubusercontent.com/mrc-ide/global-lmic-reports/master/AFG/projections.csv
https://raw.githubusercontent.com/mrc-ide/global-lmic-reports/master/AFG/projections.csv
https://raw.githubusercontent.com/mrc-ide/global-lmic-reports/master/AFG/projections.csv
https://raw.githubusercontent.com/mrc-ide/global-lmic-reports/master/AFG/projections.csv
https://raw.githubusercontent.com/mrc-ide/global-lmic-reports/master/AFG/projections.csv
https://raw.githubusercontent.com/mrc-ide/global-lmic-reports/master/AFG/projections.csv
https://raw.githubusercontent.com/mrc-ide/global-lmic-reports/master/AFG/projections.csv
https://raw.githubusercontent.com/mrc-ide/global-lmic-reports/master/AFG/projections.csv
https://raw.githubusercontent.com/mrc-ide/global-lmic-reports/master/AFG/projections.csv
https://raw.githubusercontent.com/mrc-ide/global-lmic-reports/master/AFG/projections.csv
https://raw.githubusercontent.com/mrc-ide/global-lmic-reports/master/AFG/projections.csv
https://raw.githubusercontent.com/mrc-ide/global-lmic-reports/master/AFG/projections.csv
https://raw.githubusercontent.com/mrc-ide/global-lmic-reports/master/AFG/projections.csv
https://raw.githubusercontent.com/mrc-ide/global-lmic-reports/master/AFG/projections.csv
https://raw.githubusercontent.com/mrc-ide/global-lmic-reports/master/AFG/projections.csv
https://raw.githubusercontent.com/mrc-ide/global-lmic-reports/master/AFG/projections.csv
https://raw.githubusercontent.com/mrc-ide/global-lmic-reports/master/AFG/projections.csv
https://raw.githubusercontent.com/mrc-ide/global-lmic-reports/master/AFG/projections.csv
https://raw.githubusercontent.com/mrc-ide/global-lmic-reports/master/AFG/projections.csv
https://raw.githubusercontent.com/mrc-ide/global-lmic-reports/master/AFG/projections.csv
https://raw.githubusercontent.com/mrc-ide/global-lmic-reports/master/AFG/projections.csv
https://raw.githubusercontent.com/mrc-ide/global-lmic-reports/master/AFG/projections.csv
https://raw.githubusercontent.com/mrc-ide/global-lmic-reports/master/AFG/projections.csv
https://raw.githubusercontent.com/mrc-ide/global-lmic-reports/master/AFG/projections.csv
https://raw.githubusercontent.com/mrc-ide/global-lmic-reports/master/AFG/projections.csv
https://raw.githubusercontent.com/mrc-ide/global-lmic-reports/master/AFG/projections.csv
https://raw.githubusercontent.com/mrc-ide/global-lmic-reports/master/AFG/projections.csv
https://raw.githubusercontent.com/mrc-ide/global-lmic-reports/master/AFG/projections.csv
https://raw.githubusercontent.com/mrc-ide/global-lmic-reports/master/AFG/projections.csv
https://raw.githubusercontent.com/mrc-ide/global-lmic-reports/master/AFG/projections.csv
https://raw.githubusercontent.com/mrc-ide/global-lmic-reports/master/AFG/projections.csv
https://raw.githubusercontent.com/mrc-ide/global-lmic-reports/master/AFG/projections.csv
https://raw.githubusercontent.com/mrc-ide/global-lmic-reports/master/AFG/projections.csv
https://raw.githubusercontent.com/mrc-ide/global-lmic-reports/master/AFG/projections.csv
https://raw.githubusercontent.com/mrc-ide/global-lmic-reports/master/AFG/projections.csv
https://raw.githubusercontent.com/mrc-ide/global-lmic-reports/master/AFG/projections.csv
https://raw.githubusercontent.com/mrc-ide/global-lmic-reports/master/AFG/projections.csv
https://raw.githubusercontent.com/mrc-ide/global-lmic-reports/master/AFG/projections.csv
https://raw.githubusercontent.com/mrc-ide/global-lmic-reports/master/AFG/projections.csv
https://raw.githubusercontent.com/mrc-ide/global-lmic-reports/master/AFG/projections.csv
https://raw.githubusercontent.com/mrc-ide/global-lmic-reports/master/AFG/projections.csv
https://raw.githubusercontent.com/mrc-ide/global-lmic-reports/master/AFG/projections.csv
https://raw.githubusercontent.com/mrc-ide/global-lmic-reports/master/AFG/projections.csv
https://raw.githubusercontent.com/mrc-ide/global-lmic-reports/master/AFG/projections.csv
https://raw.githubusercontent.com/mrc-ide/global-lmic-reports/master/AFG/projections.csv
https://raw.githubusercontent.com/mrc-ide/global-lmic-reports/master/AFG/projections.csv
https://raw.githubusercontent.com/mrc-ide/global-lmic-reports/master/AFG/projections.csv
https://raw.githubusercontent.com/mrc-ide/global-lmic-reports/master/AFG/projections.csv
https://raw.githubusercontent.com/mrc-ide/global-lmic-reports/master/AFG/projections.csv
https://raw.githubusercontent.com/mrc-ide/global-lmic-reports/master/AFG/projections.csv
https://raw.githubusercontent.com/mrc-ide/global-lmic-reports/master/AFG/projections.csv
https://raw.githubusercontent.com/mrc-ide/global-lmic-reports/master/AFG/projections.csv
https://raw.githubusercontent.com/mrc-ide/global-lmic-reports/master/AFG/projections.csv
https://raw.githubusercontent.com/mrc-ide/global-lmic-reports/master/AFG/projections.csv
https://raw.githubusercontent.com/mrc-ide/global-lmic-reports/master/AFG/projections.csv
https://raw.githubusercontent.com/mrc-ide/global-lmic-reports/master/AFG/projections.csv
https://raw.githubusercontent.com/mrc-ide/global-lmic-reports/master/AFG/projections.csv
https://raw.githubusercontent.com/mrc-ide/global-lmic-reports/master/AFG/projections.csv
https://raw.githubusercontent.com/mrc-ide/global-lmic-reports/master/AFG/projections.csv
https://raw.githubusercontent.com/mrc-ide/global-lmic-reports/master/AFG/projections.csv
https://raw.githubusercontent.com/mrc-ide/global-lmic-reports/master/AFG/projections.csv
https://raw.githubusercontent.com/mrc-ide/global-lmic-reports/master/AFG/projections.csv
https://raw.githubusercontent.com/mrc-ide/global-lmic-reports/master/AFG/projections.csv
https://raw.githubusercontent.com/mrc-ide/global-lmic-reports/master/AFG/projections.csv
https://raw.githubusercontent.com/mrc-ide/global-lmic-reports/master/AFG/projections.csv
https://raw.githubusercontent.com/mrc-ide/global-lmic-reports/master/AFG/projections.csv
https://raw.githubusercontent.com/mrc-ide/global-lmic-reports/master/AFG/projections.csv
https://raw.githubusercontent.com/mrc-ide/global-lmic-reports/master/AFG/projections.csv
https://raw.githubusercontent.com/mrc-ide/global-lmic-reports/master/AFG/projections.csv
https://raw.githubusercontent.com/mrc-ide/global-lmic-reports/master/AFG/projections.csv
https://raw.githubusercontent.com/mrc-ide/global-lmic-reports/master/AFG/projections.csv
https://raw.githubusercontent.com/mrc-ide/global-lmic-reports/master/AFG/projections.csv
https://raw.githubusercontent.com/mrc-ide/global-lmic-reports/master/AFG/projections.csv
https://raw.githubusercontent.com/mrc-ide/global-lmic-reports/master/AFG/projections.csv
https://raw.githubusercontent.com/mrc-ide/global-lmic-reports/master/AFG/projections.csv
https://raw.githubusercontent.com/mrc-ide/global-lmic-reports/master/AFG/projections.csv
https://raw.githubusercontent.com/mrc-ide/global-lmic-reports/master/AFG/projections.csv
https://raw.githubusercontent.com/mrc-ide/global-lmic-reports/master/AFG/projections.csv
https://raw.githubusercontent.com/mrc-ide/global-lmic-reports/master/AFG/projections.csv
https://raw.githubusercontent.com/mrc-ide/global-lmic-reports/master/AFG/projections.csv
https://raw.githubusercontent.com/mrc-ide/global-lmic-reports/master/AFG/projections.csv
https://raw.githubusercontent.com/mrc-ide/global-lmic-reports/master/AFG/projections.csv
https://raw.githubusercontent.com/mrc-ide/global-lmic-reports/master/AFG/projections.csv
https://raw.githubusercontent.com/mrc-ide/global-lmic-reports/master/AFG/projections.csv
https://raw.githubusercontent.com/mrc-ide/global-lmic-reports/master/AFG/projections.csv
https://raw.githubusercontent.com/mrc-ide/global-lmic-reports/master/AFG/projections.csv
https://raw.githubusercontent.com/mrc-ide/global-lmic-reports/master/AFG/projections.csv
https://raw.githubusercontent.com/mrc-ide/global-lmic-reports/master/AFG/projections.csv
https://raw.githubusercontent.com/mrc-ide/global-lmic-reports/master/AFG/projections.csv
https://raw.githubusercontent.com/mrc-ide/global-lmic-reports/master/AFG/projections.csv
https://raw.githubusercontent.com/mrc-ide/global-lmic-reports/master/AFG/projections.csv
https://raw.githubusercontent.com/mrc-ide/global-lmic-reports/master/AFG/projections.csv
https://raw.githubusercontent.com/mrc-ide/global-lmic-reports/master/AFG/projections.csv
https://raw.githubusercontent.com/mrc-ide/global-lmic-reports/master/AFG/projections.csv
https://raw.githubusercontent.com/mrc-ide/global-lmic-reports/master/AFG/projections.csv
https://raw.githubusercontent.com/mrc-ide/global-lmic-reports/master/AFG/projections.csv
https://raw.githubusercontent.com/mrc-ide/global-lmic-reports/master/AFG/projections.csv
https://raw.githubusercontent.com/mrc-ide/global-lmic-reports/master/AFG/projections.csv
https://raw.githubusercontent.com/mrc-ide/global-lmic-reports/master/AFG/projections.csv
https://raw.githubusercontent.com/mrc-ide/global-lmic-reports/master/AFG/projections.csv
https://raw.githubusercontent.com/mrc-ide/global-lmic-reports/master/AFG/projections.csv
https://raw.githubusercontent.com/mrc-ide/global-lmic-reports/master/AFG/projections.csv
https://raw.githubusercontent.com/mrc-ide/global-lmic-reports/master/AFG/projections.csv
https://raw.githubusercontent.com/mrc-ide/global-lmic-reports/master/AFG/projections.csv
https://raw.githubusercontent.com/mrc-ide/global-lmic-reports/master/AFG/projections.csv
https://raw.githubusercontent.com/mrc-ide/global-lmic-reports/master/AFG/projections.csv
https://raw.githubusercontent.com/mrc-ide/global-lmic-reports/master/AFG/projections.csv
https://raw.githubusercontent.com/mrc-ide/global-lmic-reports/master/AFG/projections.csv
https://raw.githubusercontent.com/mrc-ide/global-lmic-reports/master/AFG/projections.csv
https://raw.githubusercontent.com/mrc-ide/global-lmic-reports/master/AFG/projections.csv
https://raw.githubusercontent.com/mrc-ide/global-lmic-reports/master/AFG/projections.csv
https://raw.githubusercontent.com/mrc-ide/global-lmic-reports/master/AFG/projections.csv
https://raw.githubusercontent.com/mrc-ide/global-lmic-reports/master/AFG/projections.csv
https://raw.githubusercontent.com/mrc-ide/global-lmic-reports/master/AFG/projections.csv
https://raw.githubusercontent.com/mrc-ide/global-lmic-reports/master/AFG/projections.csv
https://raw.githubusercontent.com/mrc-ide/global-lmic-reports/master/AFG/projections.csv
https://raw.githubusercontent.com/mrc-ide/global-lmic-reports/master/AFG/projections.csv
https://raw.githubusercontent.com/mrc-ide/global-lmic-reports/master/AFG/projections.csv
https://raw.githubusercontent.com/mrc-ide/global-lmic-reports/master/AFG/projections.csv
https://raw.githubusercontent.com/mrc-ide/global-lmic-reports/master/AFG/projections.csv
https://raw.githubusercontent.com/mrc-ide/global-lmic-reports/master/AFG/projections.csv
https://raw.githubusercontent.com/mrc-ide/global-lmic-reports/master/AFG/projections.csv
https://raw.githubusercontent.com/mrc-ide/global-lmic-reports/master/AFG/projections.csv
https://raw.githubusercontent.com/mrc-ide/global-lmic-reports/master/AFG/projections.csv
https://raw.githubusercontent.com/mrc-ide/global-lmic-reports/master/AFG/projections.csv
https://raw.githubusercontent.com/mrc-ide/global-lmic-reports/master/AFG/projections.csv
https://raw.githubusercontent.com/mrc-ide/global-lmic-reports/master/AFG/projections.csv
https://raw.githubusercontent.com/mrc-ide/global-lmic-reports/master/AFG/projections.csv
https://raw.githubusercontent.com/mrc-ide/global-lmic-reports/master/AFG/projections.csv
https://raw.githubusercontent.com/mrc-ide/global-lmic-reports/master/AFG/projections.csv
https://raw.githubusercontent.com/mrc-ide/global-lmic-reports/master/AFG/projections.csv
https://raw.githubusercontent.com/mrc-ide/global-lmic-reports/master/AFG/projections.csv
https://raw.githubusercontent.com/mrc-ide/global-lmic-reports/master/AFG/projections.csv
https://raw.githubusercontent.com/mrc-ide/global-lmic-reports/master/AFG/projections.csv
https://raw.githubusercontent.com/mrc-ide/global-lmic-reports/master/AFG/projections.csv
https://raw.githubusercontent.com/mrc-ide/global-lmic-reports/master/AFG/projections.csv
https://raw.githubusercontent.com/mrc-ide/global-lmic-reports/master/AFG/projections.csv
https://raw.githubusercontent.com/mrc-ide/global-lmic-reports/master/AFG/projections.csv
https://raw.githubusercontent.com/mrc-ide/global-lmic-reports/master/AFG/projections.csv
https://raw.githubusercontent.com/mrc-ide/global-lmic-reports/master/AFG/projections.csv
https://raw.githubusercontent.com/mrc-ide/global-lmic-reports/master/AFG/projections.csv
https://raw.githubusercontent.com/mrc-ide/global-lmic-reports/master/AFG/projections.csv
https://raw.githubusercontent.com/mrc-ide/global-lmic-reports/master/AFG/projections.csv
https://raw.githubusercontent.com/mrc-ide/global-lmic-reports/master/AFG/projections.csv
https://raw.githubusercontent.com/mrc-ide/global-lmic-reports/master/AFG/projections.csv
https://raw.githubusercontent.com/mrc-ide/global-lmic-reports/master/AFG/projections.csv
https://raw.githubusercontent.com/mrc-ide/global-lmic-reports/master/AFG/projections.csv
https://raw.githubusercontent.com/mrc-ide/global-lmic-reports/master/AFG/projections.csv
https://raw.githubusercontent.com/mrc-ide/global-lmic-reports/master/AFG/projections.csv
https://raw.githubusercontent.com/mrc-ide/global-lmic-reports/master/AFG/projections.csv
https://raw.githubusercontent.com/mrc-ide/global-lmic-reports/master/AFG/projections.csv
https://raw.githubusercontent.com/mrc-ide/global-lmic-reports/master/AFG/projections.csv
https://raw.githubusercontent.com/mrc-ide/global-lmic-reports/master/AFG/projections.csv
https://raw.githubusercontent.com/mrc-ide/global-lmic-reports/master/AFG/projections.csv
https://raw.githubusercontent.com/mrc-ide/global-lmic-reports/master/AFG/projections.csv
https://raw.githubusercontent.com/mrc-ide/global-lmic-reports/master/AFG/projections.csv
https://raw.githubusercontent.com/mrc-ide/global-lmic-reports/master/AFG/projections.csv
https://raw.githubusercontent.com/mrc-ide/global-lmic-reports/master/AFG/projections.csv
https://raw.githubusercontent.com/mrc-ide/global-lmic-reports/master/AFG/projections.csv
https://raw.githubusercontent.com/mrc-ide/global-lmic-reports/master/AFG/projections.csv
https://raw.githubusercontent.com/mrc-ide/global-lmic-reports/master/AFG/projections.csv
https://raw.githubusercontent.com/mrc-ide/global-lmic-reports/master/AFG/projections.csv
https://raw.githubusercontent.com/mrc-ide/global-lmic-reports/master/AFG/projections.csv
https://raw.githubusercontent.com/mrc-ide/global-lmic-reports/master/AFG/projections.csv
https://raw.githubusercontent.com/mrc-ide/global-lmic-reports/master/AFG/projections.csv
https://raw.githubusercontent.com/mrc-ide/global-lmic-reports/master/AFG/projections.csv
https://raw.githubusercontent.com/mrc-ide/global-lmic-reports/master/AFG/projections.csv
https://raw.githubusercontent.com/mrc-ide/global-lmic-reports/master/AFG/projections.csv
https://raw.githubusercontent.com/mrc-ide/global-lmic-reports/master/AFG/projections.csv
https://raw.githubusercontent.com/mrc-ide/global-lmic-reports/master/AFG/projections.csv
https://raw.githubusercontent.com/mrc-ide/global-lmic-reports/master/AFG/projections.csv
https://raw.githubusercontent.com/mrc-ide/global-lmic-reports/master/AFG/projections.csv
https://raw.githubusercontent.com/mrc-ide/global-lmic-reports/master/AFG/projections.csv
https://raw.githubusercontent.com/mrc-ide/global-lmic-reports/master/AFG/projections.csv
https://raw.githubusercontent.com/mrc-ide/global-lmic-reports/master/AFG/projections.csv
https://raw.githubusercontent.com/mrc-ide/global-lmic-reports/master/AFG/projections.csv
https://raw.githubusercontent.com/mrc-ide/global-lmic-reports/master/AFG/projections.csv
https://raw.githubusercontent.com/mrc-ide/global-lmic-reports/master/AFG/projections.csv
https://raw.githubusercontent.com/mrc-ide/global-lmic-reports/master/AFG/projections.csv
https://raw.githubusercontent.com/mrc-ide/global-lmic-reports/master/AFG/projections.csv
https://raw.githubusercontent.com/mrc-ide/global-lmic-reports/master/AFG/projections.csv
https://raw.githubusercontent.com/mrc-ide/global-lmic-reports/master/AFG/projections.csv
https://raw.githubusercontent.com/mrc-ide/global-lmic-reports/master/AFG/projections.csv
https://raw.githubusercontent.com/mrc-ide/global-lmic-reports/master/AFG/projections.csv
https://raw.githubusercontent.com/mrc-ide/global-lmic-reports/master/AFG/projections.csv
https://raw.githubusercontent.com/mrc-ide/global-lmic-reports/master/AFG/projections.csv
https://raw.githubusercontent.com/mrc-ide/global-lmic-reports/master/AFG/projections.csv
https://raw.githubusercontent.com/mrc-ide/global-lmic-reports/master/AFG/projections.csv
https://raw.githubusercontent.com/mrc-ide/global-lmic-reports/master/AFG/projections.csv
https://raw.githubusercontent.com/mrc-ide/global-lmic-reports/master/AFG/projections.csv
https://raw.githubusercontent.com/mrc-ide/global-lmic-reports/master/AFG/projections.csv
https://raw.githubusercontent.com/mrc-ide/global-lmic-reports/master/AFG/projections.csv
https://raw.githubusercontent.com/mrc-ide/global-lmic-reports/master/AFG/projections.csv
https://raw.githubusercontent.com/mrc-ide/global-lmic-reports/master/AFG/projections.csv
https://raw.githubusercontent.com/mrc-ide/global-lmic-reports/master/AFG/projections.csv
https://raw.githubusercontent.com/mrc-ide/global-lmic-reports/master/AFG/projections.csv
https://raw.githubusercontent.com/mrc-ide/global-lmic-reports/master/AFG/projections.csv
https://raw.githubusercontent.com/mrc-ide/global-lmic-reports/master/AFG/projections.csv
https://raw.githubusercontent.com/mrc-ide/global-lmic-reports/master/AFG/projections.csv
https://raw.githubusercontent.com/mrc-ide/global-lmic-reports/master/AFG/projections.csv
https://raw.githubusercontent.com/mrc-ide/global-lmic-reports/master/AFG/projections.csv
https://raw.githubusercontent.com/mrc-ide/global-lmic-reports/master/AFG/projections.csv
https://raw.githubusercontent.com/mrc-ide/global-lmic-reports/master/AFG/projections.csv
https://raw.githubusercontent.com/mrc-ide/global-lmic-reports/master/AFG/projections.csv
https://raw.githubusercontent.com/mrc-ide/global-lmic-reports/master/AFG/projections.csv
https://raw.githubusercontent.com/mrc-ide/global-lmic-reports/master/AFG/projections.csv
https://raw.githubusercontent.com/mrc-ide/global-lmic-reports/master/AFG/projections.csv
https://raw.githubusercontent.com/mrc-ide/global-lmic-reports/master/AFG/projections.csv
https://raw.githubusercontent.com/mrc-ide/global-lmic-reports/master/AFG/projections.csv
https://raw.githubusercontent.com/mrc-ide/global-lmic-reports/master/AFG/projections.csv
https://raw.githubusercontent.com/mrc-ide/global-lmic-reports/master/AFG/projections.csv
https://raw.githubusercontent.com/mrc-ide/global-lmic-reports/master/AFG/projections.csv
https://raw.githubusercontent.com/mrc-ide/global-lmic-reports/master/AFG/projections.csv
https://raw.githubusercontent.com/mrc-ide/global-lmic-reports/master/AFG/projections.csv
https://raw.githubusercontent.com/mrc-ide/global-lmic-reports/master/AFG/projections.csv
https://raw.githubusercontent.com/mrc-ide/global-lmic-reports/master/AFG/projections.csv
https://raw.githubusercontent.com/mrc-ide/global-lmic-reports/master/AFG/projections.csv
https://raw.githubusercontent.com/mrc-ide/global-lmic-reports/master/AFG/projections.csv
https://raw.githubusercontent.com/mrc-ide/global-lmic-reports/master/AFG/projections.csv
https://raw.githubusercontent.com/mrc-ide/global-lmic-reports/master/AFG/projections.csv
https://raw.githubusercontent.com/mrc-ide/global-lmic-reports/master/AFG/projections.csv
https://raw.githubusercontent.com/mrc-ide/global-lmic-reports/master/AFG/projections.csv
https://raw.githubusercontent.com/mrc-ide/global-lmic-reports/master/AFG/projections.csv
https://raw.githubusercontent.com/mrc-ide/global-lmic-reports/master/AFG/projections.csv
https://raw.githubusercontent.com/mrc-ide/global-lmic-reports/master/AFG/projections.csv
https://raw.githubusercontent.com/mrc-ide/global-lmic-reports/master/AFG/projections.csv
https://raw.githubusercontent.com/mrc-ide/global-lmic-reports/master/AFG/projections.csv
https://raw.githubusercontent.com/mrc-ide/global-lmic-reports/master/AFG/projections.csv
https://raw.githubusercontent.com/mrc-ide/global-lmic-reports/master/AFG/projections.csv
https://raw.githubusercontent.com/mrc-ide/global-lmic-reports/master/AFG/projections.csv
https://raw.githubusercontent.com/mrc-ide/global-lmic-reports/master/AFG/projections.csv
https://raw.githubusercontent.com/mrc-ide/global-lmic-reports/master/AFG/projections.csv
https://raw.githubusercontent.com/mrc-ide/global-lmic-reports/master/AFG/projections.csv
https://raw.githubusercontent.com/mrc-ide/global-lmic-reports/master/AFG/projections.csv
https://raw.githubusercontent.com/mrc-ide/global-lmic-reports/master/AFG/projections.csv
https://raw.githubusercontent.com/mrc-ide/global-lmic-reports/master/AFG/projections.csv
https://raw.githubusercontent.com/mrc-ide/global-lmic-reports/master/AFG/projections.csv
https://raw.githubusercontent.com/mrc-ide/global-lmic-reports/master/AFG/projections.csv
https://raw.githubusercontent.com/mrc-ide/global-lmic-reports/master/AFG/projections.csv
https://raw.githubusercontent.com/mrc-ide/global-lmic-reports/master/AFG/projections.csv
https://raw.githubusercontent.com/mrc-ide/global-lmic-reports/master/AFG/projections.csv
https://raw.githubusercontent.com/mrc-ide/global-lmic-reports/master/AFG/projections.csv
https://raw.githubusercontent.com/mrc-ide/global-lmic-reports/master/AFG/projections.csv
https://raw.githubusercontent.com/mrc-ide/global-lmic-reports/master/AFG/projections.csv
https://raw.githubusercontent.com/mrc-ide/global-lmic-reports/master/AFG/projections.csv
https://raw.githubusercontent.com/mrc-ide/global-lmic-reports/master/AFG/projections.csv
https://raw.githubusercontent.com/mrc-ide/global-lmic-reports/master/AFG/projections.csv
https://raw.githubusercontent.com/mrc-ide/global-lmic-reports/master/AFG/projections.csv
https://raw.githubusercontent.com/mrc-ide/global-lmic-reports/master/AFG/projections.csv
https://raw.githubusercontent.com/mrc-ide/global-lmic-reports/master/AFG/projections.csv
https://raw.githubusercontent.com/mrc-ide/global-lmic-reports/master/AFG/projections.csv
https://raw.githubusercontent.com/mrc-ide/global-lmic-reports/master/AFG/projections.csv
https://raw.githubusercontent.com/mrc-ide/global-lmic-reports/master/AFG/projections.csv
https://raw.githubusercontent.com/mrc-ide/global-lmic-reports/master/AFG/projections.csv
https://raw.githubusercontent.com/mrc-ide/global-lmic-reports/master/AFG/projections.csv
https://raw.githubusercontent.com/mrc-ide/global-lmic-reports/master/AFG/projections.csv
https://raw.githubusercontent.com/mrc-ide/global-lmic-reports/master/AFG/projections.csv
https://raw.githubusercontent.com/mrc-ide/global-lmic-reports/master/AFG/projections.csv
https://raw.githubusercontent.com/mrc-ide/global-lmic-reports/master/AFG/projections.csv
https://raw.githubusercontent.com/mrc-ide/global-lmic-reports/master/AFG/projections.csv
https://raw.githubusercontent.com/mrc-ide/global-lmic-reports/master/AFG/projections.csv
https://raw.githubusercontent.com/mrc-ide/global-lmic-reports/master/AFG/projections.csv
https://raw.githubusercontent.com/mrc-ide/global-lmic-reports/master/AFG/projections.csv
https://raw.githubusercontent.com/mrc-ide/global-lmic-reports/master/AFG/projections.csv
https://raw.githubusercontent.com/mrc-ide/global-lmic-reports/master/AFG/projections.csv
https://raw.githubusercontent.com/mrc-ide/global-lmic-reports/master/AFG/projections.csv
https://raw.githubusercontent.com/mrc-ide/global-lmic-reports/master/AFG/projections.csv
https://raw.githubusercontent.com/mrc-ide/global-lmic-reports/master/AFG/projections.csv
https://raw.githubusercontent.com/mrc-ide/global-lmic-reports/master/AFG/projections.csv
https://raw.githubusercontent.com/mrc-ide/global-lmic-reports/master/AFG/projections.csv
https://raw.githubusercontent.com/mrc-ide/global-lmic-reports/master/AFG/projections.csv
https://raw.githubusercontent.com/mrc-ide/global-lmic-reports/master/AFG/projections.csv
https://raw.githubusercontent.com/mrc-ide/global-lmic-reports/master/AFG/projections.csv
https://raw.githubusercontent.com/mrc-ide/global-lmic-reports/master/AFG/projections.csv
https://raw.githubusercontent.com/mrc-ide/global-lmic-reports/master/AFG/projections.csv
https://raw.githubusercontent.com/mrc-ide/global-lmic-reports/master/AFG/projections.csv
https://raw.githubusercontent.com/mrc-ide/global-lmic-reports/master/AFG/projections.csv
https://raw.githubusercontent.com/mrc-ide/global-lmic-reports/master/AFG/projections.csv
https://raw.githubusercontent.com/mrc-ide/global-lmic-reports/master/AFG/projections.csv
https://raw.githubusercontent.com/mrc-ide/global-lmic-reports/master/AFG/projections.csv
https://raw.githubusercontent.com/mrc-ide/global-lmic-reports/master/AFG/projections.csv
https://raw.githubusercontent.com/mrc-ide/global-lmic-reports/master/AFG/projections.csv
https://raw.githubusercontent.com/mrc-ide/global-lmic-reports/master/AFG/projections.csv
https://raw.githubusercontent.com/mrc-ide/global-lmic-reports/master/AFG/projections.csv
https://raw.githubusercontent.com/mrc-ide/global-lmic-reports/master/AFG/projections.csv
https://raw.githubusercontent.com/mrc-ide/global-lmic-reports/master/AFG/projections.csv
https://raw.githubusercontent.com/mrc-ide/global-lmic-reports/master/AFG/projections.csv
https://raw.githubusercontent.com/mrc-ide/global-lmic-reports/master/AFG/projections.csv
https://raw.githubusercontent.com/mrc-ide/global-lmic-reports/master/AFG/projections.csv
https://raw.githubusercontent.com/mrc-ide/global-lmic-reports/master/AFG/projections.csv
https://raw.githubusercontent.com/mrc-ide/global-lmic-reports/master/AFG/projections.csv
https://raw.githubusercontent.com/mrc-ide/global-lmic-reports/master/AFG/projections.csv
https://raw.githubusercontent.com/mrc-ide/global-lmic-reports/master/AFG/projections.csv
https://raw.githubusercontent.com/mrc-ide/global-lmic-reports/master/AFG/projections.csv
https://raw.githubusercontent.com/mrc-ide/global-lmic-reports/master/AFG/projections.csv
https://raw.githubusercontent.com/mrc-ide/global-lmic-reports/master/AFG/projections.csv
https://raw.githubusercontent.com/mrc-ide/global-lmic-reports/master/AFG/projections.csv
https://raw.githubusercontent.com/mrc-ide/global-lmic-reports/master/AFG/projections.csv
https://raw.githubusercontent.com/mrc-ide/global-lmic-reports/master/AFG/projections.csv
https://raw.githubusercontent.com/mrc-ide/global-lmic-reports/master/AFG/projections.csv
https://raw.githubusercontent.com/mrc-ide/global-lmic-reports/master/AFG/projections.csv
https://raw.githubusercontent.com/mrc-ide/global-lmic-reports/master/AFG/projections.csv
https://raw.githubusercontent.com/mrc-ide/global-lmic-reports/master/AFG/projections.csv
https://raw.githubusercontent.com/mrc-ide/global-lmic-reports/master/AFG/projections.csv
https://raw.githubusercontent.com/mrc-ide/global-lmic-reports/master/AFG/projections.csv
https://raw.githubusercontent.com/mrc-ide/global-lmic-reports/master/AFG/projections.csv
https://raw.githubusercontent.com/mrc-ide/global-lmic-reports/master/AFG/projections.csv
https://raw.githubusercontent.com/mrc-ide/global-lmic-reports/master/AFG/projections.csv
https://raw.githubusercontent.com/mrc-ide/global-lmic-reports/master/AFG/projections.csv
https://raw.githubusercontent.com/mrc-ide/global-lmic-reports/master/AFG/projections.csv
https://raw.githubusercontent.com/mrc-ide/global-lmic-reports/master/AFG/projections.csv
https://raw.githubusercontent.com/mrc-ide/global-lmic-reports/master/AFG/projections.csv
https://raw.githubusercontent.com/mrc-ide/global-lmic-reports/master/AFG/projections.csv
https://raw.githubusercontent.com/mrc-ide/global-lmic-reports/master/AFG/projections.csv
https://raw.githubusercontent.com/mrc-ide/global-lmic-reports/master/AFG/projections.csv
https://raw.githubusercontent.com/mrc-ide/global-lmic-reports/master/AFG/projections.csv
https://raw.githubusercontent.com/mrc-ide/global-lmic-reports/master/AFG/projections.csv
https://raw.githubusercontent.com/mrc-ide/global-lmic-reports/master/AFG/projections.csv
https://raw.githubusercontent.com/mrc-ide/global-lmic-reports/master/AFG/projections.csv
https://raw.githubusercontent.com/mrc-ide/global-lmic-reports/master/AFG/projections.csv
https://raw.githubusercontent.com/mrc-ide/global-lmic-reports/master/AFG/projections.csv
https://raw.githubusercontent.com/mrc-ide/global-lmic-reports/master/AFG/projections.csv
https://raw.githubusercontent.com/mrc-ide/global-lmic-reports/master/AFG/projections.csv
https://raw.githubusercontent.com/mrc-ide/global-lmic-reports/master/AFG/projections.csv
https://raw.githubusercontent.com/mrc-ide/global-lmic-reports/master/AFG/projections.csv
https://raw.githubusercontent.com/mrc-ide/global-lmic-reports/master/AFG/projections.csv
https://raw.githubusercontent.com/mrc-ide/global-lmic-reports/master/AFG/projections.csv
https://raw.githubusercontent.com/mrc-ide/global-lmic-reports/master/AFG/projections.csv
https://raw.githubusercontent.com/mrc-ide/global-lmic-reports/master/AFG/projections.csv
https://raw.githubusercontent.com/mrc-ide/global-lmic-reports/master/AFG/projections.csv
https://raw.githubusercontent.com/mrc-ide/global-lmic-reports/master/AFG/projections.csv
https://raw.githubusercontent.com/mrc-ide/global-lmic-reports/master/AFG/projections.csv
https://raw.githubusercontent.com/mrc-ide/global-lmic-reports/master/AFG/projections.csv
https://raw.githubusercontent.com/mrc-ide/global-lmic-reports/master/AFG/projections.csv
https://raw.githubusercontent.com/mrc-ide/global-lmic-reports/master/AFG/projections.csv
https://raw.githubusercontent.com/mrc-ide/global-lmic-reports/master/AFG/projections.csv
https://raw.githubusercontent.com/mrc-ide/global-lmic-reports/master/AFG/projections.csv
https://raw.githubusercontent.com/mrc-ide/global-lmic-reports/master/AFG/projections.csv
https://raw.githubusercontent.com/mrc-ide/global-lmic-reports/master/AFG/projections.csv
https://raw.githubusercontent.com/mrc-ide/global-lmic-reports/master/AFG/projections.csv
https://raw.githubusercontent.com/mrc-ide/global-lmic-reports/master/AFG/projections.csv
https://raw.githubusercontent.com/mrc-ide/global-lmic-reports/master/AFG/projections.csv
https://raw.githubusercontent.com/mrc-ide/global-lmic-reports/master/AFG/projections.csv
https://raw.githubusercontent.com/mrc-ide/global-lmic-reports/master/AFG/projections.csv
https://raw.githubusercontent.com/mrc-ide/global-lmic-reports/master/AFG/projections.csv
https://raw.githubusercontent.com/mrc-ide/global-lmic-reports/master/AFG/projections.csv
https://raw.githubusercontent.com/mrc-ide/global-lmic-reports/master/AFG/projections.csv
https://raw.githubusercontent.com/mrc-ide/global-lmic-reports/master/AFG/projections.csv
https://raw.githubusercontent.com/mrc-ide/global-lmic-reports/master/AFG/projections.csv
https://raw.githubusercontent.com/mrc-ide/global-lmic-reports/master/AFG/projections.csv
https://raw.githubusercontent.com/mrc-ide/global-lmic-reports/master/AFG/projections.csv
https://raw.githubusercontent.com/mrc-ide/global-lmic-reports/master/AFG/projections.csv
https://raw.githubusercontent.com/mrc-ide/global-lmic-reports/master/AFG/projections.csv
https://raw.githubusercontent.com/mrc-ide/global-lmic-reports/master/AFG/projections.csv
https://raw.githubusercontent.com/mrc-ide/global-lmic-reports/master/AFG/projections.csv
https://raw.githubusercontent.com/mrc-ide/global-lmic-reports/master/AFG/projections.csv
https://raw.githubusercontent.com/mrc-ide/global-lmic-reports/master/AFG/projections.csv
https://raw.githubusercontent.com/mrc-ide/global-lmic-reports/master/AFG/projections.csv
https://raw.githubusercontent.com/mrc-ide/global-lmic-reports/master/AFG/projections.csv
https://raw.githubusercontent.com/mrc-ide/global-lmic-reports/master/AFG/projections.csv
https://raw.githubusercontent.com/mrc-ide/global-lmic-reports/master/AFG/projections.csv
https://raw.githubusercontent.com/mrc-ide/global-lmic-reports/master/AFG/projections.csv
https://raw.githubusercontent.com/mrc-ide/global-lmic-reports/master/AFG/projections.csv
https://raw.githubusercontent.com/mrc-ide/global-lmic-reports/master/AFG/projections.csv
https://raw.githubusercontent.com/mrc-ide/global-lmic-reports/master/AFG/projections.csv
https://raw.githubusercontent.com/mrc-ide/global-lmic-reports/master/AFG/projections.csv
https://raw.githubusercontent.com/mrc-ide/global-lmic-reports/master/AFG/projections.csv
https://raw.githubusercontent.com/mrc-ide/global-lmic-reports/master/AFG/projections.csv
https://raw.githubusercontent.com/mrc-ide/global-lmic-reports/master/AFG/projections.csv
https://raw.githubusercontent.com/mrc-ide/global-lmic-reports/master/AFG/projections.csv
https://raw.githubusercontent.com/mrc-ide/global-lmic-reports/master/AFG/projections.csv
https://raw.githubusercontent.com/mrc-ide/global-lmic-reports/master/AFG/projections.csv
https://raw.githubusercontent.com/mrc-ide/global-lmic-reports/master/AFG/projections.csv
https://raw.githubusercontent.com/mrc-ide/global-lmic-reports/master/AFG/projections.csv
https://raw.githubusercontent.com/mrc-ide/global-lmic-reports/master/AFG/projections.csv
https://raw.githubusercontent.com/mrc-ide/global-lmic-reports/master/AFG/projections.csv
https://raw.githubusercontent.com/mrc-ide/global-lmic-reports/master/AFG/projections.csv
https://raw.githubusercontent.com/mrc-ide/global-lmic-reports/master/AFG/projections.csv
https://raw.githubusercontent.com/mrc-ide/global-lmic-reports/master/AFG/projections.csv
https://raw.githubusercontent.com/mrc-ide/global-lmic-reports/master/AFG/projections.csv
https://raw.githubusercontent.com/mrc-ide/global-lmic-reports/master/AFG/projections.csv
https://raw.githubusercontent.com/mrc-ide/global-lmic-reports/master/AFG/projections.csv
https://raw.githubusercontent.com/mrc-ide/global-lmic-reports/master/AFG/projections.csv
https://raw.githubusercontent.com/mrc-ide/global-lmic-reports/master/AFG/projections.csv
https://raw.githubusercontent.com/mrc-ide/global-lmic-reports/master/AFG/projections.csv
https://raw.githubusercontent.com/mrc-ide/global-lmic-reports/master/AFG/projections.csv
https://raw.githubusercontent.com/mrc-ide/global-lmic-reports/master/AFG/projections.csv
https://raw.githubusercontent.com/mrc-ide/global-lmic-reports/master/AFG/projections.csv
https://raw.githubusercontent.com/mrc-ide/global-lmic-reports/master/AFG/projections.csv
https://raw.githubusercontent.com/mrc-ide/global-lmic-reports/master/AFG/projections.csv
https://raw.githubusercontent.com/mrc-ide/global-lmic-reports/master/AFG/projections.csv
https://raw.githubusercontent.com/mrc-ide/global-lmic-reports/master/AFG/projections.csv
https://raw.githubusercontent.com/mrc-ide/global-lmic-reports/master/AFG/projections.csv
https://raw.githubusercontent.com/mrc-ide/global-lmic-reports/master/AFG/projections.csv
https://raw.githubusercontent.com/mrc-ide/global-lmic-reports/master/AFG/projections.csv
https://raw.githubusercontent.com/mrc-ide/global-lmic-reports/master/AFG/projections.csv
https://raw.githubusercontent.com/mrc-ide/global-lmic-reports/master/AFG/projections.csv
https://raw.githubusercontent.com/mrc-ide/global-lmic-reports/master/AFG/projections.csv
https://raw.githubusercontent.com/mrc-ide/global-lmic-reports/master/AFG/projections.csv
https://raw.githubusercontent.com/mrc-ide/global-lmic-reports/master/AFG/projections.csv
https://raw.githubusercontent.com/mrc-ide/global-lmic-reports/master/AFG/projections.csv
https://raw.githubusercontent.com/mrc-ide/global-lmic-reports/master/AFG/projections.csv
https://raw.githubusercontent.com/mrc-ide/global-lmic-reports/master/AFG/projections.csv
https://raw.githubusercontent.com/mrc-ide/global-lmic-reports/master/AFG/projections.csv
https://raw.githubusercontent.com/mrc-ide/global-lmic-reports/master/AFG/projections.csv
https://raw.githubusercontent.com/mrc-ide/global-lmic-reports/master/AFG/projections.csv
https://raw.githubusercontent.com/mrc-ide/global-lmic-reports/master/AFG/projections.csv
https://raw.githubusercontent.com/mrc-ide/global-lmic-reports/master/AFG/projections.csv
https://raw.githubusercontent.com/mrc-ide/global-lmic-reports/master/AFG/projections.csv
https://raw.githubusercontent.com/mrc-ide/global-lmic-reports/master/AFG/projections.csv
https://raw.githubusercontent.com/mrc-ide/global-lmic-reports/master/AFG/projections.csv
https://raw.githubusercontent.com/mrc-ide/global-lmic-reports/master/AFG/projections.csv
https://raw.githubusercontent.com/mrc-ide/global-lmic-reports/master/AFG/projections.csv
https://raw.githubusercontent.com/mrc-ide/global-lmic-reports/master/AFG/projections.csv
https://raw.githubusercontent.com/mrc-ide/global-lmic-reports/master/AFG/projections.csv
https://raw.githubusercontent.com/mrc-ide/global-lmic-reports/master/AFG/projections.csv
https://raw.githubusercontent.com/mrc-ide/global-lmic-reports/master/AFG/projections.csv
https://raw.githubusercontent.com/mrc-ide/global-lmic-reports/master/AFG/projections.csv
https://raw.githubusercontent.com/mrc-ide/global-lmic-reports/master/AFG/projections.csv
https://raw.githubusercontent.com/mrc-ide/global-lmic-reports/master/AFG/projections.csv
https://raw.githubusercontent.com/mrc-ide/global-lmic-reports/master/AFG/projections.csv
https://raw.githubusercontent.com/mrc-ide/global-lmic-reports/master/AFG/projections.csv
https://raw.githubusercontent.com/mrc-ide/global-lmic-reports/master/AFG/projections.csv
https://raw.githubusercontent.com/mrc-ide/global-lmic-reports/master/AFG/projections.csv
https://raw.githubusercontent.com/mrc-ide/global-lmic-reports/master/AFG/projections.csv
https://raw.githubusercontent.com/mrc-ide/global-lmic-reports/master/AFG/projections.csv
https://raw.githubusercontent.com/mrc-ide/global-lmic-reports/master/AFG/projections.csv
https://raw.githubusercontent.com/mrc-ide/global-lmic-reports/master/AFG/projections.csv
https://raw.githubusercontent.com/mrc-ide/global-lmic-reports/master/AFG/projections.csv
https://raw.githubusercontent.com/mrc-ide/global-lmic-reports/master/AFG/projections.csv
https://raw.githubusercontent.com/mrc-ide/global-lmic-reports/master/AFG/projections.csv
https://raw.githubusercontent.com/mrc-ide/global-lmic-reports/master/AFG/projections.csv
https://raw.githubusercontent.com/mrc-ide/global-lmic-reports/master/AFG/projections.csv
https://raw.githubusercontent.com/mrc-ide/global-lmic-reports/master/AFG/projections.csv
https://raw.githubusercontent.com/mrc-ide/global-lmic-reports/master/AFG/projections.csv
https://raw.githubusercontent.com/mrc-ide/global-lmic-reports/master/AFG/projections.csv
https://raw.githubusercontent.com/mrc-ide/global-lmic-reports/master/AFG/projections.csv
https://raw.githubusercontent.com/mrc-ide/global-lmic-reports/master/AFG/projections.csv
https://raw.githubusercontent.com/mrc-ide/global-lmic-reports/master/AFG/projections.csv
https://raw.githubusercontent.com/mrc-ide/global-lmic-reports/master/AFG/projections.csv
https://raw.githubusercontent.com/mrc-ide/global-lmic-reports/master/AFG/projections.csv
https://raw.githubusercontent.com/mrc-ide/global-lmic-reports/master/AFG/projections.csv
https://raw.githubusercontent.com/mrc-ide/global-lmic-reports/master/AFG/projections.csv
https://raw.githubusercontent.com/mrc-ide/global-lmic-reports/master/AFG/projections.csv
https://raw.githubusercontent.com/mrc-ide/global-lmic-reports/master/AFG/projections.csv
https://raw.githubusercontent.com/mrc-ide/global-lmic-reports/master/AFG/projections.csv
https://raw.githubusercontent.com/mrc-ide/global-lmic-reports/master/AFG/projections.csv
https://raw.githubusercontent.com/mrc-ide/global-lmic-reports/master/AFG/projections.csv
https://raw.githubusercontent.com/mrc-ide/global-lmic-reports/master/AFG/projections.csv
https://raw.githubusercontent.com/mrc-ide/global-lmic-reports/master/AFG/projections.csv
https://raw.githubusercontent.com/mrc-ide/global-lmic-reports/master/AFG/projections.csv
https://raw.githubusercontent.com/mrc-ide/global-lmic-reports/master/AFG/projections.csv
https://raw.githubusercontent.com/mrc-ide/global-lmic-reports/master/AFG/projections.csv
https://raw.githubusercontent.com/mrc-ide/global-lmic-reports/master/AFG/projections.csv
https://raw.githubusercontent.com/mrc-ide/global-lmic-reports/master/AFG/projections.csv
https://raw.githubusercontent.com/mrc-ide/global-lmic-reports/master/AFG/projections.csv
https://raw.githubusercontent.com/mrc-ide/global-lmic-reports/master/AFG/projections.csv
https://raw.githubusercontent.com/mrc-ide/global-lmic-reports/master/AFG/projections.csv
https://raw.githubusercontent.com/mrc-ide/global-lmic-reports/master/AFG/projections.csv
https://raw.githubusercontent.com/mrc-ide/global-lmic-reports/master/AFG/projections.csv
https://raw.githubusercontent.com/mrc-ide/global-lmic-reports/master/AFG/projections.csv
https://raw.githubusercontent.com/mrc-ide/global-lmic-reports/master/AFG/projections.csv
https://raw.githubusercontent.com/mrc-ide/global-lmic-reports/master/AFG/projections.csv
https://raw.githubusercontent.com/mrc-ide/global-lmic-reports/master/AFG/projections.csv
https://raw.githubusercontent.com/mrc-ide/global-lmic-reports/master/AFG/projections.csv
https://raw.githubusercontent.com/mrc-ide/global-lmic-reports/master/AFG/projections.csv
https://raw.githubusercontent.com/mrc-ide/global-lmic-reports/master/AFG/projections.csv
https://raw.githubusercontent.com/mrc-ide/global-lmic-reports/master/AFG/projections.csv
https://raw.githubusercontent.com/mrc-ide/global-lmic-reports/master/AFG/projections.csv
https://raw.githubusercontent.com/mrc-ide/global-lmic-reports/master/AFG/projections.csv
https://raw.githubusercontent.com/mrc-ide/global-lmic-reports/master/AFG/projections.csv
https://raw.githubusercontent.com/mrc-ide/global-lmic-reports/master/AFG/projections.csv
https://raw.githubusercontent.com/mrc-ide/global-lmic-reports/master/AFG/projections.csv
https://raw.githubusercontent.com/mrc-ide/global-lmic-reports/master/AFG/projections.csv
https://raw.githubusercontent.com/mrc-ide/global-lmic-reports/master/AFG/projections.csv
https://raw.githubusercontent.com/mrc-ide/global-lmic-reports/master/AFG/projections.csv
https://raw.githubusercontent.com/mrc-ide/global-lmic-reports/master/AFG/projections.csv
https://raw.githubusercontent.com/mrc-ide/global-lmic-reports/master/AFG/projections.csv
https://raw.githubusercontent.com/mrc-ide/global-lmic-reports/master/AFG/projections.csv
https://raw.githubusercontent.com/mrc-ide/global-lmic-reports/master/AFG/projections.csv
https://raw.githubusercontent.com/mrc-ide/global-lmic-reports/master/AFG/projections.csv
https://raw.githubusercontent.com/mrc-ide/global-lmic-reports/master/AFG/projections.csv
https://raw.githubusercontent.com/mrc-ide/global-lmic-reports/master/AFG/projections.csv
https://raw.githubusercontent.com/mrc-ide/global-lmic-reports/master/AFG/projections.csv
https://raw.githubusercontent.com/mrc-ide/global-lmic-reports/master/AFG/projections.csv
https://raw.githubusercontent.com/mrc-ide/global-lmic-reports/master/AFG/projections.csv
https://raw.githubusercontent.com/mrc-ide/global-lmic-reports/master/AFG/projections.csv
https://raw.githubusercontent.com/mrc-ide/global-lmic-reports/master/AFG/projections.csv
https://raw.githubusercontent.com/mrc-ide/global-lmic-reports/master/AFG/projections.csv
https://raw.githubusercontent.com/mrc-ide/global-lmic-reports/master/AFG/projections.csv
https://raw.githubusercontent.com/mrc-ide/global-lmic-reports/master/AFG/projections.csv
https://raw.githubusercontent.com/mrc-ide/global-lmic-reports/master/AFG/projections.csv
https://raw.githubusercontent.com/mrc-ide/global-lmic-reports/master/AFG/projections.csv
https://raw.githubusercontent.com/mrc-ide/global-lmic-reports/master/AFG/projections.csv
https://raw.githubusercontent.com/mrc-ide/global-lmic-reports/master/AFG/projections.csv
https://raw.githubusercontent.com/mrc-ide/global-lmic-reports/master/AFG/projections.csv
https://raw.githubusercontent.com/mrc-ide/global-lmic-reports/master/AFG/projections.csv
https://raw.githubusercontent.com/mrc-ide/global-lmic-reports/master/AFG/projections.csv
https://raw.githubusercontent.com/mrc-ide/global-lmic-reports/master/AFG/projections.csv
https://raw.githubusercontent.com/mrc-ide/global-lmic-reports/master/AFG/projections.csv
https://raw.githubusercontent.com/mrc-ide/global-lmic-reports/master/AFG/projections.csv
https://raw.githubusercontent.com/mrc-ide/global-lmic-reports/master/AFG/projections.csv
https://raw.githubusercontent.com/mrc-ide/global-lmic-reports/master/AFG/projections.csv
https://raw.githubusercontent.com/mrc-ide/global-lmic-reports/master/AFG/projections.csv
https://raw.githubusercontent.com/mrc-ide/global-lmic-reports/master/AFG/projections.csv
https://raw.githubusercontent.com/mrc-ide/global-lmic-reports/master/AFG/projections.csv
https://raw.githubusercontent.com/mrc-ide/global-lmic-reports/master/AFG/projections.csv
https://raw.githubusercontent.com/mrc-ide/global-lmic-reports/master/AFG/projections.csv
https://raw.githubusercontent.com/mrc-ide/global-lmic-reports/master/AFG/projections.csv
https://raw.githubusercontent.com/mrc-ide/global-lmic-reports/master/AFG/projections.csv
https://raw.githubusercontent.com/mrc-ide/global-lmic-reports/master/AFG/projections.csv
https://raw.githubusercontent.com/mrc-ide/global-lmic-reports/master/AFG/projections.csv
https://raw.githubusercontent.com/mrc-ide/global-lmic-reports/master/AFG/projections.csv
https://raw.githubusercontent.com/mrc-ide/global-lmic-reports/master/AFG/projections.csv
https://raw.githubusercontent.com/mrc-ide/global-lmic-reports/master/AFG/projections.csv
https://raw.githubusercontent.com/mrc-ide/global-lmic-reports/master/AFG/projections.csv
https://raw.githubusercontent.com/mrc-ide/global-lmic-reports/master/AFG/projections.csv
https://raw.githubusercontent.com/mrc-ide/global-lmic-reports/master/AFG/projections.csv
https://raw.githubusercontent.com/mrc-ide/global-lmic-reports/master/AFG/projections.csv
https://raw.githubusercontent.com/mrc-ide/global-lmic-reports/master/AFG/projections.csv
https://raw.githubusercontent.com/mrc-ide/global-lmic-reports/master/AFG/projections.csv
https://raw.githubusercontent.com/mrc-ide/global-lmic-reports/master/AFG/projections.csv
https://raw.githubusercontent.com/mrc-ide/global-lmic-reports/master/AFG/projections.csv
https://raw.githubusercontent.com/mrc-ide/global-lmic-reports/master/AFG/projections.csv
https://raw.githubusercontent.com/mrc-ide/global-lmic-reports/master/AFG/projections.csv
https://raw.githubusercontent.com/mrc-ide/global-lmic-reports/master/AFG/projections.csv
https://raw.githubusercontent.com/mrc-ide/global-lmic-reports/master/AFG/projections.csv
https://raw.githubusercontent.com/mrc-ide/global-lmic-reports/master/AFG/projections.csv
https://raw.githubusercontent.com/mrc-ide/global-lmic-reports/master/AFG/projections.csv
https://raw.githubusercontent.com/mrc-ide/global-lmic-reports/master/AFG/projections.csv
https://raw.githubusercontent.com/mrc-ide/global-lmic-reports/master/AFG/projections.csv
https://raw.githubusercontent.com/mrc-ide/global-lmic-reports/master/AFG/projections.csv
https://raw.githubusercontent.com/mrc-ide/global-lmic-reports/master/AFG/projections.csv
https://raw.githubusercontent.com/mrc-ide/global-lmic-reports/master/AFG/projections.csv
https://raw.githubusercontent.com/mrc-ide/global-lmic-reports/master/AFG/projections.csv
https://raw.githubusercontent.com/mrc-ide/global-lmic-reports/master/AFG/projections.csv
https://raw.githubusercontent.com/mrc-ide/global-lmic-reports/master/AFG/projections.csv
https://raw.githubusercontent.com/mrc-ide/global-lmic-reports/master/AFG/projections.csv
https://raw.githubusercontent.com/mrc-ide/global-lmic-reports/master/AFG/projections.csv
https://raw.githubusercontent.com/mrc-ide/global-lmic-reports/master/AFG/projections.csv
https://raw.githubusercontent.com/mrc-ide/global-lmic-reports/master/AFG/projections.csv
https://raw.githubusercontent.com/mrc-ide/global-lmic-reports/master/AFG/projections.csv
https://raw.githubusercontent.com/mrc-ide/global-lmic-reports/master/AFG/projections.csv
https://raw.githubusercontent.com/mrc-ide/global-lmic-reports/master/AFG/projections.csv
https://raw.githubusercontent.com/mrc-ide/global-lmic-reports/master/AFG/projections.csv
https://raw.githubusercontent.com/mrc-ide/global-lmic-reports/master/AFG/projections.csv
https://raw.githubusercontent.com/mrc-ide/global-lmic-reports/master/AFG/projections.csv
https://raw.githubusercontent.com/mrc-ide/global-lmic-reports/master/AFG/projections.csv
https://raw.githubusercontent.com/mrc-ide/global-lmic-reports/master/AFG/projections.csv
https://raw.githubusercontent.com/mrc-ide/global-lmic-reports/master/AFG/projections.csv
https://raw.githubusercontent.com/mrc-ide/global-lmic-reports/master/AFG/projections.csv
https://raw.githubusercontent.com/mrc-ide/global-lmic-reports/master/AFG/projections.csv
https://raw.githubusercontent.com/mrc-ide/global-lmic-reports/master/AFG/projections.csv
https://raw.githubusercontent.com/mrc-ide/global-lmic-reports/master/AFG/projections.csv
https://raw.githubusercontent.com/mrc-ide/global-lmic-reports/master/AFG/projections.csv
https://raw.githubusercontent.com/mrc-ide/global-lmic-reports/master/AFG/projections.csv
https://raw.githubusercontent.com/mrc-ide/global-lmic-reports/master/AFG/projections.csv
https://raw.githubusercontent.com/mrc-ide/global-lmic-reports/master/AFG/projections.csv
https://raw.githubusercontent.com/mrc-ide/global-lmic-reports/master/AFG/projections.csv
https://raw.githubusercontent.com/mrc-ide/global-lmic-reports/master/AFG/projections.csv
https://raw.githubusercontent.com/mrc-ide/global-lmic-reports/master/AFG/projections.csv
https://raw.githubusercontent.com/mrc-ide/global-lmic-reports/master/AFG/projections.csv
https://raw.githubusercontent.com/mrc-ide/global-lmic-reports/master/AFG/projections.csv
https://raw.githubusercontent.com/mrc-ide/global-lmic-reports/master/AFG/projections.csv
https://raw.githubusercontent.com/mrc-ide/global-lmic-reports/master/AFG/projections.csv
https://raw.githubusercontent.com/mrc-ide/global-lmic-reports/master/AFG/projections.csv
https://raw.githubusercontent.com/mrc-ide/global-lmic-reports/master/AFG/projections.csv
https://raw.githubusercontent.com/mrc-ide/global-lmic-reports/master/AFG/projections.csv
https://raw.githubusercontent.com/mrc-ide/global-lmic-reports/master/AFG/projections.csv
https://raw.githubusercontent.com/mrc-ide/global-lmic-reports/master/AFG/projections.csv
https://raw.githubusercontent.com/mrc-ide/global-lmic-reports/master/AFG/projections.csv
https://raw.githubusercontent.com/mrc-ide/global-lmic-reports/master/AFG/projections.csv
https://raw.githubusercontent.com/mrc-ide/global-lmic-reports/master/AFG/projections.csv
https://raw.githubusercontent.com/mrc-ide/global-lmic-reports/master/AFG/projections.csv
https://raw.githubusercontent.com/mrc-ide/global-lmic-reports/master/AFG/projections.csv
https://raw.githubusercontent.com/mrc-ide/global-lmic-reports/master/AFG/projections.csv
https://raw.githubusercontent.com/mrc-ide/global-lmic-reports/master/AFG/projections.csv
https://raw.githubusercontent.com/mrc-ide/global-lmic-reports/master/AFG/projections.csv
https://raw.githubusercontent.com/mrc-ide/global-lmic-reports/master/AFG/projections.csv
https://raw.githubusercontent.com/mrc-ide/global-lmic-reports/master/AFG/projections.csv
https://raw.githubusercontent.com/mrc-ide/global-lmic-reports/master/AFG/projections.csv
https://raw.githubusercontent.com/mrc-ide/global-lmic-reports/master/AFG/projections.csv
https://raw.githubusercontent.com/mrc-ide/global-lmic-reports/master/AFG/projections.csv
https://raw.githubusercontent.com/mrc-ide/global-lmic-reports/master/AFG/projections.csv
https://raw.githubusercontent.com/mrc-ide/global-lmic-reports/master/AFG/projections.csv
https://raw.githubusercontent.com/mrc-ide/global-lmic-reports/master/AFG/projections.csv
https://raw.githubusercontent.com/mrc-ide/global-lmic-reports/master/AFG/projections.csv
https://raw.githubusercontent.com/mrc-ide/global-lmic-reports/master/AFG/projections.csv
https://raw.githubusercontent.com/mrc-ide/global-lmic-reports/master/AFG/projections.csv
https://raw.githubusercontent.com/mrc-ide/global-lmic-reports/master/AFG/projections.csv
https://raw.githubusercontent.com/mrc-ide/global-lmic-reports/master/AFG/projections.csv
https://raw.githubusercontent.com/mrc-ide/global-lmic-reports/master/AFG/projections.csv
https://raw.githubusercontent.com/mrc-ide/global-lmic-reports/master/AFG/projections.csv
https://raw.githubusercontent.com/mrc-ide/global-lmic-reports/master/AFG/projections.csv
https://raw.githubusercontent.com/mrc-ide/global-lmic-reports/master/AFG/projections.csv
https://raw.githubusercontent.com/mrc-ide/global-lmic-reports/master/AFG/projections.csv
https://raw.githubusercontent.com/mrc-ide/global-lmic-reports/master/AFG/projections.csv
https://raw.githubusercontent.com/mrc-ide/global-lmic-reports/master/AFG/projections.csv
https://raw.githubusercontent.com/mrc-ide/global-lmic-reports/master/AFG/projections.csv
https://raw.githubusercontent.com/mrc-ide/global-lmic-reports/master/AFG/projections.csv
https://raw.githubusercontent.com/mrc-ide/global-lmic-reports/master/AFG/projections.csv
https://raw.githubusercontent.com/mrc-ide/global-lmic-reports/master/AFG/projections.csv
https://raw.githubusercontent.com/mrc-ide/global-lmic-reports/master/AFG/projections.csv
https://raw.githubusercontent.com/mrc-ide/global-lmic-reports/master/AFG/projections.csv
https://raw.githubusercontent.com/mrc-ide/global-lmic-reports/master/AFG/projections.csv
https://raw.githubusercontent.com/mrc-ide/global-lmic-reports/master/AFG/projections.csv
https://raw.githubusercontent.com/mrc-ide/global-lmic-reports/master/AFG/projections.csv
https://raw.githubusercontent.com/mrc-ide/global-lmic-reports/master/AFG/projections.csv
https://raw.githubusercontent.com/mrc-ide/global-lmic-reports/master/AFG/projections.csv
https://raw.githubusercontent.com/mrc-ide/global-lmic-reports/master/AFG/projections.csv
https://raw.githubusercontent.com/mrc-ide/global-lmic-reports/master/AFG/projections.csv
https://raw.githubusercontent.com/mrc-ide/global-lmic-reports/master/AFG/projections.csv
https://raw.githubusercontent.com/mrc-ide/global-lmic-reports/master/AFG/projections.csv
https://raw.githubusercontent.com/mrc-ide/global-lmic-reports/master/AFG/projections.csv
https://raw.githubusercontent.com/mrc-ide/global-lmic-reports/master/AFG/projections.csv
https://raw.githubusercontent.com/mrc-ide/global-lmic-reports/master/AFG/projections.csv
https://raw.githubusercontent.com/mrc-ide/global-lmic-reports/master/AFG/projections.csv
https://raw.githubusercontent.com/mrc-ide/global-lmic-reports/master/AFG/projections.csv
https://raw.githubusercontent.com/mrc-ide/global-lmic-reports/master/AFG/projections.csv
https://raw.githubusercontent.com/mrc-ide/global-lmic-reports/master/AFG/projections.csv
https://raw.githubusercontent.com/mrc-ide/global-lmic-reports/master/AFG/projections.csv
https://raw.githubusercontent.com/mrc-ide/global-lmic-reports/master/AFG/projections.csv
https://raw.githubusercontent.com/mrc-ide/global-lmic-reports/master/AFG/projections.csv
https://raw.githubusercontent.com/mrc-ide/global-lmic-reports/master/AFG/projections.csv
https://raw.githubusercontent.com/mrc-ide/global-lmic-reports/master/AFG/projections.csv
https://raw.githubusercontent.com/mrc-ide/global-lmic-reports/master/AFG/projections.csv
https://raw.githubusercontent.com/mrc-ide/global-lmic-reports/master/AFG/projections.csv
https://raw.githubusercontent.com/mrc-ide/global-lmic-reports/master/AFG/projections.csv
https://raw.githubusercontent.com/mrc-ide/global-lmic-reports/master/AFG/projections.csv
https://raw.githubusercontent.com/mrc-ide/global-lmic-reports/master/AFG/projections.csv
https://raw.githubusercontent.com/mrc-ide/global-lmic-reports/master/AFG/projections.csv
https://raw.githubusercontent.com/mrc-ide/global-lmic-reports/master/AFG/projections.csv
https://raw.githubusercontent.com/mrc-ide/global-lmic-reports/master/AFG/projections.csv
https://raw.githubusercontent.com/mrc-ide/global-lmic-reports/master/AFG/projections.csv
https://raw.githubusercontent.com/mrc-ide/global-lmic-reports/master/AFG/projections.csv
https://raw.githubusercontent.com/mrc-ide/global-lmic-reports/master/AFG/projections.csv
https://raw.githubusercontent.com/mrc-ide/global-lmic-reports/master/AFG/projections.csv
https://raw.githubusercontent.com/mrc-ide/global-lmic-reports/master/AFG/projections.csv
https://raw.githubusercontent.com/mrc-ide/global-lmic-reports/master/AFG/projections.csv
https://raw.githubusercontent.com/mrc-ide/global-lmic-reports/master/AFG/projections.csv
https://raw.githubusercontent.com/mrc-ide/global-lmic-reports/master/AFG/projections.csv
https://raw.githubusercontent.com/mrc-ide/global-lmic-reports/master/AFG/projections.csv
https://raw.githubusercontent.com/mrc-ide/global-lmic-reports/master/AFG/projections.csv
https://raw.githubusercontent.com/mrc-ide/global-lmic-reports/master/AFG/projections.csv
https://raw.githubusercontent.com/mrc-ide/global-lmic-reports/master/AFG/projections.csv
https://raw.githubusercontent.com/mrc-ide/global-lmic-reports/master/AFG/projections.csv
https://raw.githubusercontent.com/mrc-ide/global-lmic-reports/master/AFG/projections.csv
https://raw.githubusercontent.com/mrc-ide/global-lmic-reports/master/AFG/projections.csv
https://raw.githubusercontent.com/mrc-ide/global-lmic-reports/master/AFG/projections.csv
https://raw.githubusercontent.com/mrc-ide/global-lmic-reports/master/AFG/projections.csv
https://raw.githubusercontent.com/mrc-ide/global-lmic-reports/master/AFG/projections.csv
https://raw.githubusercontent.com/mrc-ide/global-lmic-reports/master/AFG/projections.csv
https://raw.githubusercontent.com/mrc-ide/global-lmic-reports/master/AFG/projections.csv
https://raw.githubusercontent.com/mrc-ide/global-lmic-reports/master/AFG/projections.csv
https://raw.githubusercontent.com/mrc-ide/global-lmic-reports/master/AFG/projections.csv
https://raw.githubusercontent.com/mrc-ide/global-lmic-reports/master/AFG/projections.csv
https://raw.githubusercontent.com/mrc-ide/global-lmic-reports/master/AFG/projections.csv
https://raw.githubusercontent.com/mrc-ide/global-lmic-reports/master/AFG/projections.csv
https://raw.githubusercontent.com/mrc-ide/global-lmic-reports/master/AFG/projections.csv
https://raw.githubusercontent.com/mrc-ide/global-lmic-reports/master/AFG/projections.csv
https://raw.githubusercontent.com/mrc-ide/global-lmic-reports/master/AFG/projections.csv
https://raw.githubusercontent.com/mrc-ide/global-lmic-reports/master/AFG/projections.csv
https://raw.githubusercontent.com/mrc-ide/global-lmic-reports/master/AFG/projections.csv
https://raw.githubusercontent.com/mrc-ide/global-lmic-reports/master/AFG/projections.csv
https://raw.githubusercontent.com/mrc-ide/global-lmic-reports/master/AFG/projections.csv
https://raw.githubusercontent.com/mrc-ide/global-lmic-reports/master/AFG/projections.csv
https://raw.githubusercontent.com/mrc-ide/global-lmic-reports/master/AFG/projections.csv
https://raw.githubusercontent.com/mrc-ide/global-lmic-reports/master/AFG/projections.csv
https://raw.githubusercontent.com/mrc-ide/global-lmic-reports/master/AFG/projections.csv
https://raw.githubusercontent.com/mrc-ide/global-lmic-reports/master/AFG/projections.csv
https://raw.githubusercontent.com/mrc-ide/global-lmic-reports/master/AFG/projections.csv
https://raw.githubusercontent.com/mrc-ide/global-lmic-reports/master/AFG/projections.csv
https://raw.githubusercontent.com/mrc-ide/global-lmic-reports/master/AFG/projections.csv
https://raw.githubusercontent.com/mrc-ide/global-lmic-reports/master/AFG/projections.csv
https://raw.githubusercontent.com/mrc-ide/global-lmic-reports/master/AFG/projections.csv
https://raw.githubusercontent.com/mrc-ide/global-lmic-reports/master/AFG/projections.csv
https://raw.githubusercontent.com/mrc-ide/global-lmic-reports/master/AFG/projections.csv
https://raw.githubusercontent.com/mrc-ide/global-lmic-reports/master/AFG/projections.csv
https://raw.githubusercontent.com/mrc-ide/global-lmic-reports/master/AFG/projections.csv
https://raw.githubusercontent.com/mrc-ide/global-lmic-reports/master/AFG/projections.csv
https://raw.githubusercontent.com/mrc-ide/global-lmic-reports/master/AFG/projections.csv
https://raw.githubusercontent.com/mrc-ide/global-lmic-reports/master/AFG/projections.csv
https://raw.githubusercontent.com/mrc-ide/global-lmic-reports/master/AFG/projections.csv
https://raw.githubusercontent.com/mrc-ide/global-lmic-reports/master/AFG/projections.csv
https://raw.githubusercontent.com/mrc-ide/global-lmic-reports/master/AFG/projections.csv
https://raw.githubusercontent.com/mrc-ide/global-lmic-reports/master/AFG/projections.csv
https://raw.githubusercontent.com/mrc-ide/global-lmic-reports/master/AFG/projections.csv
https://raw.githubusercontent.com/mrc-ide/global-lmic-reports/master/AFG/projections.csv
https://raw.githubusercontent.com/mrc-ide/global-lmic-reports/master/AFG/projections.csv
https://raw.githubusercontent.com/mrc-ide/global-lmic-reports/master/AFG/projections.csv
https://raw.githubusercontent.com/mrc-ide/global-lmic-reports/master/AFG/projections.csv
https://raw.githubusercontent.com/mrc-ide/global-lmic-reports/master/AFG/projections.csv
https://raw.githubusercontent.com/mrc-ide/global-lmic-reports/master/AFG/projections.csv
https://raw.githubusercontent.com/mrc-ide/global-lmic-reports/master/AFG/projections.csv
https://raw.githubusercontent.com/mrc-ide/global-lmic-reports/master/AFG/projections.csv
https://raw.githubusercontent.com/mrc-ide/global-lmic-reports/master/AFG/projections.csv
https://raw.githubusercontent.com/mrc-ide/global-lmic-reports/master/AFG/projections.csv
https://raw.githubusercontent.com/mrc-ide/global-lmic-reports/master/AFG/projections.csv
https://raw.githubusercontent.com/mrc-ide/global-lmic-reports/master/AFG/projections.csv
https://raw.githubusercontent.com/mrc-ide/global-lmic-reports/master/AFG/projections.csv
https://raw.githubusercontent.com/mrc-ide/global-lmic-reports/master/AFG/projections.csv
https://raw.githubusercontent.com/mrc-ide/global-lmic-reports/master/AFG/projections.csv
https://raw.githubusercontent.com/mrc-ide/global-lmic-reports/master/AFG/projections.csv
https://raw.githubusercontent.com/mrc-ide/global-lmic-reports/master/AFG/projections.csv
https://raw.githubusercontent.com/mrc-ide/global-lmic-reports/master/AFG/projections.csv
https://raw.githubusercontent.com/mrc-ide/global-lmic-reports/master/AFG/projections.csv
https://raw.githubusercontent.com/mrc-ide/global-lmic-reports/master/AFG/projections.csv
https://raw.githubusercontent.com/mrc-ide/global-lmic-reports/master/AFG/projections.csv
https://raw.githubusercontent.com/mrc-ide/global-lmic-reports/master/AFG/projections.csv
https://raw.githubusercontent.com/mrc-ide/global-lmic-reports/master/AFG/projections.csv
https://raw.githubusercontent.com/mrc-ide/global-lmic-reports/master/AFG/projections.csv
https://raw.githubusercontent.com/mrc-ide/global-lmic-reports/master/AFG/projections.csv
https://raw.githubusercontent.com/mrc-ide/global-lmic-reports/master/AFG/projections.csv
https://raw.githubusercontent.com/mrc-ide/global-lmic-reports/master/AFG/projections.csv
https://raw.githubusercontent.com/mrc-ide/global-lmic-reports/master/AFG/projections.csv
https://raw.githubusercontent.com/mrc-ide/global-lmic-reports/master/AFG/projections.csv
https://raw.githubusercontent.com/mrc-ide/global-lmic-reports/master/AFG/projections.csv
https://raw.githubusercontent.com/mrc-ide/global-lmic-reports/master/AFG/projections.csv
https://raw.githubusercontent.com/mrc-ide/global-lmic-reports/master/AFG/projections.csv
https://raw.githubusercontent.com/mrc-ide/global-lmic-reports/master/AFG/projections.csv
https://raw.githubusercontent.com/mrc-ide/global-lmic-reports/master/AFG/projections.csv
https://raw.githubusercontent.com/mrc-ide/global-lmic-reports/master/AFG/projections.csv
https://raw.githubusercontent.com/mrc-ide/global-lmic-reports/master/AFG/projections.csv
https://raw.githubusercontent.com/mrc-ide/global-lmic-reports/master/AFG/projections.csv
https://raw.githubusercontent.com/mrc-ide/global-lmic-reports/master/AFG/projections.csv
https://raw.githubusercontent.com/mrc-ide/global-lmic-reports/master/AFG/projections.csv
https://raw.githubusercontent.com/mrc-ide/global-lmic-reports/master/AFG/projections.csv
https://raw.githubusercontent.com/mrc-ide/global-lmic-reports/master/AFG/projections.csv
https://raw.githubusercontent.com/mrc-ide/global-lmic-reports/master/AFG/projections.csv
https://raw.githubusercontent.com/mrc-ide/global-lmic-reports/master/AFG/projections.csv
https://raw.githubusercontent.com/mrc-ide/global-lmic-reports/master/AFG/projections.csv
https://raw.githubusercontent.com/mrc-ide/global-lmic-reports/master/AFG/projections.csv
https://raw.githubusercontent.com/mrc-ide/global-lmic-reports/master/AFG/projections.csv
https://raw.githubusercontent.com/mrc-ide/global-lmic-reports/master/AFG/projections.csv
https://raw.githubusercontent.com/mrc-ide/global-lmic-reports/master/AFG/projections.csv
https://raw.githubusercontent.com/mrc-ide/global-lmic-reports/master/AFG/projections.csv
https://raw.githubusercontent.com/mrc-ide/global-lmic-reports/master/AFG/projections.csv
https://raw.githubusercontent.com/mrc-ide/global-lmic-reports/master/AFG/projections.csv
https://raw.githubusercontent.com/mrc-ide/global-lmic-reports/master/AFG/projections.csv
https://raw.githubusercontent.com/mrc-ide/global-lmic-reports/master/AFG/projections.csv
https://raw.githubusercontent.com/mrc-ide/global-lmic-reports/master/AFG/projections.csv
https://raw.githubusercontent.com/mrc-ide/global-lmic-reports/master/AFG/projections.csv
https://raw.githubusercontent.com/mrc-ide/global-lmic-reports/master/AFG/projections.csv
https://raw.githubusercontent.com/mrc-ide/global-lmic-reports/master/AFG/projections.csv
https://raw.githubusercontent.com/mrc-ide/global-lmic-reports/master/AFG/projections.csv
https://raw.githubusercontent.com/mrc-ide/global-lmic-reports/master/AFG/projections.csv
https://raw.githubusercontent.com/mrc-ide/global-lmic-reports/master/AFG/projections.csv
https://raw.githubusercontent.com/mrc-ide/global-lmic-reports/master/AFG/projections.csv
https://raw.githubusercontent.com/mrc-ide/global-lmic-reports/master/AFG/projections.csv
https://raw.githubusercontent.com/mrc-ide/global-lmic-reports/master/AFG/projections.csv
https://raw.githubusercontent.com/mrc-ide/global-lmic-reports/master/AFG/projections.csv
https://raw.githubusercontent.com/mrc-ide/global-lmic-reports/master/AFG/projections.csv
https://raw.githubusercontent.com/mrc-ide/global-lmic-reports/master/AFG/projections.csv
https://raw.githubusercontent.com/mrc-ide/global-lmic-reports/master/AFG/projections.csv
https://raw.githubusercontent.com/mrc-ide/global-lmic-reports/master/AFG/projections.csv
https://raw.githubusercontent.com/mrc-ide/global-lmic-reports/master/AFG/projections.csv
https://raw.githubusercontent.com/mrc-ide/global-lmic-reports/master/AFG/projections.csv
https://raw.githubusercontent.com/mrc-ide/global-lmic-reports/master/AFG/projections.csv
https://raw.githubusercontent.com/mrc-ide/global-lmic-reports/master/AFG/projections.csv
https://raw.githubusercontent.com/mrc-ide/global-lmic-reports/master/AFG/projections.csv
https://raw.githubusercontent.com/mrc-ide/global-lmic-reports/master/AFG/projections.csv
https://raw.githubusercontent.com/mrc-ide/global-lmic-reports/master/AFG/projections.csv
https://raw.githubusercontent.com/mrc-ide/global-lmic-reports/master/AFG/projections.csv
https://raw.githubusercontent.com/mrc-ide/global-lmic-reports/master/AFG/projections.csv
https://raw.githubusercontent.com/mrc-ide/global-lmic-reports/master/AFG/projections.csv
https://raw.githubusercontent.com/mrc-ide/global-lmic-reports/master/AFG/projections.csv
https://raw.githubusercontent.com/mrc-ide/global-lmic-reports/master/AFG/projections.csv
https://raw.githubusercontent.com/mrc-ide/global-lmic-reports/master/AFG/projections.csv
https://raw.githubusercontent.com/mrc-ide/global-lmic-reports/master/AFG/projections.csv
https://raw.githubusercontent.com/mrc-ide/global-lmic-reports/master/AFG/projections.csv
https://raw.githubusercontent.com/mrc-ide/global-lmic-reports/master/AFG/projections.csv
https://raw.githubusercontent.com/mrc-ide/global-lmic-reports/master/AFG/projections.csv
https://raw.githubusercontent.com/mrc-ide/global-lmic-reports/master/AFG/projections.csv
https://raw.githubusercontent.com/mrc-ide/global-lmic-reports/master/AFG/projections.csv
https://raw.githubusercontent.com/mrc-ide/global-lmic-reports/master/AFG/projections.csv
https://raw.githubusercontent.com/mrc-ide/global-lmic-reports/master/AFG/projections.csv
https://raw.githubusercontent.com/mrc-ide/global-lmic-reports/master/AFG/projections.csv
https://raw.githubusercontent.com/mrc-ide/global-lmic-reports/master/AFG/projections.csv
https://raw.githubusercontent.com/mrc-ide/global-lmic-reports/master/AFG/projections.csv
https://raw.githubusercontent.com/mrc-ide/global-lmic-reports/master/AFG/projections.csv
https://raw.githubusercontent.com/mrc-ide/global-lmic-reports/master/AFG/projections.csv
https://raw.githubusercontent.com/mrc-ide/global-lmic-reports/master/AFG/projections.csv
https://raw.githubusercontent.com/mrc-ide/global-lmic-reports/master/AFG/projections.csv
https://raw.githubusercontent.com/mrc-ide/global-lmic-reports/master/AFG/projections.csv
https://raw.githubusercontent.com/mrc-ide/global-lmic-reports/master/AFG/projections.csv
https://raw.githubusercontent.com/mrc-ide/global-lmic-reports/master/AFG/projections.csv
https://raw.githubusercontent.com/mrc-ide/global-lmic-reports/master/AFG/projections.csv
https://raw.githubusercontent.com/mrc-ide/global-lmic-reports/master/AFG/projections.csv
https://raw.githubusercontent.com/mrc-ide/global-lmic-reports/master/AFG/projections.csv
https://raw.githubusercontent.com/mrc-ide/global-lmic-reports/master/AFG/projections.csv
https://raw.githubusercontent.com/mrc-ide/global-lmic-reports/master/AFG/projections.csv
https://raw.githubusercontent.com/mrc-ide/global-lmic-reports/master/AFG/projections.csv
https://raw.githubusercontent.com/mrc-ide/global-lmic-reports/master/AFG/projections.csv
https://raw.githubusercontent.com/mrc-ide/global-lmic-reports/master/AFG/projections.csv
https://raw.githubusercontent.com/mrc-ide/global-lmic-reports/master/AFG/projections.csv
https://raw.githubusercontent.com/mrc-ide/global-lmic-reports/master/AFG/projections.csv
https://raw.githubusercontent.com/mrc-ide/global-lmic-reports/master/AFG/projections.csv
https://raw.githubusercontent.com/mrc-ide/global-lmic-reports/master/AFG/projections.csv
https://raw.githubusercontent.com/mrc-ide/global-lmic-reports/master/AFG/projections.csv
https://raw.githubusercontent.com/mrc-ide/global-lmic-reports/master/AFG/projections.csv
https://raw.githubusercontent.com/mrc-ide/global-lmic-reports/master/AFG/projections.csv
https://raw.githubusercontent.com/mrc-ide/global-lmic-reports/master/AFG/projections.csv
https://raw.githubusercontent.com/mrc-ide/global-lmic-reports/master/AFG/projections.csv
https://raw.githubusercontent.com/mrc-ide/global-lmic-reports/master/AFG/projections.csv
https://raw.githubusercontent.com/mrc-ide/global-lmic-reports/master/AFG/projections.csv
https://raw.githubusercontent.com/mrc-ide/global-lmic-reports/master/AFG/projections.csv
https://raw.githubusercontent.com/mrc-ide/global-lmic-reports/master/AFG/projections.csv
https://raw.githubusercontent.com/mrc-ide/global-lmic-reports/master/AFG/projections.csv
https://raw.githubusercontent.com/mrc-ide/global-lmic-reports/master/AFG/projections.csv
https://raw.githubusercontent.com/mrc-ide/global-lmic-reports/master/AFG/projections.csv
https://raw.githubusercontent.com/mrc-ide/global-lmic-reports/master/AFG/projections.csv
https://raw.githubusercontent.com/mrc-ide/global-lmic-reports/master/AFG/projections.csv
https://raw.githubusercontent.com/mrc-ide/global-lmic-reports/master/AFG/projections.csv
https://raw.githubusercontent.com/mrc-ide/global-lmic-reports/master/AFG/projections.csv
https://raw.githubusercontent.com/mrc-ide/global-lmic-reports/master/AFG/projections.csv
https://raw.githubusercontent.com/mrc-ide/global-lmic-reports/master/AFG/projections.csv
https://raw.githubusercontent.com/mrc-ide/global-lmic-reports/master/AFG/projections.csv
https://raw.githubusercontent.com/mrc-ide/global-lmic-reports/master/AFG/projections.csv
https://raw.githubusercontent.com/mrc-ide/global-lmic-reports/master/AFG/projections.csv
https://raw.githubusercontent.com/mrc-ide/global-lmic-reports/master/AFG/projections.csv
https://raw.githubusercontent.com/mrc-ide/global-lmic-reports/master/AFG/projections.csv
https://raw.githubusercontent.com/mrc-ide/global-lmic-reports/master/AFG/projections.csv
https://raw.githubusercontent.com/mrc-ide/global-lmic-reports/master/AFG/projections.csv
https://raw.githubusercontent.com/mrc-ide/global-lmic-reports/master/AFG/projections.csv
https://raw.githubusercontent.com/mrc-ide/global-lmic-reports/master/AFG/projections.csv
https://raw.githubusercontent.com/mrc-ide/global-lmic-reports/master/AFG/projections.csv
https://raw.githubusercontent.com/mrc-ide/global-lmic-reports/master/AFG/projections.csv
https://raw.githubusercontent.com/mrc-ide/global-lmic-reports/master/AFG/projections.csv
https://raw.githubusercontent.com/mrc-ide/global-lmic-reports/master/AFG/projections.csv
https://raw.githubusercontent.com/mrc-ide/global-lmic-reports/master/AFG/projections.csv
https://raw.githubusercontent.com/mrc-ide/global-lmic-reports/master/AFG/projections.csv
https://raw.githubusercontent.com/mrc-ide/global-lmic-reports/master/AFG/projections.csv
https://raw.githubusercontent.com/mrc-ide/global-lmic-reports/master/AFG/projections.csv
https://raw.githubusercontent.com/mrc-ide/global-lmic-reports/master/AFG/projections.csv
https://raw.githubusercontent.com/mrc-ide/global-lmic-reports/master/AFG/projections.csv
https://raw.githubusercontent.com/mrc-ide/global-lmic-reports/master/AFG/projections.csv
https://raw.githubusercontent.com/mrc-ide/global-lmic-reports/master/AFG/projections.csv
https://raw.githubusercontent.com/mrc-ide/global-lmic-reports/master/AFG/projections.csv
https://raw.githubusercontent.com/mrc-ide/global-lmic-reports/master/AFG/projections.csv
https://raw.githubusercontent.com/mrc-ide/global-lmic-reports/master/AFG/projections.csv
https://raw.githubusercontent.com/mrc-ide/global-lmic-reports/master/AFG/projections.csv
https://raw.githubusercontent.com/mrc-ide/global-lmic-reports/master/AFG/projections.csv
https://raw.githubusercontent.com/mrc-ide/global-lmic-reports/master/AFG/projections.csv
https://raw.githubusercontent.com/mrc-ide/global-lmic-reports/master/AFG/projections.csv
https://raw.githubusercontent.com/mrc-ide/global-lmic-reports/master/AFG/projections.csv
https://raw.githubusercontent.com/mrc-ide/global-lmic-reports/master/AFG/projections.csv
https://raw.githubusercontent.com/mrc-ide/global-lmic-reports/master/AFG/projections.csv
https://raw.githubusercontent.com/mrc-ide/global-lmic-reports/master/AFG/projections.csv
https://raw.githubusercontent.com/mrc-ide/global-lmic-reports/master/AFG/projections.csv
https://raw.githubusercontent.com/mrc-ide/global-lmic-reports/master/AFG/projections.csv
https://raw.githubusercontent.com/mrc-ide/global-lmic-reports/master/AFG/projections.csv
https://raw.githubusercontent.com/mrc-ide/global-lmic-reports/master/AFG/projections.csv
https://raw.githubusercontent.com/mrc-ide/global-lmic-reports/master/AFG/projections.csv
https://raw.githubusercontent.com/mrc-ide/global-lmic-reports/master/AFG/projections.csv
https://raw.githubusercontent.com/mrc-ide/global-lmic-reports/master/AFG/projections.csv
https://raw.githubusercontent.com/mrc-ide/global-lmic-reports/master/AFG/projections.csv
https://raw.githubusercontent.com/mrc-ide/global-lmic-reports/master/AFG/projections.csv
https://raw.githubusercontent.com/mrc-ide/global-lmic-reports/master/AFG/projections.csv
https://raw.githubusercontent.com/mrc-ide/global-lmic-reports/master/AFG/projections.csv
https://raw.githubusercontent.com/mrc-ide/global-lmic-reports/master/AFG/projections.csv
https://raw.githubusercontent.com/mrc-ide/global-lmic-reports/master/AFG/projections.csv
https://raw.githubusercontent.com/mrc-ide/global-lmic-reports/master/AFG/projections.csv
https://raw.githubusercontent.com/mrc-ide/global-lmic-reports/master/AFG/projections.csv
https://raw.githubusercontent.com/mrc-ide/global-lmic-reports/master/AFG/projections.csv
https://raw.githubusercontent.com/mrc-ide/global-lmic-reports/master/AFG/projections.csv
https://raw.githubusercontent.com/mrc-ide/global-lmic-reports/master/AFG/projections.csv
https://raw.githubusercontent.com/mrc-ide/global-lmic-reports/master/AFG/projections.csv
https://raw.githubusercontent.com/mrc-ide/global-lmic-reports/master/AFG/projections.csv
https://raw.githubusercontent.com/mrc-ide/global-lmic-reports/master/AFG/projections.csv
https://raw.githubusercontent.com/mrc-ide/global-lmic-reports/master/AFG/projections.csv
https://raw.githubusercontent.com/mrc-ide/global-lmic-reports/master/AFG/projections.csv
https://raw.githubusercontent.com/mrc-ide/global-lmic-reports/master/AFG/projections.csv
https://raw.githubusercontent.com/mrc-ide/global-lmic-reports/master/AFG/projections.csv
https://raw.githubusercontent.com/mrc-ide/global-lmic-reports/master/AFG/projections.csv
https://raw.githubusercontent.com/mrc-ide/global-lmic-reports/master/AFG/projections.csv
https://raw.githubusercontent.com/mrc-ide/global-lmic-reports/master/AFG/projections.csv
https://raw.githubusercontent.com/mrc-ide/global-lmic-reports/master/AFG/projections.csv
https://raw.githubusercontent.com/mrc-ide/global-lmic-reports/master/AFG/projections.csv
https://raw.githubusercontent.com/mrc-ide/global-lmic-reports/master/AFG/projections.csv
https://raw.githubusercontent.com/mrc-ide/global-lmic-reports/master/AFG/projections.csv
https://raw.githubusercontent.com/mrc-ide/global-lmic-reports/master/AFG/projections.csv
https://raw.githubusercontent.com/mrc-ide/global-lmic-reports/master/AFG/projections.csv
https://raw.githubusercontent.com/mrc-ide/global-lmic-reports/master/AFG/projections.csv
https://raw.githubusercontent.com/mrc-ide/global-lmic-reports/master/AFG/projections.csv
https://raw.githubusercontent.com/mrc-ide/global-lmic-reports/master/AFG/projections.csv
https://raw.githubusercontent.com/mrc-ide/global-lmic-reports/master/AFG/projections.csv
https://raw.githubusercontent.com/mrc-ide/global-lmic-reports/master/AFG/projections.csv
https://raw.githubusercontent.com/mrc-ide/global-lmic-reports/master/AFG/projections.csv
https://raw.githubusercontent.com/mrc-ide/global-lmic-reports/master/AFG/projections.csv
https://raw.githubusercontent.com/mrc-ide/global-lmic-reports/master/AFG/projections.csv
https://raw.githubusercontent.com/mrc-ide/global-lmic-reports/master/AFG/projections.csv
https://raw.githubusercontent.com/mrc-ide/global-lmic-reports/master/AFG/projections.csv
https://raw.githubusercontent.com/mrc-ide/global-lmic-reports/master/AFG/projections.csv
https://raw.githubusercontent.com/mrc-ide/global-lmic-reports/master/AFG/projections.csv
https://raw.githubusercontent.com/mrc-ide/global-lmic-reports/master/AFG/projections.csv
https://raw.githubusercontent.com/mrc-ide/global-lmic-reports/master/AFG/projections.csv
https://raw.githubusercontent.com/mrc-ide/global-lmic-reports/master/AFG/projections.csv
https://raw.githubusercontent.com/mrc-ide/global-lmic-reports/master/AFG/projections.csv
https://raw.githubusercontent.com/mrc-ide/global-lmic-reports/master/AFG/projections.csv
https://raw.githubusercontent.com/mrc-ide/global-lmic-reports/master/AFG/projections.csv
https://raw.githubusercontent.com/mrc-ide/global-lmic-reports/master/AFG/projections.csv
https://raw.githubusercontent.com/mrc-ide/global-lmic-reports/master/AFG/projections.csv
https://raw.githubusercontent.com/mrc-ide/global-lmic-reports/master/AFG/projections.csv
https://raw.githubusercontent.com/mrc-ide/global-lmic-reports/master/AFG/projections.csv
https://raw.githubusercontent.com/mrc-ide/global-lmic-reports/master/AFG/projections.csv
https://raw.githubusercontent.com/mrc-ide/global-lmic-reports/master/AFG/projections.csv
https://raw.githubusercontent.com/mrc-ide/global-lmic-reports/master/AFG/projections.csv
https://raw.githubusercontent.com/mrc-ide/global-lmic-reports/master/AFG/projections.csv
https://raw.githubusercontent.com/mrc-ide/global-lmic-reports/master/AFG/projections.csv
https://raw.githubusercontent.com/mrc-ide/global-lmic-reports/master/AFG/projections.csv
https://raw.githubusercontent.com/mrc-ide/global-lmic-reports/master/AFG/projections.csv
https://raw.githubusercontent.com/mrc-ide/global-lmic-reports/master/AFG/projections.csv
https://raw.githubusercontent.com/mrc-ide/global-lmic-reports/master/AFG/projections.csv
https://raw.githubusercontent.com/mrc-ide/global-lmic-reports/master/AFG/projections.csv
https://raw.githubusercontent.com/mrc-ide/global-lmic-reports/master/AFG/projections.csv
https://raw.githubusercontent.com/mrc-ide/global-lmic-reports/master/AFG/projections.csv
https://raw.githubusercontent.com/mrc-ide/global-lmic-reports/master/AFG/projections.csv
https://raw.githubusercontent.com/mrc-ide/global-lmic-reports/master/AFG/projections.csv
https://raw.githubusercontent.com/mrc-ide/global-lmic-reports/master/AFG/projections.csv
https://raw.githubusercontent.com/mrc-ide/global-lmic-reports/master/AFG/projections.csv
https://raw.githubusercontent.com/mrc-ide/global-lmic-reports/master/AFG/projections.csv
https://raw.githubusercontent.com/mrc-ide/global-lmic-reports/master/AFG/projections.csv
https://raw.githubusercontent.com/mrc-ide/global-lmic-reports/master/AFG/projections.csv
https://raw.githubusercontent.com/mrc-ide/global-lmic-reports/master/AFG/projections.csv
https://raw.githubusercontent.com/mrc-ide/global-lmic-reports/master/AFG/projections.csv
https://raw.githubusercontent.com/mrc-ide/global-lmic-reports/master/AFG/projections.csv
https://raw.githubusercontent.com/mrc-ide/global-lmic-reports/master/AFG/projections.csv
https://raw.githubusercontent.com/mrc-ide/global-lmic-reports/master/AFG/projections.csv
https://raw.githubusercontent.com/mrc-ide/global-lmic-reports/master/AFG/projections.csv
https://raw.githubusercontent.com/mrc-ide/global-lmic-reports/master/AFG/projections.csv
https://raw.githubusercontent.com/mrc-ide/global-lmic-reports/master/AFG/projections.csv
https://raw.githubusercontent.com/mrc-ide/global-lmic-reports/master/AFG/projections.csv
https://raw.githubusercontent.com/mrc-ide/global-lmic-reports/master/AFG/projections.csv
https://raw.githubusercontent.com/mrc-ide/global-lmic-reports/master/AFG/projections.csv
https://raw.githubusercontent.com/mrc-ide/global-lmic-reports/master/AFG/projections.csv
https://raw.githubusercontent.com/mrc-ide/global-lmic-reports/master/AFG/projections.csv
https://raw.githubusercontent.com/mrc-ide/global-lmic-reports/master/AFG/projections.csv
https://raw.githubusercontent.com/mrc-ide/global-lmic-reports/master/AFG/projections.csv
https://raw.githubusercontent.com/mrc-ide/global-lmic-reports/master/AFG/projections.csv
https://raw.githubusercontent.com/mrc-ide/global-lmic-reports/master/AFG/projections.csv
https://raw.githubusercontent.com/mrc-ide/global-lmic-reports/master/AFG/projections.csv
https://raw.githubusercontent.com/mrc-ide/global-lmic-reports/master/AFG/projections.csv
https://raw.githubusercontent.com/mrc-ide/global-lmic-reports/master/AFG/projections.csv
https://raw.githubusercontent.com/mrc-ide/global-lmic-reports/master/AFG/projections.csv
https://raw.githubusercontent.com/mrc-ide/global-lmic-reports/master/AFG/projections.csv
https://raw.githubusercontent.com/mrc-ide/global-lmic-reports/master/AFG/projections.csv
https://raw.githubusercontent.com/mrc-ide/global-lmic-reports/master/AFG/projections.csv
https://raw.githubusercontent.com/mrc-ide/global-lmic-reports/master/AFG/projections.csv
https://raw.githubusercontent.com/mrc-ide/global-lmic-reports/master/AFG/projections.csv
https://raw.githubusercontent.com/mrc-ide/global-lmic-reports/master/AFG/projections.csv
https://raw.githubusercontent.com/mrc-ide/global-lmic-reports/master/AFG/projections.csv
https://raw.githubusercontent.com/mrc-ide/global-lmic-reports/master/AFG/projections.csv
https://raw.githubusercontent.com/mrc-ide/global-lmic-reports/master/AFG/projections.csv
https://raw.githubusercontent.com/mrc-ide/global-lmic-reports/master/AFG/projections.csv
https://raw.githubusercontent.com/mrc-ide/global-lmic-reports/master/AFG/projections.csv
https://raw.githubusercontent.com/mrc-ide/global-lmic-reports/master/AFG/projections.csv
https://raw.githubusercontent.com/mrc-ide/global-lmic-reports/master/AFG/projections.csv
https://raw.githubusercontent.com/mrc-ide/global-lmic-reports/master/AFG/projections.csv
https://raw.githubusercontent.com/mrc-ide/global-lmic-reports/master/AFG/projections.csv
https://raw.githubusercontent.com/mrc-ide/global-lmic-reports/master/AFG/projections.csv
https://raw.githubusercontent.com/mrc-ide/global-lmic-reports/master/AFG/projections.csv
https://raw.githubusercontent.com/mrc-ide/global-lmic-reports/master/AFG/projections.csv
https://raw.githubusercontent.com/mrc-ide/global-lmic-reports/master/AFG/projections.csv
https://raw.githubusercontent.com/mrc-ide/global-lmic-reports/master/AFG/projections.csv
https://raw.githubusercontent.com/mrc-ide/global-lmic-reports/master/AFG/projections.csv
https://raw.githubusercontent.com/mrc-ide/global-lmic-reports/master/AFG/projections.csv
https://raw.githubusercontent.com/mrc-ide/global-lmic-reports/master/AFG/projections.csv
https://raw.githubusercontent.com/mrc-ide/global-lmic-reports/master/AFG/projections.csv
https://raw.githubusercontent.com/mrc-ide/global-lmic-reports/master/AFG/projections.csv
https://raw.githubusercontent.com/mrc-ide/global-lmic-reports/master/AFG/projections.csv
https://raw.githubusercontent.com/mrc-ide/global-lmic-reports/master/AFG/projections.csv
https://raw.githubusercontent.com/mrc-ide/global-lmic-reports/master/AFG/projections.csv
https://raw.githubusercontent.com/mrc-ide/global-lmic-reports/master/AFG/projections.csv
https://raw.githubusercontent.com/mrc-ide/global-lmic-reports/master/AFG/projections.csv
https://raw.githubusercontent.com/mrc-ide/global-lmic-reports/master/AFG/projections.csv
https://raw.githubusercontent.com/mrc-ide/global-lmic-reports/master/AFG/projections.csv
https://raw.githubusercontent.com/mrc-ide/global-lmic-reports/master/AFG/projections.csv
https://raw.githubusercontent.com/mrc-ide/global-lmic-reports/master/AFG/projections.csv
https://raw.githubusercontent.com/mrc-ide/global-lmic-reports/master/AFG/projections.csv
https://raw.githubusercontent.com/mrc-ide/global-lmic-reports/master/AFG/projections.csv
https://raw.githubusercontent.com/mrc-ide/global-lmic-reports/master/AFG/projections.csv
https://raw.githubusercontent.com/mrc-ide/global-lmic-reports/master/AFG/projections.csv
https://raw.githubusercontent.com/mrc-ide/global-lmic-reports/master/AFG/projections.csv
https://raw.githubusercontent.com/mrc-ide/global-lmic-reports/master/AFG/projections.csv
https://raw.githubusercontent.com/mrc-ide/global-lmic-reports/master/AFG/projections.csv
https://raw.githubusercontent.com/mrc-ide/global-lmic-reports/master/AFG/projections.csv
https://raw.githubusercontent.com/mrc-ide/global-lmic-reports/master/AFG/projections.csv
https://raw.githubusercontent.com/mrc-ide/global-lmic-reports/master/AFG/projections.csv
https://raw.githubusercontent.com/mrc-ide/global-lmic-reports/master/AFG/projections.csv
https://raw.githubusercontent.com/mrc-ide/global-lmic-reports/master/AFG/projections.csv
https://raw.githubusercontent.com/mrc-ide/global-lmic-reports/master/AFG/projections.csv
https://raw.githubusercontent.com/mrc-ide/global-lmic-reports/master/AFG/projections.csv
https://raw.githubusercontent.com/mrc-ide/global-lmic-reports/master/AFG/projections.csv
https://raw.githubusercontent.com/mrc-ide/global-lmic-reports/master/AFG/projections.csv
https://raw.githubusercontent.com/mrc-ide/global-lmic-reports/master/AFG/projections.csv
https://raw.githubusercontent.com/mrc-ide/global-lmic-reports/master/AFG/projections.csv
https://raw.githubusercontent.com/mrc-ide/global-lmic-reports/master/AFG/projections.csv
https://raw.githubusercontent.com/mrc-ide/global-lmic-reports/master/AFG/projections.csv
https://raw.githubusercontent.com/mrc-ide/global-lmic-reports/master/AFG/projections.csv
https://raw.githubusercontent.com/mrc-ide/global-lmic-reports/master/AFG/projections.csv
https://raw.githubusercontent.com/mrc-ide/global-lmic-reports/master/AFG/projections.csv
https://raw.githubusercontent.com/mrc-ide/global-lmic-reports/master/AFG/projections.csv
https://raw.githubusercontent.com/mrc-ide/global-lmic-reports/master/AFG/projections.csv
https://raw.githubusercontent.com/mrc-ide/global-lmic-reports/master/AFG/projections.csv
https://raw.githubusercontent.com/mrc-ide/global-lmic-reports/master/AFG/projections.csv
https://raw.githubusercontent.com/mrc-ide/global-lmic-reports/master/AFG/projections.csv
https://raw.githubusercontent.com/mrc-ide/global-lmic-reports/master/AFG/projections.csv
https://raw.githubusercontent.com/mrc-ide/global-lmic-reports/master/AFG/projections.csv
https://raw.githubusercontent.com/mrc-ide/global-lmic-reports/master/AFG/projections.csv
https://raw.githubusercontent.com/mrc-ide/global-lmic-reports/master/AFG/projections.csv
https://raw.githubusercontent.com/mrc-ide/global-lmic-reports/master/AFG/projections.csv
https://raw.githubusercontent.com/mrc-ide/global-lmic-reports/master/AFG/projections.csv
https://raw.githubusercontent.com/mrc-ide/global-lmic-reports/master/AFG/projections.csv
https://raw.githubusercontent.com/mrc-ide/global-lmic-reports/master/AFG/projections.csv
https://raw.githubusercontent.com/mrc-ide/global-lmic-reports/master/AFG/projections.csv
https://raw.githubusercontent.com/mrc-ide/global-lmic-reports/master/AFG/projections.csv
https://raw.githubusercontent.com/mrc-ide/global-lmic-reports/master/AFG/projections.csv
https://raw.githubusercontent.com/mrc-ide/global-lmic-reports/master/AFG/projections.csv
https://raw.githubusercontent.com/mrc-ide/global-lmic-reports/master/AFG/projections.csv
https://raw.githubusercontent.com/mrc-ide/global-lmic-reports/master/AFG/projections.csv
https://raw.githubusercontent.com/mrc-ide/global-lmic-reports/master/AFG/projections.csv
https://raw.githubusercontent.com/mrc-ide/global-lmic-reports/master/AFG/projections.csv
https://raw.githubusercontent.com/mrc-ide/global-lmic-reports/master/AFG/projections.csv
https://raw.githubusercontent.com/mrc-ide/global-lmic-reports/master/AFG/projections.csv
https://raw.githubusercontent.com/mrc-ide/global-lmic-reports/master/AFG/projections.csv
https://raw.githubusercontent.com/mrc-ide/global-lmic-reports/master/AFG/projections.csv
https://raw.githubusercontent.com/mrc-ide/global-lmic-reports/master/AFG/projections.csv
https://raw.githubusercontent.com/mrc-ide/global-lmic-reports/master/AFG/projections.csv
https://raw.githubusercontent.com/mrc-ide/global-lmic-reports/master/AFG/projections.csv
https://raw.githubusercontent.com/mrc-ide/global-lmic-reports/master/AFG/projections.csv
https://raw.githubusercontent.com/mrc-ide/global-lmic-reports/master/AFG/projections.csv
https://raw.githubusercontent.com/mrc-ide/global-lmic-reports/master/AFG/projections.csv
https://raw.githubusercontent.com/mrc-ide/global-lmic-reports/master/AFG/projections.csv
https://raw.githubusercontent.com/mrc-ide/global-lmic-reports/master/AFG/projections.csv
https://raw.githubusercontent.com/mrc-ide/global-lmic-reports/master/AFG/projections.csv
https://raw.githubusercontent.com/mrc-ide/global-lmic-reports/master/AFG/projections.csv
https://raw.githubusercontent.com/mrc-ide/global-lmic-reports/master/AFG/projections.csv
https://raw.githubusercontent.com/mrc-ide/global-lmic-reports/master/AFG/projections.csv
https://raw.githubusercontent.com/mrc-ide/global-lmic-reports/master/AFG/projections.csv
https://raw.githubusercontent.com/mrc-ide/global-lmic-reports/master/AFG/projections.csv
https://raw.githubusercontent.com/mrc-ide/global-lmic-reports/master/AFG/projections.csv
https://raw.githubusercontent.com/mrc-ide/global-lmic-reports/master/AFG/projections.csv
https://raw.githubusercontent.com/mrc-ide/global-lmic-reports/master/AFG/projections.csv
https://raw.githubusercontent.com/mrc-ide/global-lmic-reports/master/AFG/projections.csv
https://raw.githubusercontent.com/mrc-ide/global-lmic-reports/master/AFG/projections.csv
https://raw.githubusercontent.com/mrc-ide/global-lmic-reports/master/AFG/projections.csv
https://raw.githubusercontent.com/mrc-ide/global-lmic-reports/master/AFG/projections.csv
https://raw.githubusercontent.com/mrc-ide/global-lmic-reports/master/AFG/projections.csv
https://raw.githubusercontent.com/mrc-ide/global-lmic-reports/master/AFG/projections.csv
https://raw.githubusercontent.com/mrc-ide/global-lmic-reports/master/AFG/projections.csv
https://raw.githubusercontent.com/mrc-ide/global-lmic-reports/master/AFG/projections.csv
https://raw.githubusercontent.com/mrc-ide/global-lmic-reports/master/AFG/projections.csv
https://raw.githubusercontent.com/mrc-ide/global-lmic-reports/master/AFG/projections.csv
https://raw.githubusercontent.com/mrc-ide/global-lmic-reports/master/AFG/projections.csv
https://raw.githubusercontent.com/mrc-ide/global-lmic-reports/master/AFG/projections.csv
https://raw.githubusercontent.com/mrc-ide/global-lmic-reports/master/AFG/projections.csv
https://raw.githubusercontent.com/mrc-ide/global-lmic-reports/master/AFG/projections.csv
https://raw.githubusercontent.com/mrc-ide/global-lmic-reports/master/AFG/projections.csv
https://raw.githubusercontent.com/mrc-ide/global-lmic-reports/master/AFG/projections.csv
https://raw.githubusercontent.com/mrc-ide/global-lmic-reports/master/AFG/projections.csv
https://raw.githubusercontent.com/mrc-ide/global-lmic-reports/master/AFG/projections.csv
https://raw.githubusercontent.com/mrc-ide/global-lmic-reports/master/AFG/projections.csv
https://raw.githubusercontent.com/mrc-ide/global-lmic-reports/master/AFG/projections.csv
https://raw.githubusercontent.com/mrc-ide/global-lmic-reports/master/AFG/projections.csv
https://raw.githubusercontent.com/mrc-ide/global-lmic-reports/master/AFG/projections.csv
https://raw.githubusercontent.com/mrc-ide/global-lmic-reports/master/AFG/projections.csv
https://raw.githubusercontent.com/mrc-ide/global-lmic-reports/master/AFG/projections.csv
https://raw.githubusercontent.com/mrc-ide/global-lmic-reports/master/AFG/projections.csv
https://raw.githubusercontent.com/mrc-ide/global-lmic-reports/master/AFG/projections.csv
https://raw.githubusercontent.com/mrc-ide/global-lmic-reports/master/AFG/projections.csv
https://raw.githubusercontent.com/mrc-ide/global-lmic-reports/master/AFG/projections.csv
https://raw.githubusercontent.com/mrc-ide/global-lmic-reports/master/AFG/projections.csv
https://raw.githubusercontent.com/mrc-ide/global-lmic-reports/master/AFG/projections.csv
https://raw.githubusercontent.com/mrc-ide/global-lmic-reports/master/AFG/projections.csv
https://raw.githubusercontent.com/mrc-ide/global-lmic-reports/master/AFG/projections.csv
https://raw.githubusercontent.com/mrc-ide/global-lmic-reports/master/AFG/projections.csv
https://raw.githubusercontent.com/mrc-ide/global-lmic-reports/master/AFG/projections.csv
https://raw.githubusercontent.com/mrc-ide/global-lmic-reports/master/AFG/projections.csv
https://raw.githubusercontent.com/mrc-ide/global-lmic-reports/master/AFG/projections.csv
https://raw.githubusercontent.com/mrc-ide/global-lmic-reports/master/AFG/projections.csv
https://raw.githubusercontent.com/mrc-ide/global-lmic-reports/master/AFG/projections.csv
https://raw.githubusercontent.com/mrc-ide/global-lmic-reports/master/AFG/projections.csv
https://raw.githubusercontent.com/mrc-ide/global-lmic-reports/master/AFG/projections.csv
https://raw.githubusercontent.com/mrc-ide/global-lmic-reports/master/AFG/projections.csv
https://raw.githubusercontent.com/mrc-ide/global-lmic-reports/master/AFG/projections.csv
https://raw.githubusercontent.com/mrc-ide/global-lmic-reports/master/AFG/projections.csv
https://raw.githubusercontent.com/mrc-ide/global-lmic-reports/master/AFG/projections.csv
https://raw.githubusercontent.com/mrc-ide/global-lmic-reports/master/AFG/projections.csv
https://raw.githubusercontent.com/mrc-ide/global-lmic-reports/master/AFG/projections.csv
https://raw.githubusercontent.com/mrc-ide/global-lmic-reports/master/AFG/projections.csv
https://raw.githubusercontent.com/mrc-ide/global-lmic-reports/master/AFG/projections.csv
https://raw.githubusercontent.com/mrc-ide/global-lmic-reports/master/AFG/projections.csv
https://raw.githubusercontent.com/mrc-ide/global-lmic-reports/master/AFG/projections.csv
https://raw.githubusercontent.com/mrc-ide/global-lmic-reports/master/AFG/projections.csv
https://raw.githubusercontent.com/mrc-ide/global-lmic-reports/master/AFG/projections.csv
https://raw.githubusercontent.com/mrc-ide/global-lmic-reports/master/AFG/projections.csv
https://raw.githubusercontent.com/mrc-ide/global-lmic-reports/master/AFG/projections.csv
https://raw.githubusercontent.com/mrc-ide/global-lmic-reports/master/AFG/projections.csv
https://raw.githubusercontent.com/mrc-ide/global-lmic-reports/master/AFG/projections.csv
https://raw.githubusercontent.com/mrc-ide/global-lmic-reports/master/AFG/projections.csv
https://raw.githubusercontent.com/mrc-ide/global-lmic-reports/master/AFG/projections.csv
https://raw.githubusercontent.com/mrc-ide/global-lmic-reports/master/AFG/projections.csv
https://raw.githubusercontent.com/mrc-ide/global-lmic-reports/master/AFG/projections.csv
https://raw.githubusercontent.com/mrc-ide/global-lmic-reports/master/AFG/projections.csv
https://raw.githubusercontent.com/mrc-ide/global-lmic-reports/master/AFG/projections.csv
https://raw.githubusercontent.com/mrc-ide/global-lmic-reports/master/AFG/projections.csv
https://raw.githubusercontent.com/mrc-ide/global-lmic-reports/master/AFG/projections.csv
https://raw.githubusercontent.com/mrc-ide/global-lmic-reports/master/AFG/projections.csv
https://raw.githubusercontent.com/mrc-ide/global-lmic-reports/master/AFG/projections.csv
https://raw.githubusercontent.com/mrc-ide/global-lmic-reports/master/AFG/projections.csv
https://raw.githubusercontent.com/mrc-ide/global-lmic-reports/master/AFG/projections.csv
https://raw.githubusercontent.com/mrc-ide/global-lmic-reports/master/AFG/projections.csv
https://raw.githubusercontent.com/mrc-ide/global-lmic-reports/master/AFG/projections.csv
https://raw.githubusercontent.com/mrc-ide/global-lmic-reports/master/AFG/projections.csv
https://raw.githubusercontent.com/mrc-ide/global-lmic-reports/master/AFG/projections.csv
https://raw.githubusercontent.com/mrc-ide/global-lmic-reports/master/AFG/projections.csv
https://raw.githubusercontent.com/mrc-ide/global-lmic-reports/master/AFG/projections.csv
https://raw.githubusercontent.com/mrc-ide/global-lmic-reports/master/AFG/projections.csv
https://raw.githubusercontent.com/mrc-ide/global-lmic-reports/master/AFG/projections.csv
https://raw.githubusercontent.com/mrc-ide/global-lmic-reports/master/AFG/projections.csv
https://raw.githubusercontent.com/mrc-ide/global-lmic-reports/master/AFG/projections.csv
https://raw.githubusercontent.com/mrc-ide/global-lmic-reports/master/AFG/projections.csv
https://raw.githubusercontent.com/mrc-ide/global-lmic-reports/master/AFG/projections.csv
https://raw.githubusercontent.com/mrc-ide/global-lmic-reports/master/AFG/projections.csv
https://raw.githubusercontent.com/mrc-ide/global-lmic-reports/master/AFG/projections.csv
https://raw.githubusercontent.com/mrc-ide/global-lmic-reports/master/AFG/projections.csv
https://raw.githubusercontent.com/mrc-ide/global-lmic-reports/master/AFG/projections.csv
https://raw.githubusercontent.com/mrc-ide/global-lmic-reports/master/AFG/projections.csv
https://raw.githubusercontent.com/mrc-ide/global-lmic-reports/master/AFG/projections.csv
https://raw.githubusercontent.com/mrc-ide/global-lmic-reports/master/AFG/projections.csv
https://raw.githubusercontent.com/mrc-ide/global-lmic-reports/master/AFG/projections.csv
https://raw.githubusercontent.com/mrc-ide/global-lmic-reports/master/AFG/projections.csv
https://raw.githubusercontent.com/mrc-ide/global-lmic-reports/master/AFG/projections.csv
https://raw.githubusercontent.com/mrc-ide/global-lmic-reports/master/AFG/projections.csv
https://raw.githubusercontent.com/mrc-ide/global-lmic-reports/master/AFG/projections.csv
https://raw.githubusercontent.com/mrc-ide/global-lmic-reports/master/AFG/projections.csv
https://raw.githubusercontent.com/mrc-ide/global-lmic-reports/master/AFG/projections.csv
https://raw.githubusercontent.com/mrc-ide/global-lmic-reports/master/AFG/projections.csv
https://raw.githubusercontent.com/mrc-ide/global-lmic-reports/master/AFG/projections.csv
https://raw.githubusercontent.com/mrc-ide/global-lmic-reports/master/AFG/projections.csv
https://raw.githubusercontent.com/mrc-ide/global-lmic-reports/master/AFG/projections.csv
https://raw.githubusercontent.com/mrc-ide/global-lmic-reports/master/AFG/projections.csv
https://raw.githubusercontent.com/mrc-ide/global-lmic-reports/master/AFG/projections.csv
https://raw.githubusercontent.com/mrc-ide/global-lmic-reports/master/AFG/projections.csv
https://raw.githubusercontent.com/mrc-ide/global-lmic-reports/master/AFG/projections.csv
https://raw.githubusercontent.com/mrc-ide/global-lmic-reports/master/AFG/projections.csv
https://raw.githubusercontent.com/mrc-ide/global-lmic-reports/master/AFG/projections.csv
https://raw.githubusercontent.com/mrc-ide/global-lmic-reports/master/AFG/projections.csv
https://raw.githubusercontent.com/mrc-ide/global-lmic-reports/master/AFG/projections.csv
https://raw.githubusercontent.com/mrc-ide/global-lmic-reports/master/AFG/projections.csv
https://raw.githubusercontent.com/mrc-ide/global-lmic-reports/master/AFG/projections.csv
https://raw.githubusercontent.com/mrc-ide/global-lmic-reports/master/AFG/projections.csv
https://raw.githubusercontent.com/mrc-ide/global-lmic-reports/master/AFG/projections.csv
https://raw.githubusercontent.com/mrc-ide/global-lmic-reports/master/AFG/projections.csv
https://raw.githubusercontent.com/mrc-ide/global-lmic-reports/master/AFG/projections.csv
https://raw.githubusercontent.com/mrc-ide/global-lmic-reports/master/AFG/projections.csv
https://raw.githubusercontent.com/mrc-ide/global-lmic-reports/master/AFG/projections.csv
https://raw.githubusercontent.com/mrc-ide/global-lmic-reports/master/AFG/projections.csv
https://raw.githubusercontent.com/mrc-ide/global-lmic-reports/master/AFG/projections.csv
https://raw.githubusercontent.com/mrc-ide/global-lmic-reports/master/AFG/projections.csv
https://raw.githubusercontent.com/mrc-ide/global-lmic-reports/master/AFG/projections.csv
https://raw.githubusercontent.com/mrc-ide/global-lmic-reports/master/AFG/projections.csv
https://raw.githubusercontent.com/mrc-ide/global-lmic-reports/master/AFG/projections.csv
https://raw.githubusercontent.com/mrc-ide/global-lmic-reports/master/AFG/projections.csv
https://raw.githubusercontent.com/mrc-ide/global-lmic-reports/master/AFG/projections.csv
https://raw.githubusercontent.com/mrc-ide/global-lmic-reports/master/AFG/projections.csv
https://raw.githubusercontent.com/mrc-ide/global-lmic-reports/master/AFG/projections.csv
https://raw.githubusercontent.com/mrc-ide/global-lmic-reports/master/AFG/projections.csv
https://raw.githubusercontent.com/mrc-ide/global-lmic-reports/master/AFG/projections.csv
https://raw.githubusercontent.com/mrc-ide/global-lmic-reports/master/AFG/projections.csv
https://raw.githubusercontent.com/mrc-ide/global-lmic-reports/master/AFG/projections.csv
https://raw.githubusercontent.com/mrc-ide/global-lmic-reports/master/AFG/projections.csv
https://raw.githubusercontent.com/mrc-ide/global-lmic-reports/master/AFG/projections.csv
https://raw.githubusercontent.com/mrc-ide/global-lmic-reports/master/AFG/projections.csv
https://raw.githubusercontent.com/mrc-ide/global-lmic-reports/master/AFG/projections.csv
https://raw.githubusercontent.com/mrc-ide/global-lmic-reports/master/AFG/projections.csv
https://raw.githubusercontent.com/mrc-ide/global-lmic-reports/master/AFG/projections.csv
https://raw.githubusercontent.com/mrc-ide/global-lmic-reports/master/AFG/projections.csv
https://raw.githubusercontent.com/mrc-ide/global-lmic-reports/master/AFG/projections.csv
https://raw.githubusercontent.com/mrc-ide/global-lmic-reports/master/AFG/projections.csv
https://raw.githubusercontent.com/mrc-ide/global-lmic-reports/master/AFG/projections.csv
https://raw.githubusercontent.com/mrc-ide/global-lmic-reports/master/AFG/projections.csv
https://raw.githubusercontent.com/mrc-ide/global-lmic-reports/master/AFG/projections.csv
https://raw.githubusercontent.com/mrc-ide/global-lmic-reports/master/AFG/projections.csv
https://raw.githubusercontent.com/mrc-ide/global-lmic-reports/master/AFG/projections.csv
https://raw.githubusercontent.com/mrc-ide/global-lmic-reports/master/AFG/projections.csv
https://raw.githubusercontent.com/mrc-ide/global-lmic-reports/master/AFG/projections.csv
https://raw.githubusercontent.com/mrc-ide/global-lmic-reports/master/AFG/projections.csv
https://raw.githubusercontent.com/mrc-ide/global-lmic-reports/master/AFG/projections.csv
https://raw.githubusercontent.com/mrc-ide/global-lmic-reports/master/AFG/projections.csv
https://raw.githubusercontent.com/mrc-ide/global-lmic-reports/master/AFG/projections.csv
https://raw.githubusercontent.com/mrc-ide/global-lmic-reports/master/AFG/projections.csv
https://raw.githubusercontent.com/mrc-ide/global-lmic-reports/master/AFG/projections.csv
https://raw.githubusercontent.com/mrc-ide/global-lmic-reports/master/AFG/projections.csv
https://raw.githubusercontent.com/mrc-ide/global-lmic-reports/master/AFG/projections.csv
https://raw.githubusercontent.com/mrc-ide/global-lmic-reports/master/AFG/projections.csv
https://raw.githubusercontent.com/mrc-ide/global-lmic-reports/master/AFG/projections.csv
https://raw.githubusercontent.com/mrc-ide/global-lmic-reports/master/AFG/projections.csv
https://raw.githubusercontent.com/mrc-ide/global-lmic-reports/master/AFG/projections.csv
https://raw.githubusercontent.com/mrc-ide/global-lmic-reports/master/AFG/projections.csv
https://raw.githubusercontent.com/mrc-ide/global-lmic-reports/master/AFG/projections.csv
https://raw.githubusercontent.com/mrc-ide/global-lmic-reports/master/AFG/projections.csv
https://raw.githubusercontent.com/mrc-ide/global-lmic-reports/master/AFG/projections.csv
https://raw.githubusercontent.com/mrc-ide/global-lmic-reports/master/AFG/projections.csv
https://raw.githubusercontent.com/mrc-ide/global-lmic-reports/master/AFG/projections.csv
https://raw.githubusercontent.com/mrc-ide/global-lmic-reports/master/AFG/projections.csv
https://raw.githubusercontent.com/mrc-ide/global-lmic-reports/master/AFG/projections.csv
https://raw.githubusercontent.com/mrc-ide/global-lmic-reports/master/AFG/projections.csv
https://raw.githubusercontent.com/mrc-ide/global-lmic-reports/master/AFG/projections.csv
https://raw.githubusercontent.com/mrc-ide/global-lmic-reports/master/AFG/projections.csv
https://raw.githubusercontent.com/mrc-ide/global-lmic-reports/master/AFG/projections.csv
https://raw.githubusercontent.com/mrc-ide/global-lmic-reports/master/AFG/projections.csv
https://raw.githubusercontent.com/mrc-ide/global-lmic-reports/master/AFG/projections.csv
https://raw.githubusercontent.com/mrc-ide/global-lmic-reports/master/AFG/projections.csv
https://raw.githubusercontent.com/mrc-ide/global-lmic-reports/master/AFG/projections.csv
https://raw.githubusercontent.com/mrc-ide/global-lmic-reports/master/AFG/projections.csv
https://raw.githubusercontent.com/mrc-ide/global-lmic-reports/master/AFG/projections.csv
https://raw.githubusercontent.com/mrc-ide/global-lmic-reports/master/AFG/projections.csv
https://raw.githubusercontent.com/mrc-ide/global-lmic-reports/master/AFG/projections.csv
https://raw.githubusercontent.com/mrc-ide/global-lmic-reports/master/AFG/projections.csv
https://raw.githubusercontent.com/mrc-ide/global-lmic-reports/master/AFG/projections.csv
https://raw.githubusercontent.com/mrc-ide/global-lmic-reports/master/AFG/projections.csv
https://raw.githubusercontent.com/mrc-ide/global-lmic-reports/master/AFG/projections.csv
https://raw.githubusercontent.com/mrc-ide/global-lmic-reports/master/AFG/projections.csv
https://raw.githubusercontent.com/mrc-ide/global-lmic-reports/master/AFG/projections.csv
https://raw.githubusercontent.com/mrc-ide/global-lmic-reports/master/AFG/projections.csv
https://raw.githubusercontent.com/mrc-ide/global-lmic-reports/master/AFG/projections.csv
https://raw.githubusercontent.com/mrc-ide/global-lmic-reports/master/AFG/projections.csv
https://raw.githubusercontent.com/mrc-ide/global-lmic-reports/master/AFG/projections.csv
https://raw.githubusercontent.com/mrc-ide/global-lmic-reports/master/AFG/projections.csv
https://raw.githubusercontent.com/mrc-ide/global-lmic-reports/master/AFG/projections.csv
https://raw.githubusercontent.com/mrc-ide/global-lmic-reports/master/AFG/projections.csv
https://raw.githubusercontent.com/mrc-ide/global-lmic-reports/master/AFG/projections.csv
https://raw.githubusercontent.com/mrc-ide/global-lmic-reports/master/AFG/projections.csv
https://raw.githubusercontent.com/mrc-ide/global-lmic-reports/master/AFG/projections.csv
https://raw.githubusercontent.com/mrc-ide/global-lmic-reports/master/AFG/projections.csv
https://raw.githubusercontent.com/mrc-ide/global-lmic-reports/master/AFG/projections.csv
https://raw.githubusercontent.com/mrc-ide/global-lmic-reports/master/AFG/projections.csv
https://raw.githubusercontent.com/mrc-ide/global-lmic-reports/master/AFG/projections.csv
https://raw.githubusercontent.com/mrc-ide/global-lmic-reports/master/AFG/projections.csv
https://raw.githubusercontent.com/mrc-ide/global-lmic-reports/master/AFG/projections.csv
https://raw.githubusercontent.com/mrc-ide/global-lmic-reports/master/AFG/projections.csv
https://raw.githubusercontent.com/mrc-ide/global-lmic-reports/master/AFG/projections.csv
https://raw.githubusercontent.com/mrc-ide/global-lmic-reports/master/AFG/projections.csv
https://raw.githubusercontent.com/mrc-ide/global-lmic-reports/master/AFG/projections.csv
https://raw.githubusercontent.com/mrc-ide/global-lmic-reports/master/AFG/projections.csv
https://raw.githubusercontent.com/mrc-ide/global-lmic-reports/master/AFG/projections.csv
https://raw.githubusercontent.com/mrc-ide/global-lmic-reports/master/AFG/projections.csv
https://raw.githubusercontent.com/mrc-ide/global-lmic-reports/master/AFG/projections.csv
https://raw.githubusercontent.com/mrc-ide/global-lmic-reports/master/AFG/projections.csv
https://raw.githubusercontent.com/mrc-ide/global-lmic-reports/master/AFG/projections.csv
https://raw.githubusercontent.com/mrc-ide/global-lmic-reports/master/AFG/projections.csv
https://raw.githubusercontent.com/mrc-ide/global-lmic-reports/master/AFG/projections.csv
https://raw.githubusercontent.com/mrc-ide/global-lmic-reports/master/AFG/projections.csv
https://raw.githubusercontent.com/mrc-ide/global-lmic-reports/master/AFG/projections.csv
https://raw.githubusercontent.com/mrc-ide/global-lmic-reports/master/AFG/projections.csv
https://raw.githubusercontent.com/mrc-ide/global-lmic-reports/master/AFG/projections.csv
https://raw.githubusercontent.com/mrc-ide/global-lmic-reports/master/AFG/projections.csv
https://raw.githubusercontent.com/mrc-ide/global-lmic-reports/master/AFG/projections.csv
https://raw.githubusercontent.com/mrc-ide/global-lmic-reports/master/AFG/projections.csv
https://raw.githubusercontent.com/mrc-ide/global-lmic-reports/master/AFG/projections.csv
https://raw.githubusercontent.com/mrc-ide/global-lmic-reports/master/AFG/projections.csv
https://raw.githubusercontent.com/mrc-ide/global-lmic-reports/master/AFG/projections.csv
https://raw.githubusercontent.com/mrc-ide/global-lmic-reports/master/AFG/projections.csv
https://raw.githubusercontent.com/mrc-ide/global-lmic-reports/master/AFG/projections.csv
https://raw.githubusercontent.com/mrc-ide/global-lmic-reports/master/AFG/projections.csv
https://raw.githubusercontent.com/mrc-ide/global-lmic-reports/master/AFG/projections.csv
https://raw.githubusercontent.com/mrc-ide/global-lmic-reports/master/AFG/projections.csv
https://raw.githubusercontent.com/mrc-ide/global-lmic-reports/master/AFG/projections.csv
https://raw.githubusercontent.com/mrc-ide/global-lmic-reports/master/AFG/projections.csv
https://raw.githubusercontent.com/mrc-ide/global-lmic-reports/master/AFG/projections.csv
https://raw.githubusercontent.com/mrc-ide/global-lmic-reports/master/AFG/projections.csv
https://raw.githubusercontent.com/mrc-ide/global-lmic-reports/master/AFG/projections.csv
https://raw.githubusercontent.com/mrc-ide/global-lmic-reports/master/AFG/projections.csv
https://raw.githubusercontent.com/mrc-ide/global-lmic-reports/master/AFG/projections.csv
https://raw.githubusercontent.com/mrc-ide/global-lmic-reports/master/AFG/projections.csv
https://raw.githubusercontent.com/mrc-ide/global-lmic-reports/master/AFG/projections.csv
https://raw.githubusercontent.com/mrc-ide/global-lmic-reports/master/AFG/projections.csv
https://raw.githubusercontent.com/mrc-ide/global-lmic-reports/master/AFG/projections.csv
https://raw.githubusercontent.com/mrc-ide/global-lmic-reports/master/AFG/projections.csv
https://raw.githubusercontent.com/mrc-ide/global-lmic-reports/master/AFG/projections.csv
https://raw.githubusercontent.com/mrc-ide/global-lmic-reports/master/AFG/projections.csv
https://raw.githubusercontent.com/mrc-ide/global-lmic-reports/master/AFG/projections.csv
https://raw.githubusercontent.com/mrc-ide/global-lmic-reports/master/AFG/projections.csv
https://raw.githubusercontent.com/mrc-ide/global-lmic-reports/master/AFG/projections.csv
https://raw.githubusercontent.com/mrc-ide/global-lmic-reports/master/AFG/projections.csv
https://raw.githubusercontent.com/mrc-ide/global-lmic-reports/master/AFG/projections.csv
https://raw.githubusercontent.com/mrc-ide/global-lmic-reports/master/AFG/projections.csv
https://raw.githubusercontent.com/mrc-ide/global-lmic-reports/master/AFG/projections.csv
https://raw.githubusercontent.com/mrc-ide/global-lmic-reports/master/AFG/projections.csv
https://raw.githubusercontent.com/mrc-ide/global-lmic-reports/master/AFG/projections.csv
https://raw.githubusercontent.com/mrc-ide/global-lmic-reports/master/AFG/projections.csv
https://raw.githubusercontent.com/mrc-ide/global-lmic-reports/master/AFG/projections.csv
https://raw.githubusercontent.com/mrc-ide/global-lmic-reports/master/AFG/projections.csv
https://raw.githubusercontent.com/mrc-ide/global-lmic-reports/master/AFG/projections.csv
https://raw.githubusercontent.com/mrc-ide/global-lmic-reports/master/AFG/projections.csv
https://raw.githubusercontent.com/mrc-ide/global-lmic-reports/master/AFG/projections.csv
https://raw.githubusercontent.com/mrc-ide/global-lmic-reports/master/AFG/projections.csv
https://raw.githubusercontent.com/mrc-ide/global-lmic-reports/master/AFG/projections.csv
https://raw.githubusercontent.com/mrc-ide/global-lmic-reports/master/AFG/projections.csv
https://raw.githubusercontent.com/mrc-ide/global-lmic-reports/master/AFG/projections.csv
https://raw.githubusercontent.com/mrc-ide/global-lmic-reports/master/AFG/projections.csv
https://raw.githubusercontent.com/mrc-ide/global-lmic-reports/master/AFG/projections.csv
https://raw.githubusercontent.com/mrc-ide/global-lmic-reports/master/AFG/projections.csv
https://raw.githubusercontent.com/mrc-ide/global-lmic-reports/master/AFG/projections.csv
https://raw.githubusercontent.com/mrc-ide/global-lmic-reports/master/AFG/projections.csv
https://raw.githubusercontent.com/mrc-ide/global-lmic-reports/master/AFG/projections.csv
https://raw.githubusercontent.com/mrc-ide/global-lmic-reports/master/AFG/projections.csv
https://raw.githubusercontent.com/mrc-ide/global-lmic-reports/master/AFG/projections.csv
https://raw.githubusercontent.com/mrc-ide/global-lmic-reports/master/AFG/projections.csv
https://raw.githubusercontent.com/mrc-ide/global-lmic-reports/master/AFG/projections.csv
https://raw.githubusercontent.com/mrc-ide/global-lmic-reports/master/AFG/projections.csv
https://raw.githubusercontent.com/mrc-ide/global-lmic-reports/master/AFG/projections.csv
https://raw.githubusercontent.com/mrc-ide/global-lmic-reports/master/AFG/projections.csv
https://raw.githubusercontent.com/mrc-ide/global-lmic-reports/master/AFG/projections.csv
https://raw.githubusercontent.com/mrc-ide/global-lmic-reports/master/AFG/projections.csv
https://raw.githubusercontent.com/mrc-ide/global-lmic-reports/master/AFG/projections.csv
https://raw.githubusercontent.com/mrc-ide/global-lmic-reports/master/AFG/projections.csv
https://raw.githubusercontent.com/mrc-ide/global-lmic-reports/master/AFG/projections.csv
https://raw.githubusercontent.com/mrc-ide/global-lmic-reports/master/AFG/projections.csv
https://raw.githubusercontent.com/mrc-ide/global-lmic-reports/master/AFG/projections.csv
https://raw.githubusercontent.com/mrc-ide/global-lmic-reports/master/AFG/projections.csv
https://raw.githubusercontent.com/mrc-ide/global-lmic-reports/master/AFG/projections.csv
https://raw.githubusercontent.com/mrc-ide/global-lmic-reports/master/AFG/projections.csv
https://raw.githubusercontent.com/mrc-ide/global-lmic-reports/master/AFG/projections.csv
https://raw.githubusercontent.com/mrc-ide/global-lmic-reports/master/AFG/projections.csv
https://raw.githubusercontent.com/mrc-ide/global-lmic-reports/master/AFG/projections.csv
https://raw.githubusercontent.com/mrc-ide/global-lmic-reports/master/AFG/projections.csv
https://raw.githubusercontent.com/mrc-ide/global-lmic-reports/master/AFG/projections.csv
https://raw.githubusercontent.com/mrc-ide/global-lmic-reports/master/AFG/projections.csv
https://raw.githubusercontent.com/mrc-ide/global-lmic-reports/master/AFG/projections.csv
https://raw.githubusercontent.com/mrc-ide/global-lmic-reports/master/AFG/projections.csv
https://raw.githubusercontent.com/mrc-ide/global-lmic-reports/master/AFG/projections.csv
https://raw.githubusercontent.com/mrc-ide/global-lmic-reports/master/AFG/projections.csv
https://raw.githubusercontent.com/mrc-ide/global-lmic-reports/master/AFG/projections.csv
https://raw.githubusercontent.com/mrc-ide/global-lmic-reports/master/AFG/projections.csv
https://raw.githubusercontent.com/mrc-ide/global-lmic-reports/master/AFG/projections.csv
https://raw.githubusercontent.com/mrc-ide/global-lmic-reports/master/AFG/projections.csv
https://raw.githubusercontent.com/mrc-ide/global-lmic-reports/master/AFG/projections.csv
https://raw.githubusercontent.com/mrc-ide/global-lmic-reports/master/AFG/projections.csv
https://raw.githubusercontent.com/mrc-ide/global-lmic-reports/master/AFG/projections.csv
https://raw.githubusercontent.com/mrc-ide/global-lmic-reports/master/AFG/projections.csv
https://raw.githubusercontent.com/mrc-ide/global-lmic-reports/master/AFG/projections.csv
https://raw.githubusercontent.com/mrc-ide/global-lmic-reports/master/AFG/projections.csv
https://raw.githubusercontent.com/mrc-ide/global-lmic-reports/master/AFG/projections.csv
https://raw.githubusercontent.com/mrc-ide/global-lmic-reports/master/AFG/projections.csv
https://raw.githubusercontent.com/mrc-ide/global-lmic-reports/master/AFG/projections.csv
https://raw.githubusercontent.com/mrc-ide/global-lmic-reports/master/AFG/projections.csv
https://raw.githubusercontent.com/mrc-ide/global-lmic-reports/master/AFG/projections.csv
https://raw.githubusercontent.com/mrc-ide/global-lmic-reports/master/AFG/projections.csv
https://raw.githubusercontent.com/mrc-ide/global-lmic-reports/master/AFG/projections.csv
https://raw.githubusercontent.com/mrc-ide/global-lmic-reports/master/AFG/projections.csv
https://raw.githubusercontent.com/mrc-ide/global-lmic-reports/master/AFG/projections.csv
https://raw.githubusercontent.com/mrc-ide/global-lmic-reports/master/AFG/projections.csv
https://raw.githubusercontent.com/mrc-ide/global-lmic-reports/master/AFG/projections.csv
https://raw.githubusercontent.com/mrc-ide/global-lmic-reports/master/AFG/projections.csv
https://raw.githubusercontent.com/mrc-ide/global-lmic-reports/master/AFG/projections.csv
https://raw.githubusercontent.com/mrc-ide/global-lmic-reports/master/AFG/projections.csv
https://raw.githubusercontent.com/mrc-ide/global-lmic-reports/master/AFG/projections.csv
https://raw.githubusercontent.com/mrc-ide/global-lmic-reports/master/AFG/projections.csv
https://raw.githubusercontent.com/mrc-ide/global-lmic-reports/master/AFG/projections.csv
https://raw.githubusercontent.com/mrc-ide/global-lmic-reports/master/AFG/projections.csv
https://raw.githubusercontent.com/mrc-ide/global-lmic-reports/master/AFG/projections.csv
https://raw.githubusercontent.com/mrc-ide/global-lmic-reports/master/AFG/projections.csv
https://raw.githubusercontent.com/mrc-ide/global-lmic-reports/master/AFG/projections.csv
https://raw.githubusercontent.com/mrc-ide/global-lmic-reports/master/AFG/projections.csv
https://raw.githubusercontent.com/mrc-ide/global-lmic-reports/master/AFG/projections.csv
https://raw.githubusercontent.com/mrc-ide/global-lmic-reports/master/AFG/projections.csv
https://raw.githubusercontent.com/mrc-ide/global-lmic-reports/master/AFG/projections.csv
https://raw.githubusercontent.com/mrc-ide/global-lmic-reports/master/AFG/projections.csv
https://raw.githubusercontent.com/mrc-ide/global-lmic-reports/master/AFG/projections.csv
https://raw.githubusercontent.com/mrc-ide/global-lmic-reports/master/AFG/projections.csv
https://raw.githubusercontent.com/mrc-ide/global-lmic-reports/master/AFG/projections.csv
https://raw.githubusercontent.com/mrc-ide/global-lmic-reports/master/AFG/projections.csv
https://raw.githubusercontent.com/mrc-ide/global-lmic-reports/master/AFG/projections.csv
https://raw.githubusercontent.com/mrc-ide/global-lmic-reports/master/AFG/projections.csv
https://raw.githubusercontent.com/mrc-ide/global-lmic-reports/master/AFG/projections.csv
https://raw.githubusercontent.com/mrc-ide/global-lmic-reports/master/AFG/projections.csv
https://raw.githubusercontent.com/mrc-ide/global-lmic-reports/master/AFG/projections.csv
https://raw.githubusercontent.com/mrc-ide/global-lmic-reports/master/AFG/projections.csv
https://raw.githubusercontent.com/mrc-ide/global-lmic-reports/master/AFG/projections.csv
https://raw.githubusercontent.com/mrc-ide/global-lmic-reports/master/AFG/projections.csv
https://raw.githubusercontent.com/mrc-ide/global-lmic-reports/master/AFG/projections.csv
https://raw.githubusercontent.com/mrc-ide/global-lmic-reports/master/AFG/projections.csv
https://raw.githubusercontent.com/mrc-ide/global-lmic-reports/master/AFG/projections.csv
https://raw.githubusercontent.com/mrc-ide/global-lmic-reports/master/AFG/projections.csv
https://raw.githubusercontent.com/mrc-ide/global-lmic-reports/master/AFG/projections.csv
https://raw.githubusercontent.com/mrc-ide/global-lmic-reports/master/AFG/projections.csv
https://raw.githubusercontent.com/mrc-ide/global-lmic-reports/master/AFG/projections.csv
https://raw.githubusercontent.com/mrc-ide/global-lmic-reports/master/AFG/projections.csv
https://raw.githubusercontent.com/mrc-ide/global-lmic-reports/master/AFG/projections.csv
https://raw.githubusercontent.com/mrc-ide/global-lmic-reports/master/AFG/projections.csv
https://raw.githubusercontent.com/mrc-ide/global-lmic-reports/master/AFG/projections.csv
https://raw.githubusercontent.com/mrc-ide/global-lmic-reports/master/AFG/projections.csv
https://raw.githubusercontent.com/mrc-ide/global-lmic-reports/master/AFG/projections.csv
https://raw.githubusercontent.com/mrc-ide/global-lmic-reports/master/AFG/projections.csv
https://raw.githubusercontent.com/mrc-ide/global-lmic-reports/master/AFG/projections.csv
https://raw.githubusercontent.com/mrc-ide/global-lmic-reports/master/AFG/projections.csv
https://raw.githubusercontent.com/mrc-ide/global-lmic-reports/master/AFG/projections.csv
https://raw.githubusercontent.com/mrc-ide/global-lmic-reports/master/AFG/projections.csv
https://raw.githubusercontent.com/mrc-ide/global-lmic-reports/master/AFG/projections.csv
https://raw.githubusercontent.com/mrc-ide/global-lmic-reports/master/AFG/projections.csv
https://raw.githubusercontent.com/mrc-ide/global-lmic-reports/master/AFG/projections.csv
https://raw.githubusercontent.com/mrc-ide/global-lmic-reports/master/AFG/projections.csv
https://raw.githubusercontent.com/mrc-ide/global-lmic-reports/master/AFG/projections.csv
https://raw.githubusercontent.com/mrc-ide/global-lmic-reports/master/AFG/projections.csv
https://raw.githubusercontent.com/mrc-ide/global-lmic-reports/master/AFG/projections.csv
https://raw.githubusercontent.com/mrc-ide/global-lmic-reports/master/AFG/projections.csv
https://raw.githubusercontent.com/mrc-ide/global-lmic-reports/master/AFG/projections.csv
https://raw.githubusercontent.com/mrc-ide/global-lmic-reports/master/AFG/projections.csv
https://raw.githubusercontent.com/mrc-ide/global-lmic-reports/master/AFG/projections.csv
https://raw.githubusercontent.com/mrc-ide/global-lmic-reports/master/AFG/projections.csv
https://raw.githubusercontent.com/mrc-ide/global-lmic-reports/master/AFG/projections.csv
https://raw.githubusercontent.com/mrc-ide/global-lmic-reports/master/AFG/projections.csv
https://raw.githubusercontent.com/mrc-ide/global-lmic-reports/master/AFG/projections.csv
https://raw.githubusercontent.com/mrc-ide/global-lmic-reports/master/AFG/projections.csv
https://raw.githubusercontent.com/mrc-ide/global-lmic-reports/master/AFG/projections.csv
https://raw.githubusercontent.com/mrc-ide/global-lmic-reports/master/AFG/projections.csv
https://raw.githubusercontent.com/mrc-ide/global-lmic-reports/master/AFG/projections.csv
https://raw.githubusercontent.com/mrc-ide/global-lmic-reports/master/AFG/projections.csv
https://raw.githubusercontent.com/mrc-ide/global-lmic-reports/master/AFG/projections.csv
https://raw.githubusercontent.com/mrc-ide/global-lmic-reports/master/AFG/projections.csv
https://raw.githubusercontent.com/mrc-ide/global-lmic-reports/master/AFG/projections.csv
https://raw.githubusercontent.com/mrc-ide/global-lmic-reports/master/AFG/projections.csv
https://raw.githubusercontent.com/mrc-ide/global-lmic-reports/master/AFG/projections.csv
https://raw.githubusercontent.com/mrc-ide/global-lmic-reports/master/AFG/projections.csv
https://raw.githubusercontent.com/mrc-ide/global-lmic-reports/master/AFG/projections.csv
https://raw.githubusercontent.com/mrc-ide/global-lmic-reports/master/AFG/projections.csv
https://raw.githubusercontent.com/mrc-ide/global-lmic-reports/master/AFG/projections.csv
https://raw.githubusercontent.com/mrc-ide/global-lmic-reports/master/AFG/projections.csv
https://raw.githubusercontent.com/mrc-ide/global-lmic-reports/master/AFG/projections.csv
https://raw.githubusercontent.com/mrc-ide/global-lmic-reports/master/AFG/projections.csv
https://raw.githubusercontent.com/mrc-ide/global-lmic-reports/master/AFG/projections.csv
https://raw.githubusercontent.com/mrc-ide/global-lmic-reports/master/AFG/projections.csv
https://raw.githubusercontent.com/mrc-ide/global-lmic-reports/master/AFG/projections.csv
https://raw.githubusercontent.com/mrc-ide/global-lmic-reports/master/AFG/projections.csv
https://raw.githubusercontent.com/mrc-ide/global-lmic-reports/master/AFG/projections.csv
https://raw.githubusercontent.com/mrc-ide/global-lmic-reports/master/AFG/projections.csv
https://raw.githubusercontent.com/mrc-ide/global-lmic-reports/master/AFG/projections.csv
https://raw.githubusercontent.com/mrc-ide/global-lmic-reports/master/AFG/projections.csv
https://raw.githubusercontent.com/mrc-ide/global-lmic-reports/master/AFG/projections.csv
https://raw.githubusercontent.com/mrc-ide/global-lmic-reports/master/AFG/projections.csv
https://raw.githubusercontent.com/mrc-ide/global-lmic-reports/master/AFG/projections.csv
https://raw.githubusercontent.com/mrc-ide/global-lmic-reports/master/AFG/projections.csv
https://raw.githubusercontent.com/mrc-ide/global-lmic-reports/master/AFG/projections.csv
https://raw.githubusercontent.com/mrc-ide/global-lmic-reports/master/AFG/projections.csv
https://raw.githubusercontent.com/mrc-ide/global-lmic-reports/master/AFG/projections.csv
https://raw.githubusercontent.com/mrc-ide/global-lmic-reports/master/AFG/projections.csv
https://raw.githubusercontent.com/mrc-ide/global-lmic-reports/master/AFG/projections.csv
https://raw.githubusercontent.com/mrc-ide/global-lmic-reports/master/AFG/projections.csv
https://raw.githubusercontent.com/mrc-ide/global-lmic-reports/master/AFG/projections.csv
https://raw.githubusercontent.com/mrc-ide/global-lmic-reports/master/AFG/projections.csv
https://raw.githubusercontent.com/mrc-ide/global-lmic-reports/master/AFG/projections.csv
https://raw.githubusercontent.com/mrc-ide/global-lmic-reports/master/AFG/projections.csv
https://raw.githubusercontent.com/mrc-ide/global-lmic-reports/master/AFG/projections.csv
https://raw.githubusercontent.com/mrc-ide/global-lmic-reports/master/AFG/projections.csv
https://raw.githubusercontent.com/mrc-ide/global-lmic-reports/master/AFG/projections.csv
https://raw.githubusercontent.com/mrc-ide/global-lmic-reports/master/AFG/projections.csv
https://raw.githubusercontent.com/mrc-ide/global-lmic-reports/master/AFG/projections.csv
https://raw.githubusercontent.com/mrc-ide/global-lmic-reports/master/AFG/projections.csv
https://raw.githubusercontent.com/mrc-ide/global-lmic-reports/master/AFG/projections.csv
https://raw.githubusercontent.com/mrc-ide/global-lmic-reports/master/AFG/projections.csv
https://raw.githubusercontent.com/mrc-ide/global-lmic-reports/master/AFG/projections.csv
https://raw.githubusercontent.com/mrc-ide/global-lmic-reports/master/AFG/projections.csv
https://raw.githubusercontent.com/mrc-ide/global-lmic-reports/master/AFG/projections.csv
https://raw.githubusercontent.com/mrc-ide/global-lmic-reports/master/AFG/projections.csv
https://raw.githubusercontent.com/mrc-ide/global-lmic-reports/master/AFG/projections.csv
https://raw.githubusercontent.com/mrc-ide/global-lmic-reports/master/AFG/projections.csv
https://raw.githubusercontent.com/mrc-ide/global-lmic-reports/master/AFG/projections.csv
https://raw.githubusercontent.com/mrc-ide/global-lmic-reports/master/AFG/projections.csv
https://raw.githubusercontent.com/mrc-ide/global-lmic-reports/master/AFG/projections.csv
https://raw.githubusercontent.com/mrc-ide/global-lmic-reports/master/AFG/projections.csv
https://raw.githubusercontent.com/mrc-ide/global-lmic-reports/master/AFG/projections.csv
https://raw.githubusercontent.com/mrc-ide/global-lmic-reports/master/AFG/projections.csv
https://raw.githubusercontent.com/mrc-ide/global-lmic-reports/master/AFG/projections.csv
https://raw.githubusercontent.com/mrc-ide/global-lmic-reports/master/AFG/projections.csv
https://raw.githubusercontent.com/mrc-ide/global-lmic-reports/master/AFG/projections.csv
https://raw.githubusercontent.com/mrc-ide/global-lmic-reports/master/AFG/projections.csv
https://raw.githubusercontent.com/mrc-ide/global-lmic-reports/master/AFG/projections.csv
https://raw.githubusercontent.com/mrc-ide/global-lmic-reports/master/AFG/projections.csv
https://raw.githubusercontent.com/mrc-ide/global-lmic-reports/master/AFG/projections.csv
https://raw.githubusercontent.com/mrc-ide/global-lmic-reports/master/AFG/projections.csv
https://raw.githubusercontent.com/mrc-ide/global-lmic-reports/master/AFG/projections.csv
https://raw.githubusercontent.com/mrc-ide/global-lmic-reports/master/AFG/projections.csv
https://raw.githubusercontent.com/mrc-ide/global-lmic-reports/master/AFG/projections.csv
https://raw.githubusercontent.com/mrc-ide/global-lmic-reports/master/AFG/projections.csv
https://raw.githubusercontent.com/mrc-ide/global-lmic-reports/master/AFG/projections.csv
https://raw.githubusercontent.com/mrc-ide/global-lmic-reports/master/AFG/projections.csv
https://raw.githubusercontent.com/mrc-ide/global-lmic-reports/master/AFG/projections.csv
https://raw.githubusercontent.com/mrc-ide/global-lmic-reports/master/AFG/projections.csv
https://raw.githubusercontent.com/mrc-ide/global-lmic-reports/master/AFG/projections.csv
https://raw.githubusercontent.com/mrc-ide/global-lmic-reports/master/AFG/projections.csv
https://raw.githubusercontent.com/mrc-ide/global-lmic-reports/master/AFG/projections.csv
https://raw.githubusercontent.com/mrc-ide/global-lmic-reports/master/AFG/projections.csv
https://raw.githubusercontent.com/mrc-ide/global-lmic-reports/master/AFG/projections.csv
https://raw.githubusercontent.com/mrc-ide/global-lmic-reports/master/AFG/projections.csv
https://raw.githubusercontent.com/mrc-ide/global-lmic-reports/master/AFG/projections.csv
https://raw.githubusercontent.com/mrc-ide/global-lmic-reports/master/AFG/projections.csv
https://raw.githubusercontent.com/mrc-ide/global-lmic-reports/master/AFG/projections.csv
https://raw.githubusercontent.com/mrc-ide/global-lmic-reports/master/AFG/projections.csv
https://raw.githubusercontent.com/mrc-ide/global-lmic-reports/master/AFG/projections.csv
https://raw.githubusercontent.com/mrc-ide/global-lmic-reports/master/AFG/projections.csv
https://raw.githubusercontent.com/mrc-ide/global-lmic-reports/master/AFG/projections.csv
https://raw.githubusercontent.com/mrc-ide/global-lmic-reports/master/AFG/projections.csv
https://raw.githubusercontent.com/mrc-ide/global-lmic-reports/master/AFG/projections.csv
https://raw.githubusercontent.com/mrc-ide/global-lmic-reports/master/AFG/projections.csv
https://raw.githubusercontent.com/mrc-ide/global-lmic-reports/master/AFG/projections.csv
https://raw.githubusercontent.com/mrc-ide/global-lmic-reports/master/AFG/projections.csv
https://raw.githubusercontent.com/mrc-ide/global-lmic-reports/master/AFG/projections.csv
https://raw.githubusercontent.com/mrc-ide/global-lmic-reports/master/AFG/projections.csv
https://raw.githubusercontent.com/mrc-ide/global-lmic-reports/master/AFG/projections.csv
https://raw.githubusercontent.com/mrc-ide/global-lmic-reports/master/AFG/projections.csv
https://raw.githubusercontent.com/mrc-ide/global-lmic-reports/master/AFG/projections.csv
https://raw.githubusercontent.com/mrc-ide/global-lmic-reports/master/AFG/projections.csv
https://raw.githubusercontent.com/mrc-ide/global-lmic-reports/master/AFG/projections.csv
https://raw.githubusercontent.com/mrc-ide/global-lmic-reports/master/AFG/projections.csv
https://raw.githubusercontent.com/mrc-ide/global-lmic-reports/master/AFG/projections.csv
https://raw.githubusercontent.com/mrc-ide/global-lmic-reports/master/AFG/projections.csv
https://raw.githubusercontent.com/mrc-ide/global-lmic-reports/master/AFG/projections.csv
https://raw.githubusercontent.com/mrc-ide/global-lmic-reports/master/AFG/projections.csv
https://raw.githubusercontent.com/mrc-ide/global-lmic-reports/master/AFG/projections.csv
https://raw.githubusercontent.com/mrc-ide/global-lmic-reports/master/AFG/projections.csv
https://raw.githubusercontent.com/mrc-ide/global-lmic-reports/master/AFG/projections.csv
https://raw.githubusercontent.com/mrc-ide/global-lmic-reports/master/AFG/projections.csv
https://raw.githubusercontent.com/mrc-ide/global-lmic-reports/master/AFG/projections.csv
https://raw.githubusercontent.com/mrc-ide/global-lmic-reports/master/AFG/projections.csv
https://raw.githubusercontent.com/mrc-ide/global-lmic-reports/master/AFG/projections.csv
https://raw.githubusercontent.com/mrc-ide/global-lmic-reports/master/AFG/projections.csv
https://raw.githubusercontent.com/mrc-ide/global-lmic-reports/master/AFG/projections.csv
https://raw.githubusercontent.com/mrc-ide/global-lmic-reports/master/AFG/projections.csv
https://raw.githubusercontent.com/mrc-ide/global-lmic-reports/master/AFG/projections.csv
https://raw.githubusercontent.com/mrc-ide/global-lmic-reports/master/AFG/projections.csv
https://raw.githubusercontent.com/mrc-ide/global-lmic-reports/master/AFG/projections.csv
https://raw.githubusercontent.com/mrc-ide/global-lmic-reports/master/AFG/projections.csv
https://raw.githubusercontent.com/mrc-ide/global-lmic-reports/master/AFG/projections.csv
https://raw.githubusercontent.com/mrc-ide/global-lmic-reports/master/AFG/projections.csv
https://raw.githubusercontent.com/mrc-ide/global-lmic-reports/master/AFG/projections.csv
https://raw.githubusercontent.com/mrc-ide/global-lmic-reports/master/AFG/projections.csv
https://raw.githubusercontent.com/mrc-ide/global-lmic-reports/master/AFG/projections.csv
https://raw.githubusercontent.com/mrc-ide/global-lmic-reports/master/AFG/projections.csv
https://raw.githubusercontent.com/mrc-ide/global-lmic-reports/master/AFG/projections.csv
https://raw.githubusercontent.com/mrc-ide/global-lmic-reports/master/AFG/projections.csv
https://raw.githubusercontent.com/mrc-ide/global-lmic-reports/master/AFG/projections.csv
https://raw.githubusercontent.com/mrc-ide/global-lmic-reports/master/AFG/projections.csv
https://raw.githubusercontent.com/mrc-ide/global-lmic-reports/master/AFG/projections.csv
https://raw.githubusercontent.com/mrc-ide/global-lmic-reports/master/AFG/projections.csv
https://raw.githubusercontent.com/mrc-ide/global-lmic-reports/master/AFG/projections.csv
https://raw.githubusercontent.com/mrc-ide/global-lmic-reports/master/AFG/projections.csv
https://raw.githubusercontent.com/mrc-ide/global-lmic-reports/master/AFG/projections.csv
https://raw.githubusercontent.com/mrc-ide/global-lmic-reports/master/AFG/projections.csv
https://raw.githubusercontent.com/mrc-ide/global-lmic-reports/master/AFG/projections.csv
https://raw.githubusercontent.com/mrc-ide/global-lmic-reports/master/AFG/projections.csv
https://raw.githubusercontent.com/mrc-ide/global-lmic-reports/master/AFG/projections.csv
https://raw.githubusercontent.com/mrc-ide/global-lmic-reports/master/AFG/projections.csv
https://raw.githubusercontent.com/mrc-ide/global-lmic-reports/master/AFG/projections.csv
https://raw.githubusercontent.com/mrc-ide/global-lmic-reports/master/AFG/projections.csv
https://raw.githubusercontent.com/mrc-ide/global-lmic-reports/master/AFG/projections.csv
https://raw.githubusercontent.com/mrc-ide/global-lmic-reports/master/AFG/projections.csv
https://raw.githubusercontent.com/mrc-ide/global-lmic-reports/master/AFG/projections.csv
https://raw.githubusercontent.com/mrc-ide/global-lmic-reports/master/AFG/projections.csv
https://raw.githubusercontent.com/mrc-ide/global-lmic-reports/master/AFG/projections.csv
https://raw.githubusercontent.com/mrc-ide/global-lmic-reports/master/AFG/projections.csv
https://raw.githubusercontent.com/mrc-ide/global-lmic-reports/master/AFG/projections.csv
https://raw.githubusercontent.com/mrc-ide/global-lmic-reports/master/AFG/projections.csv
https://raw.githubusercontent.com/mrc-ide/global-lmic-reports/master/AFG/projections.csv
https://raw.githubusercontent.com/mrc-ide/global-lmic-reports/master/AFG/projections.csv
https://raw.githubusercontent.com/mrc-ide/global-lmic-reports/master/AFG/projections.csv
https://raw.githubusercontent.com/mrc-ide/global-lmic-reports/master/AFG/projections.csv
https://raw.githubusercontent.com/mrc-ide/global-lmic-reports/master/AFG/projections.csv
https://raw.githubusercontent.com/mrc-ide/global-lmic-reports/master/AFG/projections.csv
https://raw.githubusercontent.com/mrc-ide/global-lmic-reports/master/AFG/projections.csv
https://raw.githubusercontent.com/mrc-ide/global-lmic-reports/master/AFG/projections.csv
https://raw.githubusercontent.com/mrc-ide/global-lmic-reports/master/AFG/projections.csv
https://raw.githubusercontent.com/mrc-ide/global-lmic-reports/master/AFG/projections.csv
https://raw.githubusercontent.com/mrc-ide/global-lmic-reports/master/AFG/projections.csv
https://raw.githubusercontent.com/mrc-ide/global-lmic-reports/master/AFG/projections.csv
https://raw.githubusercontent.com/mrc-ide/global-lmic-reports/master/AFG/projections.csv
https://raw.githubusercontent.com/mrc-ide/global-lmic-reports/master/AFG/projections.csv
https://raw.githubusercontent.com/mrc-ide/global-lmic-reports/master/AFG/projections.csv
https://raw.githubusercontent.com/mrc-ide/global-lmic-reports/master/AFG/projections.csv
https://raw.githubusercontent.com/mrc-ide/global-lmic-reports/master/AFG/projections.csv
https://raw.githubusercontent.com/mrc-ide/global-lmic-reports/master/AFG/projections.csv
https://raw.githubusercontent.com/mrc-ide/global-lmic-reports/master/AFG/projections.csv
https://raw.githubusercontent.com/mrc-ide/global-lmic-reports/master/AFG/projections.csv
https://raw.githubusercontent.com/mrc-ide/global-lmic-reports/master/AFG/projections.csv
https://raw.githubusercontent.com/mrc-ide/global-lmic-reports/master/AFG/projections.csv
https://raw.githubusercontent.com/mrc-ide/global-lmic-reports/master/AFG/projections.csv
https://raw.githubusercontent.com/mrc-ide/global-lmic-reports/master/AFG/projections.csv
https://raw.githubusercontent.com/mrc-ide/global-lmic-reports/master/AFG/projections.csv
https://raw.githubusercontent.com/mrc-ide/global-lmic-reports/master/AFG/projections.csv
https://raw.githubusercontent.com/mrc-ide/global-lmic-reports/master/AFG/projections.csv
https://raw.githubusercontent.com/mrc-ide/global-lmic-reports/master/AFG/projections.csv
https://raw.githubusercontent.com/mrc-ide/global-lmic-reports/master/AFG/projections.csv
https://raw.githubusercontent.com/mrc-ide/global-lmic-reports/master/AFG/projections.csv
https://raw.githubusercontent.com/mrc-ide/global-lmic-reports/master/AFG/projections.csv
https://raw.githubusercontent.com/mrc-ide/global-lmic-reports/master/AFG/projections.csv
https://raw.githubusercontent.com/mrc-ide/global-lmic-reports/master/AFG/projections.csv
https://raw.githubusercontent.com/mrc-ide/global-lmic-reports/master/AFG/projections.csv
https://raw.githubusercontent.com/mrc-ide/global-lmic-reports/master/AFG/projections.csv
https://raw.githubusercontent.com/mrc-ide/global-lmic-reports/master/AFG/projections.csv
https://raw.githubusercontent.com/mrc-ide/global-lmic-reports/master/AFG/projections.csv
https://raw.githubusercontent.com/mrc-ide/global-lmic-reports/master/AFG/projections.csv
https://raw.githubusercontent.com/mrc-ide/global-lmic-reports/master/AFG/projections.csv
https://raw.githubusercontent.com/mrc-ide/global-lmic-reports/master/AFG/projections.csv
https://raw.githubusercontent.com/mrc-ide/global-lmic-reports/master/AFG/projections.csv
https://raw.githubusercontent.com/mrc-ide/global-lmic-reports/master/AFG/projections.csv
https://raw.githubusercontent.com/mrc-ide/global-lmic-reports/master/AFG/projections.csv
https://raw.githubusercontent.com/mrc-ide/global-lmic-reports/master/AFG/projections.csv
https://raw.githubusercontent.com/mrc-ide/global-lmic-reports/master/AFG/projections.csv
https://raw.githubusercontent.com/mrc-ide/global-lmic-reports/master/AFG/projections.csv
https://raw.githubusercontent.com/mrc-ide/global-lmic-reports/master/AFG/projections.csv
https://raw.githubusercontent.com/mrc-ide/global-lmic-reports/master/AFG/projections.csv
https://raw.githubusercontent.com/mrc-ide/global-lmic-reports/master/AFG/projections.csv
https://raw.githubusercontent.com/mrc-ide/global-lmic-reports/master/AFG/projections.csv
https://raw.githubusercontent.com/mrc-ide/global-lmic-reports/master/AFG/projections.csv
https://raw.githubusercontent.com/mrc-ide/global-lmic-reports/master/AFG/projections.csv
https://raw.githubusercontent.com/mrc-ide/global-lmic-reports/master/AFG/projections.csv
https://raw.githubusercontent.com/mrc-ide/global-lmic-reports/master/AFG/projections.csv
https://raw.githubusercontent.com/mrc-ide/global-lmic-reports/master/AFG/projections.csv
https://raw.githubusercontent.com/mrc-ide/global-lmic-reports/master/AFG/projections.csv
https://raw.githubusercontent.com/mrc-ide/global-lmic-reports/master/AFG/projections.csv
https://raw.githubusercontent.com/mrc-ide/global-lmic-reports/master/AFG/projections.csv
https://raw.githubusercontent.com/mrc-ide/global-lmic-reports/master/AFG/projections.csv
https://raw.githubusercontent.com/mrc-ide/global-lmic-reports/master/AFG/projections.csv
https://raw.githubusercontent.com/mrc-ide/global-lmic-reports/master/AFG/projections.csv
https://raw.githubusercontent.com/mrc-ide/global-lmic-reports/master/AFG/projections.csv
https://raw.githubusercontent.com/mrc-ide/global-lmic-reports/master/AFG/projections.csv
https://raw.githubusercontent.com/mrc-ide/global-lmic-reports/master/AFG/projections.csv
https://raw.githubusercontent.com/mrc-ide/global-lmic-reports/master/AFG/projections.csv
https://raw.githubusercontent.com/mrc-ide/global-lmic-reports/master/AFG/projections.csv
https://raw.githubusercontent.com/mrc-ide/global-lmic-reports/master/AFG/projections.csv
https://raw.githubusercontent.com/mrc-ide/global-lmic-reports/master/AFG/projections.csv
https://raw.githubusercontent.com/mrc-ide/global-lmic-reports/master/AFG/projections.csv
https://raw.githubusercontent.com/mrc-ide/global-lmic-reports/master/AFG/projections.csv
https://raw.githubusercontent.com/mrc-ide/global-lmic-reports/master/AFG/projections.csv
https://raw.githubusercontent.com/mrc-ide/global-lmic-reports/master/AFG/projections.csv
https://raw.githubusercontent.com/mrc-ide/global-lmic-reports/master/AFG/projections.csv
https://raw.githubusercontent.com/mrc-ide/global-lmic-reports/master/AFG/projections.csv
https://raw.githubusercontent.com/mrc-ide/global-lmic-reports/master/AFG/projections.csv
https://raw.githubusercontent.com/mrc-ide/global-lmic-reports/master/AFG/projections.csv
https://raw.githubusercontent.com/mrc-ide/global-lmic-reports/master/AFG/projections.csv
https://raw.githubusercontent.com/mrc-ide/global-lmic-reports/master/AFG/projections.csv
https://raw.githubusercontent.com/mrc-ide/global-lmic-reports/master/AFG/projections.csv
https://raw.githubusercontent.com/mrc-ide/global-lmic-reports/master/AFG/projections.csv
https://raw.githubusercontent.com/mrc-ide/global-lmic-reports/master/AFG/projections.csv
https://raw.githubusercontent.com/mrc-ide/global-lmic-reports/master/AFG/projections.csv
https://raw.githubusercontent.com/mrc-ide/global-lmic-reports/master/AFG/projections.csv
https://raw.githubusercontent.com/mrc-ide/global-lmic-reports/master/AFG/projections.csv
https://raw.githubusercontent.com/mrc-ide/global-lmic-reports/master/AFG/projections.csv
https://raw.githubusercontent.com/mrc-ide/global-lmic-reports/master/AFG/projections.csv
https://raw.githubusercontent.com/mrc-ide/global-lmic-reports/master/AFG/projections.csv
https://raw.githubusercontent.com/mrc-ide/global-lmic-reports/master/AFG/projections.csv
https://raw.githubusercontent.com/mrc-ide/global-lmic-reports/master/AFG/projections.csv
https://raw.githubusercontent.com/mrc-ide/global-lmic-reports/master/AFG/projections.csv
https://raw.githubusercontent.com/mrc-ide/global-lmic-reports/master/AFG/projections.csv
https://raw.githubusercontent.com/mrc-ide/global-lmic-reports/master/AFG/projections.csv
https://raw.githubusercontent.com/mrc-ide/global-lmic-reports/master/AFG/projections.csv
https://raw.githubusercontent.com/mrc-ide/global-lmic-reports/master/AFG/projections.csv
https://raw.githubusercontent.com/mrc-ide/global-lmic-reports/master/AFG/projections.csv
https://raw.githubusercontent.com/mrc-ide/global-lmic-reports/master/AFG/projections.csv
https://raw.githubusercontent.com/mrc-ide/global-lmic-reports/master/AFG/projections.csv
https://raw.githubusercontent.com/mrc-ide/global-lmic-reports/master/AFG/projections.csv
https://raw.githubusercontent.com/mrc-ide/global-lmic-reports/master/AFG/projections.csv
https://raw.githubusercontent.com/mrc-ide/global-lmic-reports/master/AFG/projections.csv
https://raw.githubusercontent.com/mrc-ide/global-lmic-reports/master/AFG/projections.csv
https://raw.githubusercontent.com/mrc-ide/global-lmic-reports/master/AFG/projections.csv
https://raw.githubusercontent.com/mrc-ide/global-lmic-reports/master/AFG/projections.csv
https://raw.githubusercontent.com/mrc-ide/global-lmic-reports/master/AFG/projections.csv
https://raw.githubusercontent.com/mrc-ide/global-lmic-reports/master/AFG/projections.csv
https://raw.githubusercontent.com/mrc-ide/global-lmic-reports/master/AFG/projections.csv
https://raw.githubusercontent.com/mrc-ide/global-lmic-reports/master/AFG/projections.csv
https://raw.githubusercontent.com/mrc-ide/global-lmic-reports/master/AFG/projections.csv
https://raw.githubusercontent.com/mrc-ide/global-lmic-reports/master/AFG/projections.csv
https://raw.githubusercontent.com/mrc-ide/global-lmic-reports/master/AFG/projections.csv
https://raw.githubusercontent.com/mrc-ide/global-lmic-reports/master/AFG/projections.csv
https://raw.githubusercontent.com/mrc-ide/global-lmic-reports/master/AFG/projections.csv
https://raw.githubusercontent.com/mrc-ide/global-lmic-reports/master/AFG/projections.csv
https://raw.githubusercontent.com/mrc-ide/global-lmic-reports/master/AFG/projections.csv
https://raw.githubusercontent.com/mrc-ide/global-lmic-reports/master/AFG/projections.csv
https://raw.githubusercontent.com/mrc-ide/global-lmic-reports/master/AFG/projections.csv
https://raw.githubusercontent.com/mrc-ide/global-lmic-reports/master/AFG/projections.csv
https://raw.githubusercontent.com/mrc-ide/global-lmic-reports/master/AFG/projections.csv
https://raw.githubusercontent.com/mrc-ide/global-lmic-reports/master/AFG/projections.csv
https://raw.githubusercontent.com/mrc-ide/global-lmic-reports/master/AFG/projections.csv
https://raw.githubusercontent.com/mrc-ide/global-lmic-reports/master/AFG/projections.csv
https://raw.githubusercontent.com/mrc-ide/global-lmic-reports/master/AFG/projections.csv
https://raw.githubusercontent.com/mrc-ide/global-lmic-reports/master/AFG/projections.csv
https://raw.githubusercontent.com/mrc-ide/global-lmic-reports/master/AFG/projections.csv
https://raw.githubusercontent.com/mrc-ide/global-lmic-reports/master/AFG/projections.csv
https://raw.githubusercontent.com/mrc-ide/global-lmic-reports/master/AFG/projections.csv
https://raw.githubusercontent.com/mrc-ide/global-lmic-reports/master/AFG/projections.csv
https://raw.githubusercontent.com/mrc-ide/global-lmic-reports/master/AFG/projections.csv
https://raw.githubusercontent.com/mrc-ide/global-lmic-reports/master/AFG/projections.csv
https://raw.githubusercontent.com/mrc-ide/global-lmic-reports/master/AFG/projections.csv
https://raw.githubusercontent.com/mrc-ide/global-lmic-reports/master/AFG/projections.csv
https://raw.githubusercontent.com/mrc-ide/global-lmic-reports/master/AFG/projections.csv
https://raw.githubusercontent.com/mrc-ide/global-lmic-reports/master/AFG/projections.csv
https://raw.githubusercontent.com/mrc-ide/global-lmic-reports/master/AFG/projections.csv
https://raw.githubusercontent.com/mrc-ide/global-lmic-reports/master/AFG/projections.csv
https://raw.githubusercontent.com/mrc-ide/global-lmic-reports/master/AFG/projections.csv
https://raw.githubusercontent.com/mrc-ide/global-lmic-reports/master/AFG/projections.csv
https://raw.githubusercontent.com/mrc-ide/global-lmic-reports/master/AFG/projections.csv
https://raw.githubusercontent.com/mrc-ide/global-lmic-reports/master/AFG/projections.csv
https://raw.githubusercontent.com/mrc-ide/global-lmic-reports/master/AFG/projections.csv
https://raw.githubusercontent.com/mrc-ide/global-lmic-reports/master/AFG/projections.csv
https://raw.githubusercontent.com/mrc-ide/global-lmic-reports/master/AFG/projections.csv
https://raw.githubusercontent.com/mrc-ide/global-lmic-reports/master/AFG/projections.csv
https://raw.githubusercontent.com/mrc-ide/global-lmic-reports/master/AFG/projections.csv
https://raw.githubusercontent.com/mrc-ide/global-lmic-reports/master/AFG/projections.csv
https://raw.githubusercontent.com/mrc-ide/global-lmic-reports/master/AFG/projections.csv
https://raw.githubusercontent.com/mrc-ide/global-lmic-reports/master/AFG/projections.csv
https://raw.githubusercontent.com/mrc-ide/global-lmic-reports/master/AFG/projections.csv
https://raw.githubusercontent.com/mrc-ide/global-lmic-reports/master/AFG/projections.csv
https://raw.githubusercontent.com/mrc-ide/global-lmic-reports/master/AFG/projections.csv
https://raw.githubusercontent.com/mrc-ide/global-lmic-reports/master/AFG/projections.csv
https://raw.githubusercontent.com/mrc-ide/global-lmic-reports/master/AFG/projections.csv
https://raw.githubusercontent.com/mrc-ide/global-lmic-reports/master/AFG/projections.csv
https://raw.githubusercontent.com/mrc-ide/global-lmic-reports/master/AFG/projections.csv
https://raw.githubusercontent.com/mrc-ide/global-lmic-reports/master/AFG/projections.csv
https://raw.githubusercontent.com/mrc-ide/global-lmic-reports/master/AFG/projections.csv
https://raw.githubusercontent.com/mrc-ide/global-lmic-reports/master/AFG/projections.csv
https://raw.githubusercontent.com/mrc-ide/global-lmic-reports/master/AFG/projections.csv
https://raw.githubusercontent.com/mrc-ide/global-lmic-reports/master/AFG/projections.csv
https://raw.githubusercontent.com/mrc-ide/global-lmic-reports/master/AFG/projections.csv
https://raw.githubusercontent.com/mrc-ide/global-lmic-reports/master/AFG/projections.csv
https://raw.githubusercontent.com/mrc-ide/global-lmic-reports/master/AFG/projections.csv
https://raw.githubusercontent.com/mrc-ide/global-lmic-reports/master/AFG/projections.csv
https://raw.githubusercontent.com/mrc-ide/global-lmic-reports/master/AFG/projections.csv
https://raw.githubusercontent.com/mrc-ide/global-lmic-reports/master/AFG/projections.csv
https://raw.githubusercontent.com/mrc-ide/global-lmic-reports/master/AFG/projections.csv
https://raw.githubusercontent.com/mrc-ide/global-lmic-reports/master/AFG/projections.csv
https://raw.githubusercontent.com/mrc-ide/global-lmic-reports/master/AFG/projections.csv
https://raw.githubusercontent.com/mrc-ide/global-lmic-reports/master/AFG/projections.csv
https://raw.githubusercontent.com/mrc-ide/global-lmic-reports/master/AFG/projections.csv
https://raw.githubusercontent.com/mrc-ide/global-lmic-reports/master/AFG/projections.csv
https://raw.githubusercontent.com/mrc-ide/global-lmic-reports/master/AFG/projections.csv
https://raw.githubusercontent.com/mrc-ide/global-lmic-reports/master/AFG/projections.csv
https://raw.githubusercontent.com/mrc-ide/global-lmic-reports/master/AFG/projections.csv
https://raw.githubusercontent.com/mrc-ide/global-lmic-reports/master/AFG/projections.csv
https://raw.githubusercontent.com/mrc-ide/global-lmic-reports/master/AFG/projections.csv
https://raw.githubusercontent.com/mrc-ide/global-lmic-reports/master/AFG/projections.csv
https://raw.githubusercontent.com/mrc-ide/global-lmic-reports/master/AFG/projections.csv
https://raw.githubusercontent.com/mrc-ide/global-lmic-reports/master/AFG/projections.csv
https://raw.githubusercontent.com/mrc-ide/global-lmic-reports/master/AFG/projections.csv
https://raw.githubusercontent.com/mrc-ide/global-lmic-reports/master/AFG/projections.csv
https://raw.githubusercontent.com/mrc-ide/global-lmic-reports/master/AFG/projections.csv
https://raw.githubusercontent.com/mrc-ide/global-lmic-reports/master/AFG/projections.csv
https://raw.githubusercontent.com/mrc-ide/global-lmic-reports/master/AFG/projections.csv
https://raw.githubusercontent.com/mrc-ide/global-lmic-reports/master/AFG/projections.csv
https://raw.githubusercontent.com/mrc-ide/global-lmic-reports/master/AFG/projections.csv
https://raw.githubusercontent.com/mrc-ide/global-lmic-reports/master/AFG/projections.csv
https://raw.githubusercontent.com/mrc-ide/global-lmic-reports/master/AFG/projections.csv
https://raw.githubusercontent.com/mrc-ide/global-lmic-reports/master/AFG/projections.csv
https://raw.githubusercontent.com/mrc-ide/global-lmic-reports/master/AFG/projections.csv
https://raw.githubusercontent.com/mrc-ide/global-lmic-reports/master/AFG/projections.csv
https://raw.githubusercontent.com/mrc-ide/global-lmic-reports/master/AFG/projections.csv
https://raw.githubusercontent.com/mrc-ide/global-lmic-reports/master/AFG/projections.csv
https://raw.githubusercontent.com/mrc-ide/global-lmic-reports/master/AFG/projections.csv
https://raw.githubusercontent.com/mrc-ide/global-lmic-reports/master/AFG/projections.csv
https://raw.githubusercontent.com/mrc-ide/global-lmic-reports/master/AFG/projections.csv
https://raw.githubusercontent.com/mrc-ide/global-lmic-reports/master/AFG/projections.csv
https://raw.githubusercontent.com/mrc-ide/global-lmic-reports/master/AFG/projections.csv
https://raw.githubusercontent.com/mrc-ide/global-lmic-reports/master/AFG/projections.csv
https://raw.githubusercontent.com/mrc-ide/global-lmic-reports/master/AFG/projections.csv
https://raw.githubusercontent.com/mrc-ide/global-lmic-reports/master/AFG/projections.csv
https://raw.githubusercontent.com/mrc-ide/global-lmic-reports/master/AFG/projections.csv
https://raw.githubusercontent.com/mrc-ide/global-lmic-reports/master/AFG/projections.csv
https://raw.githubusercontent.com/mrc-ide/global-lmic-reports/master/AFG/projections.csv
https://raw.githubusercontent.com/mrc-ide/global-lmic-reports/master/AFG/projections.csv
https://raw.githubusercontent.com/mrc-ide/global-lmic-reports/master/AFG/projections.csv
https://raw.githubusercontent.com/mrc-ide/global-lmic-reports/master/AFG/projections.csv
https://raw.githubusercontent.com/mrc-ide/global-lmic-reports/master/AFG/projections.csv
https://raw.githubusercontent.com/mrc-ide/global-lmic-reports/master/AFG/projections.csv
https://raw.githubusercontent.com/mrc-ide/global-lmic-reports/master/AFG/projections.csv
https://raw.githubusercontent.com/mrc-ide/global-lmic-reports/master/AFG/projections.csv
https://raw.githubusercontent.com/mrc-ide/global-lmic-reports/master/AFG/projections.csv
https://raw.githubusercontent.com/mrc-ide/global-lmic-reports/master/AFG/projections.csv
https://raw.githubusercontent.com/mrc-ide/global-lmic-reports/master/AFG/projections.csv
https://raw.githubusercontent.com/mrc-ide/global-lmic-reports/master/AFG/projections.csv
https://raw.githubusercontent.com/mrc-ide/global-lmic-reports/master/AFG/projections.csv
https://raw.githubusercontent.com/mrc-ide/global-lmic-reports/master/AFG/projections.csv
https://raw.githubusercontent.com/mrc-ide/global-lmic-reports/master/AFG/projections.csv
https://raw.githubusercontent.com/mrc-ide/global-lmic-reports/master/AFG/projections.csv
https://raw.githubusercontent.com/mrc-ide/global-lmic-reports/master/AFG/projections.csv
https://raw.githubusercontent.com/mrc-ide/global-lmic-reports/master/AFG/projections.csv
https://raw.githubusercontent.com/mrc-ide/global-lmic-reports/master/AFG/projections.csv
https://raw.githubusercontent.com/mrc-ide/global-lmic-reports/master/AFG/projections.csv
https://raw.githubusercontent.com/mrc-ide/global-lmic-reports/master/AFG/projections.csv
https://raw.githubusercontent.com/mrc-ide/global-lmic-reports/master/AFG/projections.csv
https://raw.githubusercontent.com/mrc-ide/global-lmic-reports/master/AFG/projections.csv
https://raw.githubusercontent.com/mrc-ide/global-lmic-reports/master/AFG/projections.csv
https://raw.githubusercontent.com/mrc-ide/global-lmic-reports/master/AFG/projections.csv
https://raw.githubusercontent.com/mrc-ide/global-lmic-reports/master/AFG/projections.csv
https://raw.githubusercontent.com/mrc-ide/global-lmic-reports/master/AFG/projections.csv
https://raw.githubusercontent.com/mrc-ide/global-lmic-reports/master/AFG/projections.csv
https://raw.githubusercontent.com/mrc-ide/global-lmic-reports/master/AFG/projections.csv
https://raw.githubusercontent.com/mrc-ide/global-lmic-reports/master/AFG/projections.csv
https://raw.githubusercontent.com/mrc-ide/global-lmic-reports/master/AFG/projections.csv
https://raw.githubusercontent.com/mrc-ide/global-lmic-reports/master/AFG/projections.csv
https://raw.githubusercontent.com/mrc-ide/global-lmic-reports/master/AFG/projections.csv
https://raw.githubusercontent.com/mrc-ide/global-lmic-reports/master/AFG/projections.csv
https://raw.githubusercontent.com/mrc-ide/global-lmic-reports/master/AFG/projections.csv
https://raw.githubusercontent.com/mrc-ide/global-lmic-reports/master/AFG/projections.csv
https://raw.githubusercontent.com/mrc-ide/global-lmic-reports/master/AFG/projections.csv
https://raw.githubusercontent.com/mrc-ide/global-lmic-reports/master/AFG/projections.csv
https://raw.githubusercontent.com/mrc-ide/global-lmic-reports/master/AFG/projections.csv
https://raw.githubusercontent.com/mrc-ide/global-lmic-reports/master/AFG/projections.csv
https://raw.githubusercontent.com/mrc-ide/global-lmic-reports/master/AFG/projections.csv
https://raw.githubusercontent.com/mrc-ide/global-lmic-reports/master/AFG/projections.csv
https://raw.githubusercontent.com/mrc-ide/global-lmic-reports/master/AFG/projections.csv
https://raw.githubusercontent.com/mrc-ide/global-lmic-reports/master/AFG/projections.csv
https://raw.githubusercontent.com/mrc-ide/global-lmic-reports/master/AFG/projections.csv
https://raw.githubusercontent.com/mrc-ide/global-lmic-reports/master/AFG/projections.csv
https://raw.githubusercontent.com/mrc-ide/global-lmic-reports/master/AFG/projections.csv
https://raw.githubusercontent.com/mrc-ide/global-lmic-reports/master/AFG/projections.csv
https://raw.githubusercontent.com/mrc-ide/global-lmic-reports/master/AFG/projections.csv
https://raw.githubusercontent.com/mrc-ide/global-lmic-reports/master/AFG/projections.csv
https://raw.githubusercontent.com/mrc-ide/global-lmic-reports/master/AFG/projections.csv
https://raw.githubusercontent.com/mrc-ide/global-lmic-reports/master/AFG/projections.csv
https://raw.githubusercontent.com/mrc-ide/global-lmic-reports/master/AFG/projections.csv
https://raw.githubusercontent.com/mrc-ide/global-lmic-reports/master/AFG/projections.csv
https://raw.githubusercontent.com/mrc-ide/global-lmic-reports/master/AFG/projections.csv
https://raw.githubusercontent.com/mrc-ide/global-lmic-reports/master/AFG/projections.csv
https://raw.githubusercontent.com/mrc-ide/global-lmic-reports/master/AFG/projections.csv
https://raw.githubusercontent.com/mrc-ide/global-lmic-reports/master/AFG/projections.csv
https://raw.githubusercontent.com/mrc-ide/global-lmic-reports/master/AFG/projections.csv
https://raw.githubusercontent.com/mrc-ide/global-lmic-reports/master/AFG/projections.csv
https://raw.githubusercontent.com/mrc-ide/global-lmic-reports/master/AFG/projections.csv
https://raw.githubusercontent.com/mrc-ide/global-lmic-reports/master/AFG/projections.csv
https://raw.githubusercontent.com/mrc-ide/global-lmic-reports/master/AFG/projections.csv
https://raw.githubusercontent.com/mrc-ide/global-lmic-reports/master/AFG/projections.csv
https://raw.githubusercontent.com/mrc-ide/global-lmic-reports/master/AFG/projections.csv
https://raw.githubusercontent.com/mrc-ide/global-lmic-reports/master/AFG/projections.csv
https://raw.githubusercontent.com/mrc-ide/global-lmic-reports/master/AFG/projections.csv
https://raw.githubusercontent.com/mrc-ide/global-lmic-reports/master/AFG/projections.csv
https://raw.githubusercontent.com/mrc-ide/global-lmic-reports/master/AFG/projections.csv
https://raw.githubusercontent.com/mrc-ide/global-lmic-reports/master/AFG/projections.csv
https://raw.githubusercontent.com/mrc-ide/global-lmic-reports/master/AFG/projections.csv
https://raw.githubusercontent.com/mrc-ide/global-lmic-reports/master/AFG/projections.csv
https://raw.githubusercontent.com/mrc-ide/global-lmic-reports/master/AFG/projections.csv
https://raw.githubusercontent.com/mrc-ide/global-lmic-reports/master/AFG/projections.csv
https://raw.githubusercontent.com/mrc-ide/global-lmic-reports/master/AFG/projections.csv
https://raw.githubusercontent.com/mrc-ide/global-lmic-reports/master/AFG/projections.csv
https://raw.githubusercontent.com/mrc-ide/global-lmic-reports/master/AFG/projections.csv
https://raw.githubusercontent.com/mrc-ide/global-lmic-reports/master/AFG/projections.csv
https://raw.githubusercontent.com/mrc-ide/global-lmic-reports/master/AFG/projections.csv
https://raw.githubusercontent.com/mrc-ide/global-lmic-reports/master/AFG/projections.csv
https://raw.githubusercontent.com/mrc-ide/global-lmic-reports/master/AFG/projections.csv
https://raw.githubusercontent.com/mrc-ide/global-lmic-reports/master/AFG/projections.csv
https://raw.githubusercontent.com/mrc-ide/global-lmic-reports/master/AFG/projections.csv
https://raw.githubusercontent.com/mrc-ide/global-lmic-reports/master/AFG/projections.csv
https://raw.githubusercontent.com/mrc-ide/global-lmic-reports/master/AFG/projections.csv
https://raw.githubusercontent.com/mrc-ide/global-lmic-reports/master/AFG/projections.csv
https://raw.githubusercontent.com/mrc-ide/global-lmic-reports/master/AFG/projections.csv
https://raw.githubusercontent.com/mrc-ide/global-lmic-reports/master/AFG/projections.csv
https://raw.githubusercontent.com/mrc-ide/global-lmic-reports/master/AFG/projections.csv
https://raw.githubusercontent.com/mrc-ide/global-lmic-reports/master/AFG/projections.csv
https://raw.githubusercontent.com/mrc-ide/global-lmic-reports/master/AFG/projections.csv
https://raw.githubusercontent.com/mrc-ide/global-lmic-reports/master/AFG/projections.csv
https://raw.githubusercontent.com/mrc-ide/global-lmic-reports/master/AFG/projections.csv
https://raw.githubusercontent.com/mrc-ide/global-lmic-reports/master/AFG/projections.csv
https://raw.githubusercontent.com/mrc-ide/global-lmic-reports/master/AFG/projections.csv
https://raw.githubusercontent.com/mrc-ide/global-lmic-reports/master/AFG/projections.csv
https://raw.githubusercontent.com/mrc-ide/global-lmic-reports/master/AFG/projections.csv
https://raw.githubusercontent.com/mrc-ide/global-lmic-reports/master/AFG/projections.csv
https://raw.githubusercontent.com/mrc-ide/global-lmic-reports/master/AFG/projections.csv
https://raw.githubusercontent.com/mrc-ide/global-lmic-reports/master/AFG/projections.csv
https://raw.githubusercontent.com/mrc-ide/global-lmic-reports/master/AFG/projections.csv
https://raw.githubusercontent.com/mrc-ide/global-lmic-reports/master/AFG/projections.csv
https://raw.githubusercontent.com/mrc-ide/global-lmic-reports/master/AFG/projections.csv
https://raw.githubusercontent.com/mrc-ide/global-lmic-reports/master/AFG/projections.csv
https://raw.githubusercontent.com/mrc-ide/global-lmic-reports/master/AFG/projections.csv
https://raw.githubusercontent.com/mrc-ide/global-lmic-reports/master/AFG/projections.csv
https://raw.githubusercontent.com/mrc-ide/global-lmic-reports/master/AFG/projections.csv
https://raw.githubusercontent.com/mrc-ide/global-lmic-reports/master/AFG/projections.csv
https://raw.githubusercontent.com/mrc-ide/global-lmic-reports/master/AFG/projections.csv
https://raw.githubusercontent.com/mrc-ide/global-lmic-reports/master/AFG/projections.csv
https://raw.githubusercontent.com/mrc-ide/global-lmic-reports/master/AFG/projections.csv
https://raw.githubusercontent.com/mrc-ide/global-lmic-reports/master/AFG/projections.csv
https://raw.githubusercontent.com/mrc-ide/global-lmic-reports/master/AFG/projections.csv
https://raw.githubusercontent.com/mrc-ide/global-lmic-reports/master/AFG/projections.csv
https://raw.githubusercontent.com/mrc-ide/global-lmic-reports/master/AFG/projections.csv
https://raw.githubusercontent.com/mrc-ide/global-lmic-reports/master/AFG/projections.csv
https://raw.githubusercontent.com/mrc-ide/global-lmic-reports/master/AFG/projections.csv
https://raw.githubusercontent.com/mrc-ide/global-lmic-reports/master/AFG/projections.csv
https://raw.githubusercontent.com/mrc-ide/global-lmic-reports/master/AFG/projections.csv
https://raw.githubusercontent.com/mrc-ide/global-lmic-reports/master/AFG/projections.csv
https://raw.githubusercontent.com/mrc-ide/global-lmic-reports/master/AFG/projections.csv
https://raw.githubusercontent.com/mrc-ide/global-lmic-reports/master/AFG/projections.csv
https://raw.githubusercontent.com/mrc-ide/global-lmic-reports/master/AFG/projections.csv
https://raw.githubusercontent.com/mrc-ide/global-lmic-reports/master/AFG/projections.csv
https://raw.githubusercontent.com/mrc-ide/global-lmic-reports/master/AFG/projections.csv
https://raw.githubusercontent.com/mrc-ide/global-lmic-reports/master/AFG/projections.csv
https://raw.githubusercontent.com/mrc-ide/global-lmic-reports/master/AFG/projections.csv
https://raw.githubusercontent.com/mrc-ide/global-lmic-reports/master/AFG/projections.csv
https://raw.githubusercontent.com/mrc-ide/global-lmic-reports/master/AFG/projections.csv
https://raw.githubusercontent.com/mrc-ide/global-lmic-reports/master/AFG/projections.csv
https://raw.githubusercontent.com/mrc-ide/global-lmic-reports/master/AFG/projections.csv
https://raw.githubusercontent.com/mrc-ide/global-lmic-reports/master/AFG/projections.csv
https://raw.githubusercontent.com/mrc-ide/global-lmic-reports/master/AFG/projections.csv
https://raw.githubusercontent.com/mrc-ide/global-lmic-reports/master/AFG/projections.csv
https://raw.githubusercontent.com/mrc-ide/global-lmic-reports/master/AFG/projections.csv
https://raw.githubusercontent.com/mrc-ide/global-lmic-reports/master/AFG/projections.csv
https://raw.githubusercontent.com/mrc-ide/global-lmic-reports/master/AFG/projections.csv
https://raw.githubusercontent.com/mrc-ide/global-lmic-reports/master/AFG/projections.csv
https://raw.githubusercontent.com/mrc-ide/global-lmic-reports/master/AFG/projections.csv
https://raw.githubusercontent.com/mrc-ide/global-lmic-reports/master/AFG/projections.csv
https://raw.githubusercontent.com/mrc-ide/global-lmic-reports/master/AFG/projections.csv
https://raw.githubusercontent.com/mrc-ide/global-lmic-reports/master/AFG/projections.csv
https://raw.githubusercontent.com/mrc-ide/global-lmic-reports/master/AFG/projections.csv
https://raw.githubusercontent.com/mrc-ide/global-lmic-reports/master/AFG/projections.csv
https://raw.githubusercontent.com/mrc-ide/global-lmic-reports/master/AFG/projections.csv
https://raw.githubusercontent.com/mrc-ide/global-lmic-reports/master/AFG/projections.csv
https://raw.githubusercontent.com/mrc-ide/global-lmic-reports/master/AFG/projections.csv
https://raw.githubusercontent.com/mrc-ide/global-lmic-reports/master/AFG/projections.csv
https://raw.githubusercontent.com/mrc-ide/global-lmic-reports/master/AFG/projections.csv
https://raw.githubusercontent.com/mrc-ide/global-lmic-reports/master/AFG/projections.csv
https://raw.githubusercontent.com/mrc-ide/global-lmic-reports/master/AFG/projections.csv
https://raw.githubusercontent.com/mrc-ide/global-lmic-reports/master/AFG/projections.csv
https://raw.githubusercontent.com/mrc-ide/global-lmic-reports/master/AFG/projections.csv
https://raw.githubusercontent.com/mrc-ide/global-lmic-reports/master/AFG/projections.csv
https://raw.githubusercontent.com/mrc-ide/global-lmic-reports/master/AFG/projections.csv
https://raw.githubusercontent.com/mrc-ide/global-lmic-reports/master/AFG/projections.csv
https://raw.githubusercontent.com/mrc-ide/global-lmic-reports/master/AFG/projections.csv
https://raw.githubusercontent.com/mrc-ide/global-lmic-reports/master/AFG/projections.csv
https://raw.githubusercontent.com/mrc-ide/global-lmic-reports/master/AFG/projections.csv
https://raw.githubusercontent.com/mrc-ide/global-lmic-reports/master/AFG/projections.csv
https://raw.githubusercontent.com/mrc-ide/global-lmic-reports/master/AFG/projections.csv
https://raw.githubusercontent.com/mrc-ide/global-lmic-reports/master/AFG/projections.csv
https://raw.githubusercontent.com/mrc-ide/global-lmic-reports/master/AFG/projections.csv
https://raw.githubusercontent.com/mrc-ide/global-lmic-reports/master/AFG/projections.csv
https://raw.githubusercontent.com/mrc-ide/global-lmic-reports/master/AFG/projections.csv
https://raw.githubusercontent.com/mrc-ide/global-lmic-reports/master/AFG/projections.csv
https://raw.githubusercontent.com/mrc-ide/global-lmic-reports/master/AFG/projections.csv
https://raw.githubusercontent.com/mrc-ide/global-lmic-reports/master/AFG/projections.csv
https://raw.githubusercontent.com/mrc-ide/global-lmic-reports/master/AFG/projections.csv
https://raw.githubusercontent.com/mrc-ide/global-lmic-reports/master/AFG/projections.csv
https://raw.githubusercontent.com/mrc-ide/global-lmic-reports/master/AFG/projections.csv
https://raw.githubusercontent.com/mrc-ide/global-lmic-reports/master/AFG/projections.csv
https://raw.githubusercontent.com/mrc-ide/global-lmic-reports/master/AFG/projections.csv
https://raw.githubusercontent.com/mrc-ide/global-lmic-reports/master/AFG/projections.csv
https://raw.githubusercontent.com/mrc-ide/global-lmic-reports/master/AFG/projections.csv
https://raw.githubusercontent.com/mrc-ide/global-lmic-reports/master/AFG/projections.csv
https://raw.githubusercontent.com/mrc-ide/global-lmic-reports/master/AFG/projections.csv
https://raw.githubusercontent.com/mrc-ide/global-lmic-reports/master/AFG/projections.csv
https://raw.githubusercontent.com/mrc-ide/global-lmic-reports/master/AFG/projections.csv
https://raw.githubusercontent.com/mrc-ide/global-lmic-reports/master/AFG/projections.csv
https://raw.githubusercontent.com/mrc-ide/global-lmic-reports/master/AFG/projections.csv
https://raw.githubusercontent.com/mrc-ide/global-lmic-reports/master/AFG/projections.csv
https://raw.githubusercontent.com/mrc-ide/global-lmic-reports/master/AFG/projections.csv
https://raw.githubusercontent.com/mrc-ide/global-lmic-reports/master/AFG/projections.csv
https://raw.githubusercontent.com/mrc-ide/global-lmic-reports/master/AFG/projections.csv
https://raw.githubusercontent.com/mrc-ide/global-lmic-reports/master/AFG/projections.csv
https://raw.githubusercontent.com/mrc-ide/global-lmic-reports/master/AFG/projections.csv
https://raw.githubusercontent.com/mrc-ide/global-lmic-reports/master/AFG/projections.csv
https://raw.githubusercontent.com/mrc-ide/global-lmic-reports/master/AFG/projections.csv
https://raw.githubusercontent.com/mrc-ide/global-lmic-reports/master/AFG/projections.csv
https://raw.githubusercontent.com/mrc-ide/global-lmic-reports/master/AFG/projections.csv
https://raw.githubusercontent.com/mrc-ide/global-lmic-reports/master/AFG/projections.csv
https://raw.githubusercontent.com/mrc-ide/global-lmic-reports/master/AFG/projections.csv
https://raw.githubusercontent.com/mrc-ide/global-lmic-reports/master/AFG/projections.csv
https://raw.githubusercontent.com/mrc-ide/global-lmic-reports/master/AFG/projections.csv
https://raw.githubusercontent.com/mrc-ide/global-lmic-reports/master/AFG/projections.csv
https://raw.githubusercontent.com/mrc-ide/global-lmic-reports/master/AFG/projections.csv
https://raw.githubusercontent.com/mrc-ide/global-lmic-reports/master/AFG/projections.csv
https://raw.githubusercontent.com/mrc-ide/global-lmic-reports/master/AFG/projections.csv
https://raw.githubusercontent.com/mrc-ide/global-lmic-reports/master/AFG/projections.csv
https://raw.githubusercontent.com/mrc-ide/global-lmic-reports/master/AFG/projections.csv
https://raw.githubusercontent.com/mrc-ide/global-lmic-reports/master/AFG/projections.csv
https://raw.githubusercontent.com/mrc-ide/global-lmic-reports/master/AFG/projections.csv
https://raw.githubusercontent.com/mrc-ide/global-lmic-reports/master/AFG/projections.csv
https://raw.githubusercontent.com/mrc-ide/global-lmic-reports/master/AFG/projections.csv
https://raw.githubusercontent.com/mrc-ide/global-lmic-reports/master/AFG/projections.csv
https://raw.githubusercontent.com/mrc-ide/global-lmic-reports/master/AFG/projections.csv
https://raw.githubusercontent.com/mrc-ide/global-lmic-reports/master/AFG/projections.csv
https://raw.githubusercontent.com/mrc-ide/global-lmic-reports/master/AFG/projections.csv
https://raw.githubusercontent.com/mrc-ide/global-lmic-reports/master/AFG/projections.csv
https://raw.githubusercontent.com/mrc-ide/global-lmic-reports/master/AFG/projections.csv
https://raw.githubusercontent.com/mrc-ide/global-lmic-reports/master/AFG/projections.csv
https://raw.githubusercontent.com/mrc-ide/global-lmic-reports/master/AFG/projections.csv
https://raw.githubusercontent.com/mrc-ide/global-lmic-reports/master/AFG/projections.csv
https://raw.githubusercontent.com/mrc-ide/global-lmic-reports/master/AFG/projections.csv
https://raw.githubusercontent.com/mrc-ide/global-lmic-reports/master/AFG/projections.csv
https://raw.githubusercontent.com/mrc-ide/global-lmic-reports/master/AFG/projections.csv
https://raw.githubusercontent.com/mrc-ide/global-lmic-reports/master/AFG/projections.csv
https://raw.githubusercontent.com/mrc-ide/global-lmic-reports/master/AFG/projections.csv
https://raw.githubusercontent.com/mrc-ide/global-lmic-reports/master/AFG/projections.csv
https://raw.githubusercontent.com/mrc-ide/global-lmic-reports/master/AFG/projections.csv
https://raw.githubusercontent.com/mrc-ide/global-lmic-reports/master/AFG/projections.csv
https://raw.githubusercontent.com/mrc-ide/global-lmic-reports/master/AFG/projections.csv
https://raw.githubusercontent.com/mrc-ide/global-lmic-reports/master/AFG/projections.csv
https://raw.githubusercontent.com/mrc-ide/global-lmic-reports/master/AFG/projections.csv
https://raw.githubusercontent.com/mrc-ide/global-lmic-reports/master/AFG/projections.csv
https://raw.githubusercontent.com/mrc-ide/global-lmic-reports/master/AFG/projections.csv
https://raw.githubusercontent.com/mrc-ide/global-lmic-reports/master/AFG/projections.csv
https://raw.githubusercontent.com/mrc-ide/global-lmic-reports/master/AFG/projections.csv
https://raw.githubusercontent.com/mrc-ide/global-lmic-reports/master/AFG/projections.csv
https://raw.githubusercontent.com/mrc-ide/global-lmic-reports/master/AFG/projections.csv
https://raw.githubusercontent.com/mrc-ide/global-lmic-reports/master/AFG/projections.csv
https://raw.githubusercontent.com/mrc-ide/global-lmic-reports/master/AFG/projections.csv
https://raw.githubusercontent.com/mrc-ide/global-lmic-reports/master/AFG/projections.csv
https://raw.githubusercontent.com/mrc-ide/global-lmic-reports/master/AFG/projections.csv
https://raw.githubusercontent.com/mrc-ide/global-lmic-reports/master/AFG/projections.csv
https://raw.githubusercontent.com/mrc-ide/global-lmic-reports/master/AFG/projections.csv
https://raw.githubusercontent.com/mrc-ide/global-lmic-reports/master/AFG/projections.csv
https://raw.githubusercontent.com/mrc-ide/global-lmic-reports/master/AFG/projections.csv
https://raw.githubusercontent.com/mrc-ide/global-lmic-reports/master/AFG/projections.csv
https://raw.githubusercontent.com/mrc-ide/global-lmic-reports/master/AFG/projections.csv
https://raw.githubusercontent.com/mrc-ide/global-lmic-reports/master/AFG/projections.csv
https://raw.githubusercontent.com/mrc-ide/global-lmic-reports/master/AFG/projections.csv
https://raw.githubusercontent.com/mrc-ide/global-lmic-reports/master/AFG/projections.csv
https://raw.githubusercontent.com/mrc-ide/global-lmic-reports/master/AFG/projections.csv
https://raw.githubusercontent.com/mrc-ide/global-lmic-reports/master/AFG/projections.csv
https://raw.githubusercontent.com/mrc-ide/global-lmic-reports/master/AFG/projections.csv
https://raw.githubusercontent.com/mrc-ide/global-lmic-reports/master/AFG/projections.csv
https://raw.githubusercontent.com/mrc-ide/global-lmic-reports/master/AFG/projections.csv
https://raw.githubusercontent.com/mrc-ide/global-lmic-reports/master/AFG/projections.csv
https://raw.githubusercontent.com/mrc-ide/global-lmic-reports/master/AFG/projections.csv
https://raw.githubusercontent.com/mrc-ide/global-lmic-reports/master/AFG/projections.csv
https://raw.githubusercontent.com/mrc-ide/global-lmic-reports/master/AFG/projections.csv
https://raw.githubusercontent.com/mrc-ide/global-lmic-reports/master/AFG/projections.csv
https://raw.githubusercontent.com/mrc-ide/global-lmic-reports/master/AFG/projections.csv
https://raw.githubusercontent.com/mrc-ide/global-lmic-reports/master/AFG/projections.csv
https://raw.githubusercontent.com/mrc-ide/global-lmic-reports/master/AFG/projections.csv
https://raw.githubusercontent.com/mrc-ide/global-lmic-reports/master/AFG/projections.csv
https://raw.githubusercontent.com/mrc-ide/global-lmic-reports/master/AFG/projections.csv
https://raw.githubusercontent.com/mrc-ide/global-lmic-reports/master/AFG/projections.csv
https://raw.githubusercontent.com/mrc-ide/global-lmic-reports/master/AFG/projections.csv
https://raw.githubusercontent.com/mrc-ide/global-lmic-reports/master/AFG/projections.csv
https://raw.githubusercontent.com/mrc-ide/global-lmic-reports/master/AFG/projections.csv
https://raw.githubusercontent.com/mrc-ide/global-lmic-reports/master/AFG/projections.csv
https://raw.githubusercontent.com/mrc-ide/global-lmic-reports/master/AFG/projections.csv
https://raw.githubusercontent.com/mrc-ide/global-lmic-reports/master/AFG/projections.csv
https://raw.githubusercontent.com/mrc-ide/global-lmic-reports/master/AFG/projections.csv
https://raw.githubusercontent.com/mrc-ide/global-lmic-reports/master/AFG/projections.csv
https://raw.githubusercontent.com/mrc-ide/global-lmic-reports/master/AFG/projections.csv
https://raw.githubusercontent.com/mrc-ide/global-lmic-reports/master/AFG/projections.csv
https://raw.githubusercontent.com/mrc-ide/global-lmic-reports/master/AFG/projections.csv
https://raw.githubusercontent.com/mrc-ide/global-lmic-reports/master/AFG/projections.csv
https://raw.githubusercontent.com/mrc-ide/global-lmic-reports/master/AFG/projections.csv
https://raw.githubusercontent.com/mrc-ide/global-lmic-reports/master/AFG/projections.csv
https://raw.githubusercontent.com/mrc-ide/global-lmic-reports/master/AFG/projections.csv
https://raw.githubusercontent.com/mrc-ide/global-lmic-reports/master/AFG/projections.csv
https://raw.githubusercontent.com/mrc-ide/global-lmic-reports/master/AFG/projections.csv
https://raw.githubusercontent.com/mrc-ide/global-lmic-reports/master/AFG/projections.csv
https://raw.githubusercontent.com/mrc-ide/global-lmic-reports/master/AFG/projections.csv
https://raw.githubusercontent.com/mrc-ide/global-lmic-reports/master/AFG/projections.csv
https://raw.githubusercontent.com/mrc-ide/global-lmic-reports/master/AFG/projections.csv
https://raw.githubusercontent.com/mrc-ide/global-lmic-reports/master/AFG/projections.csv
https://raw.githubusercontent.com/mrc-ide/global-lmic-reports/master/AFG/projections.csv
https://raw.githubusercontent.com/mrc-ide/global-lmic-reports/master/AFG/projections.csv
https://raw.githubusercontent.com/mrc-ide/global-lmic-reports/master/AFG/projections.csv
https://raw.githubusercontent.com/mrc-ide/global-lmic-reports/master/AFG/projections.csv
https://raw.githubusercontent.com/mrc-ide/global-lmic-reports/master/AFG/projections.csv
https://raw.githubusercontent.com/mrc-ide/global-lmic-reports/master/AFG/projections.csv
https://raw.githubusercontent.com/mrc-ide/global-lmic-reports/master/AFG/projections.csv
https://raw.githubusercontent.com/mrc-ide/global-lmic-reports/master/AFG/projections.csv
https://raw.githubusercontent.com/mrc-ide/global-lmic-reports/master/AFG/projections.csv
https://raw.githubusercontent.com/mrc-ide/global-lmic-reports/master/AFG/projections.csv
https://raw.githubusercontent.com/mrc-ide/global-lmic-reports/master/AFG/projections.csv
https://raw.githubusercontent.com/mrc-ide/global-lmic-reports/master/AFG/projections.csv
https://raw.githubusercontent.com/mrc-ide/global-lmic-reports/master/AFG/projections.csv
https://raw.githubusercontent.com/mrc-ide/global-lmic-reports/master/AFG/projections.csv
https://raw.githubusercontent.com/mrc-ide/global-lmic-reports/master/AFG/projections.csv
https://raw.githubusercontent.com/mrc-ide/global-lmic-reports/master/AFG/projections.csv
https://raw.githubusercontent.com/mrc-ide/global-lmic-reports/master/AFG/projections.csv
https://raw.githubusercontent.com/mrc-ide/global-lmic-reports/master/AFG/projections.csv
https://raw.githubusercontent.com/mrc-ide/global-lmic-reports/master/AFG/projections.csv
https://raw.githubusercontent.com/mrc-ide/global-lmic-reports/master/AFG/projections.csv
https://raw.githubusercontent.com/mrc-ide/global-lmic-reports/master/AFG/projections.csv
https://raw.githubusercontent.com/mrc-ide/global-lmic-reports/master/AFG/projections.csv
https://raw.githubusercontent.com/mrc-ide/global-lmic-reports/master/AFG/projections.csv
https://raw.githubusercontent.com/mrc-ide/global-lmic-reports/master/AFG/projections.csv
https://raw.githubusercontent.com/mrc-ide/global-lmic-reports/master/AFG/projections.csv
https://raw.githubusercontent.com/mrc-ide/global-lmic-reports/master/AFG/projections.csv
https://raw.githubusercontent.com/mrc-ide/global-lmic-reports/master/AFG/projections.csv
https://raw.githubusercontent.com/mrc-ide/global-lmic-reports/master/AFG/projections.csv
https://raw.githubusercontent.com/mrc-ide/global-lmic-reports/master/AFG/projections.csv
https://raw.githubusercontent.com/mrc-ide/global-lmic-reports/master/AFG/projections.csv
https://raw.githubusercontent.com/mrc-ide/global-lmic-reports/master/AFG/projections.csv
https://raw.githubusercontent.com/mrc-ide/global-lmic-reports/master/AFG/projections.csv
https://raw.githubusercontent.com/mrc-ide/global-lmic-reports/master/AFG/projections.csv
https://raw.githubusercontent.com/mrc-ide/global-lmic-reports/master/AFG/projections.csv
https://raw.githubusercontent.com/mrc-ide/global-lmic-reports/master/AFG/projections.csv
https://raw.githubusercontent.com/mrc-ide/global-lmic-reports/master/AFG/projections.csv
https://raw.githubusercontent.com/mrc-ide/global-lmic-reports/master/AFG/projections.csv
https://raw.githubusercontent.com/mrc-ide/global-lmic-reports/master/AFG/projections.csv
https://raw.githubusercontent.com/mrc-ide/global-lmic-reports/master/AFG/projections.csv
https://raw.githubusercontent.com/mrc-ide/global-lmic-reports/master/AFG/projections.csv
https://raw.githubusercontent.com/mrc-ide/global-lmic-reports/master/AFG/projections.csv
https://raw.githubusercontent.com/mrc-ide/global-lmic-reports/master/AFG/projections.csv
https://raw.githubusercontent.com/mrc-ide/global-lmic-reports/master/AFG/projections.csv
https://raw.githubusercontent.com/mrc-ide/global-lmic-reports/master/AFG/projections.csv
https://raw.githubusercontent.com/mrc-ide/global-lmic-reports/master/AFG/projections.csv
https://raw.githubusercontent.com/mrc-ide/global-lmic-reports/master/AFG/projections.csv
https://raw.githubusercontent.com/mrc-ide/global-lmic-reports/master/AFG/projections.csv
https://raw.githubusercontent.com/mrc-ide/global-lmic-reports/master/AFG/projections.csv
https://raw.githubusercontent.com/mrc-ide/global-lmic-reports/master/AFG/projections.csv
https://raw.githubusercontent.com/mrc-ide/global-lmic-reports/master/AFG/projections.csv
https://raw.githubusercontent.com/mrc-ide/global-lmic-reports/master/AFG/projections.csv
https://raw.githubusercontent.com/mrc-ide/global-lmic-reports/master/AFG/projections.csv
https://raw.githubusercontent.com/mrc-ide/global-lmic-reports/master/AFG/projections.csv
https://raw.githubusercontent.com/mrc-ide/global-lmic-reports/master/AFG/projections.csv
https://raw.githubusercontent.com/mrc-ide/global-lmic-reports/master/AFG/projections.csv
https://raw.githubusercontent.com/mrc-ide/global-lmic-reports/master/AFG/projections.csv
https://raw.githubusercontent.com/mrc-ide/global-lmic-reports/master/AFG/projections.csv
https://raw.githubusercontent.com/mrc-ide/global-lmic-reports/master/AFG/projections.csv
https://raw.githubusercontent.com/mrc-ide/global-lmic-reports/master/AFG/projections.csv
https://raw.githubusercontent.com/mrc-ide/global-lmic-reports/master/AFG/projections.csv
https://raw.githubusercontent.com/mrc-ide/global-lmic-reports/master/AFG/projections.csv
https://raw.githubusercontent.com/mrc-ide/global-lmic-reports/master/AFG/projections.csv
https://raw.githubusercontent.com/mrc-ide/global-lmic-reports/master/AFG/projections.csv
https://raw.githubusercontent.com/mrc-ide/global-lmic-reports/master/AFG/projections.csv
https://raw.githubusercontent.com/mrc-ide/global-lmic-reports/master/AFG/projections.csv
https://raw.githubusercontent.com/mrc-ide/global-lmic-reports/master/AFG/projections.csv
https://raw.githubusercontent.com/mrc-ide/global-lmic-reports/master/AFG/projections.csv
https://raw.githubusercontent.com/mrc-ide/global-lmic-reports/master/AFG/projections.csv
https://raw.githubusercontent.com/mrc-ide/global-lmic-reports/master/AFG/projections.csv
https://raw.githubusercontent.com/mrc-ide/global-lmic-reports/master/AFG/projections.csv
https://raw.githubusercontent.com/mrc-ide/global-lmic-reports/master/AFG/projections.csv
https://raw.githubusercontent.com/mrc-ide/global-lmic-reports/master/AFG/projections.csv
https://raw.githubusercontent.com/mrc-ide/global-lmic-reports/master/AFG/projections.csv
https://raw.githubusercontent.com/mrc-ide/global-lmic-reports/master/AFG/projections.csv
https://raw.githubusercontent.com/mrc-ide/global-lmic-reports/master/AFG/projections.csv
https://raw.githubusercontent.com/mrc-ide/global-lmic-reports/master/AFG/projections.csv
https://raw.githubusercontent.com/mrc-ide/global-lmic-reports/master/AFG/projections.csv
https://raw.githubusercontent.com/mrc-ide/global-lmic-reports/master/AFG/projections.csv
https://raw.githubusercontent.com/mrc-ide/global-lmic-reports/master/AFG/projections.csv
https://raw.githubusercontent.com/mrc-ide/global-lmic-reports/master/AFG/projections.csv
https://raw.githubusercontent.com/mrc-ide/global-lmic-reports/master/AFG/projections.csv
https://raw.githubusercontent.com/mrc-ide/global-lmic-reports/master/AFG/projections.csv
https://raw.githubusercontent.com/mrc-ide/global-lmic-reports/master/AFG/projections.csv
https://raw.githubusercontent.com/mrc-ide/global-lmic-reports/master/AFG/projections.csv
https://raw.githubusercontent.com/mrc-ide/global-lmic-reports/master/AFG/projections.csv
https://raw.githubusercontent.com/mrc-ide/global-lmic-reports/master/AFG/projections.csv
https://raw.githubusercontent.com/mrc-ide/global-lmic-reports/master/AFG/projections.csv
https://raw.githubusercontent.com/mrc-ide/global-lmic-reports/master/AFG/projections.csv
https://raw.githubusercontent.com/mrc-ide/global-lmic-reports/master/AFG/projections.csv
https://raw.githubusercontent.com/mrc-ide/global-lmic-reports/master/AFG/projections.csv
https://raw.githubusercontent.com/mrc-ide/global-lmic-reports/master/AFG/projections.csv
https://raw.githubusercontent.com/mrc-ide/global-lmic-reports/master/AFG/projections.csv
https://raw.githubusercontent.com/mrc-ide/global-lmic-reports/master/AFG/projections.csv
https://raw.githubusercontent.com/mrc-ide/global-lmic-reports/master/AFG/projections.csv
https://raw.githubusercontent.com/mrc-ide/global-lmic-reports/master/AFG/projections.csv
https://raw.githubusercontent.com/mrc-ide/global-lmic-reports/master/AFG/projections.csv
https://raw.githubusercontent.com/mrc-ide/global-lmic-reports/master/AFG/projections.csv
https://raw.githubusercontent.com/mrc-ide/global-lmic-reports/master/AFG/projections.csv
https://raw.githubusercontent.com/mrc-ide/global-lmic-reports/master/AFG/projections.csv
https://raw.githubusercontent.com/mrc-ide/global-lmic-reports/master/AFG/projections.csv
https://raw.githubusercontent.com/mrc-ide/global-lmic-reports/master/AFG/projections.csv
https://raw.githubusercontent.com/mrc-ide/global-lmic-reports/master/AFG/projections.csv
https://raw.githubusercontent.com/mrc-ide/global-lmic-reports/master/AFG/projections.csv
https://raw.githubusercontent.com/mrc-ide/global-lmic-reports/master/AFG/projections.csv
https://raw.githubusercontent.com/mrc-ide/global-lmic-reports/master/AFG/projections.csv
https://raw.githubusercontent.com/mrc-ide/global-lmic-reports/master/AFG/projections.csv
https://raw.githubusercontent.com/mrc-ide/global-lmic-reports/master/AFG/projections.csv
https://raw.githubusercontent.com/mrc-ide/global-lmic-reports/master/AFG/projections.csv
https://raw.githubusercontent.com/mrc-ide/global-lmic-reports/master/AFG/projections.csv
https://raw.githubusercontent.com/mrc-ide/global-lmic-reports/master/AFG/projections.csv
https://raw.githubusercontent.com/mrc-ide/global-lmic-reports/master/AFG/projections.csv
https://raw.githubusercontent.com/mrc-ide/global-lmic-reports/master/AFG/projections.csv
https://raw.githubusercontent.com/mrc-ide/global-lmic-reports/master/AFG/projections.csv
https://raw.githubusercontent.com/mrc-ide/global-lmic-reports/master/AFG/projections.csv
https://raw.githubusercontent.com/mrc-ide/global-lmic-reports/master/AFG/projections.csv
https://raw.githubusercontent.com/mrc-ide/global-lmic-reports/master/AFG/projections.csv
https://raw.githubusercontent.com/mrc-ide/global-lmic-reports/master/AFG/projections.csv
https://raw.githubusercontent.com/mrc-ide/global-lmic-reports/master/AFG/projections.csv
https://raw.githubusercontent.com/mrc-ide/global-lmic-reports/master/AFG/projections.csv
https://raw.githubusercontent.com/mrc-ide/global-lmic-reports/master/AFG/projections.csv
https://raw.githubusercontent.com/mrc-ide/global-lmic-reports/master/AFG/projections.csv
https://raw.githubusercontent.com/mrc-ide/global-lmic-reports/master/AFG/projections.csv
https://raw.githubusercontent.com/mrc-ide/global-lmic-reports/master/AFG/projections.csv
https://raw.githubusercontent.com/mrc-ide/global-lmic-reports/master/AFG/projections.csv
https://raw.githubusercontent.com/mrc-ide/global-lmic-reports/master/AFG/projections.csv
https://raw.githubusercontent.com/mrc-ide/global-lmic-reports/master/AFG/projections.csv
https://raw.githubusercontent.com/mrc-ide/global-lmic-reports/master/AFG/projections.csv
https://raw.githubusercontent.com/mrc-ide/global-lmic-reports/master/AFG/projections.csv
https://raw.githubusercontent.com/mrc-ide/global-lmic-reports/master/AFG/projections.csv
https://raw.githubusercontent.com/mrc-ide/global-lmic-reports/master/AFG/projections.csv
https://raw.githubusercontent.com/mrc-ide/global-lmic-reports/master/AFG/projections.csv
https://raw.githubusercontent.com/mrc-ide/global-lmic-reports/master/AFG/projections.csv
https://raw.githubusercontent.com/mrc-ide/global-lmic-reports/master/AFG/projections.csv
https://raw.githubusercontent.com/mrc-ide/global-lmic-reports/master/AFG/projections.csv
https://raw.githubusercontent.com/mrc-ide/global-lmic-reports/master/AFG/projections.csv
https://raw.githubusercontent.com/mrc-ide/global-lmic-reports/master/AFG/projections.csv
https://raw.githubusercontent.com/mrc-ide/global-lmic-reports/master/AFG/projections.csv
https://raw.githubusercontent.com/mrc-ide/global-lmic-reports/master/AFG/projections.csv
https://raw.githubusercontent.com/mrc-ide/global-lmic-reports/master/AFG/projections.csv
https://raw.githubusercontent.com/mrc-ide/global-lmic-reports/master/AFG/projections.csv
https://raw.githubusercontent.com/mrc-ide/global-lmic-reports/master/AFG/projections.csv
https://raw.githubusercontent.com/mrc-ide/global-lmic-reports/master/AFG/projections.csv
https://raw.githubusercontent.com/mrc-ide/global-lmic-reports/master/AFG/projections.csv
https://raw.githubusercontent.com/mrc-ide/global-lmic-reports/master/AFG/projections.csv
https://raw.githubusercontent.com/mrc-ide/global-lmic-reports/master/AFG/projections.csv
https://raw.githubusercontent.com/mrc-ide/global-lmic-reports/master/AFG/projections.csv
https://raw.githubusercontent.com/mrc-ide/global-lmic-reports/master/AFG/projections.csv
https://raw.githubusercontent.com/mrc-ide/global-lmic-reports/master/AFG/projections.csv
https://raw.githubusercontent.com/mrc-ide/global-lmic-reports/master/AFG/projections.csv
https://raw.githubusercontent.com/mrc-ide/global-lmic-reports/master/AFG/projections.csv
https://raw.githubusercontent.com/mrc-ide/global-lmic-reports/master/AFG/projections.csv
https://raw.githubusercontent.com/mrc-ide/global-lmic-reports/master/AFG/projections.csv
https://raw.githubusercontent.com/mrc-ide/global-lmic-reports/master/AFG/projections.csv
https://raw.githubusercontent.com/mrc-ide/global-lmic-reports/master/AFG/projections.csv
https://raw.githubusercontent.com/mrc-ide/global-lmic-reports/master/AFG/projections.csv
https://raw.githubusercontent.com/mrc-ide/global-lmic-reports/master/AFG/projections.csv
https://raw.githubusercontent.com/mrc-ide/global-lmic-reports/master/AFG/projections.csv
https://raw.githubusercontent.com/mrc-ide/global-lmic-reports/master/AFG/projections.csv
https://raw.githubusercontent.com/mrc-ide/global-lmic-reports/master/AFG/projections.csv
https://raw.githubusercontent.com/mrc-ide/global-lmic-reports/master/AFG/projections.csv
https://raw.githubusercontent.com/mrc-ide/global-lmic-reports/master/AFG/projections.csv
https://raw.githubusercontent.com/mrc-ide/global-lmic-reports/master/AFG/projections.csv
https://raw.githubusercontent.com/mrc-ide/global-lmic-reports/master/AFG/projections.csv
https://raw.githubusercontent.com/mrc-ide/global-lmic-reports/master/AFG/projections.csv
https://raw.githubusercontent.com/mrc-ide/global-lmic-reports/master/AFG/projections.csv
https://raw.githubusercontent.com/mrc-ide/global-lmic-reports/master/AFG/projections.csv
https://raw.githubusercontent.com/mrc-ide/global-lmic-reports/master/AFG/projections.csv
https://raw.githubusercontent.com/mrc-ide/global-lmic-reports/master/AFG/projections.csv
https://raw.githubusercontent.com/mrc-ide/global-lmic-reports/master/AFG/projections.csv
https://raw.githubusercontent.com/mrc-ide/global-lmic-reports/master/AFG/projections.csv
https://raw.githubusercontent.com/mrc-ide/global-lmic-reports/master/AFG/projections.csv
https://raw.githubusercontent.com/mrc-ide/global-lmic-reports/master/AFG/projections.csv
https://raw.githubusercontent.com/mrc-ide/global-lmic-reports/master/AFG/projections.csv
https://raw.githubusercontent.com/mrc-ide/global-lmic-reports/master/AFG/projections.csv
https://raw.githubusercontent.com/mrc-ide/global-lmic-reports/master/AFG/projections.csv
https://raw.githubusercontent.com/mrc-ide/global-lmic-reports/master/AFG/projections.csv
https://raw.githubusercontent.com/mrc-ide/global-lmic-reports/master/AFG/projections.csv
https://raw.githubusercontent.com/mrc-ide/global-lmic-reports/master/AFG/projections.csv
https://raw.githubusercontent.com/mrc-ide/global-lmic-reports/master/AFG/projections.csv
https://raw.githubusercontent.com/mrc-ide/global-lmic-reports/master/AFG/projections.csv
https://raw.githubusercontent.com/mrc-ide/global-lmic-reports/master/AFG/projections.csv
https://raw.githubusercontent.com/mrc-ide/global-lmic-reports/master/AFG/projections.csv
https://raw.githubusercontent.com/mrc-ide/global-lmic-reports/master/AFG/projections.csv
https://raw.githubusercontent.com/mrc-ide/global-lmic-reports/master/AFG/projections.csv
https://raw.githubusercontent.com/mrc-ide/global-lmic-reports/master/AFG/projections.csv
https://raw.githubusercontent.com/mrc-ide/global-lmic-reports/master/AFG/projections.csv
https://raw.githubusercontent.com/mrc-ide/global-lmic-reports/master/AFG/projections.csv
https://raw.githubusercontent.com/mrc-ide/global-lmic-reports/master/AFG/projections.csv
https://raw.githubusercontent.com/mrc-ide/global-lmic-reports/master/AFG/projections.csv
https://raw.githubusercontent.com/mrc-ide/global-lmic-reports/master/AFG/projections.csv
https://raw.githubusercontent.com/mrc-ide/global-lmic-reports/master/AFG/projections.csv
https://raw.githubusercontent.com/mrc-ide/global-lmic-reports/master/AFG/projections.csv
https://raw.githubusercontent.com/mrc-ide/global-lmic-reports/master/AFG/projections.csv
https://raw.githubusercontent.com/mrc-ide/global-lmic-reports/master/AFG/projections.csv
https://raw.githubusercontent.com/mrc-ide/global-lmic-reports/master/AFG/projections.csv
https://raw.githubusercontent.com/mrc-ide/global-lmic-reports/master/AFG/projections.csv
https://raw.githubusercontent.com/mrc-ide/global-lmic-reports/master/AFG/projections.csv
https://raw.githubusercontent.com/mrc-ide/global-lmic-reports/master/AFG/projections.csv
https://raw.githubusercontent.com/mrc-ide/global-lmic-reports/master/AFG/projections.csv
https://raw.githubusercontent.com/mrc-ide/global-lmic-reports/master/AFG/projections.csv
https://raw.githubusercontent.com/mrc-ide/global-lmic-reports/master/AFG/projections.csv
https://raw.githubusercontent.com/mrc-ide/global-lmic-reports/master/AFG/projections.csv
https://raw.githubusercontent.com/mrc-ide/global-lmic-reports/master/AFG/projections.csv
https://raw.githubusercontent.com/mrc-ide/global-lmic-reports/master/AFG/projections.csv
https://raw.githubusercontent.com/mrc-ide/global-lmic-reports/master/AFG/projections.csv
https://raw.githubusercontent.com/mrc-ide/global-lmic-reports/master/AFG/projections.csv
https://raw.githubusercontent.com/mrc-ide/global-lmic-reports/master/AFG/projections.csv
https://raw.githubusercontent.com/mrc-ide/global-lmic-reports/master/AFG/projections.csv
https://raw.githubusercontent.com/mrc-ide/global-lmic-reports/master/AFG/projections.csv
https://raw.githubusercontent.com/mrc-ide/global-lmic-reports/master/AFG/projections.csv
https://raw.githubusercontent.com/mrc-ide/global-lmic-reports/master/AFG/projections.csv
https://raw.githubusercontent.com/mrc-ide/global-lmic-reports/master/AFG/projections.csv
https://raw.githubusercontent.com/mrc-ide/global-lmic-reports/master/AFG/projections.csv
https://raw.githubusercontent.com/mrc-ide/global-lmic-reports/master/AFG/projections.csv
https://raw.githubusercontent.com/mrc-ide/global-lmic-reports/master/AFG/projections.csv
https://raw.githubusercontent.com/mrc-ide/global-lmic-reports/master/AFG/projections.csv
https://raw.githubusercontent.com/mrc-ide/global-lmic-reports/master/AFG/projections.csv
https://raw.githubusercontent.com/mrc-ide/global-lmic-reports/master/AFG/projections.csv
https://raw.githubusercontent.com/mrc-ide/global-lmic-reports/master/AFG/projections.csv
https://raw.githubusercontent.com/mrc-ide/global-lmic-reports/master/AFG/projections.csv
https://raw.githubusercontent.com/mrc-ide/global-lmic-reports/master/AFG/projections.csv
https://raw.githubusercontent.com/mrc-ide/global-lmic-reports/master/AFG/projections.csv
https://raw.githubusercontent.com/mrc-ide/global-lmic-reports/master/AFG/projections.csv
https://raw.githubusercontent.com/mrc-ide/global-lmic-reports/master/AFG/projections.csv
https://raw.githubusercontent.com/mrc-ide/global-lmic-reports/master/AFG/projections.csv
https://raw.githubusercontent.com/mrc-ide/global-lmic-reports/master/AFG/projections.csv
https://raw.githubusercontent.com/mrc-ide/global-lmic-reports/master/AFG/projections.csv
https://raw.githubusercontent.com/mrc-ide/global-lmic-reports/master/AFG/projections.csv
https://raw.githubusercontent.com/mrc-ide/global-lmic-reports/master/AFG/projections.csv
https://raw.githubusercontent.com/mrc-ide/global-lmic-reports/master/AFG/projections.csv
https://raw.githubusercontent.com/mrc-ide/global-lmic-reports/master/AFG/projections.csv
https://raw.githubusercontent.com/mrc-ide/global-lmic-reports/master/AFG/projections.csv
https://raw.githubusercontent.com/mrc-ide/global-lmic-reports/master/AFG/projections.csv
https://raw.githubusercontent.com/mrc-ide/global-lmic-reports/master/AFG/projections.csv
https://raw.githubusercontent.com/mrc-ide/global-lmic-reports/master/AFG/projections.csv
https://raw.githubusercontent.com/mrc-ide/global-lmic-reports/master/AFG/projections.csv
https://raw.githubusercontent.com/mrc-ide/global-lmic-reports/master/AFG/projections.csv
https://raw.githubusercontent.com/mrc-ide/global-lmic-reports/master/AFG/projections.csv
https://raw.githubusercontent.com/mrc-ide/global-lmic-reports/master/AFG/projections.csv
https://raw.githubusercontent.com/mrc-ide/global-lmic-reports/master/AFG/projections.csv
https://raw.githubusercontent.com/mrc-ide/global-lmic-reports/master/AFG/projections.csv
https://raw.githubusercontent.com/mrc-ide/global-lmic-reports/master/AFG/projections.csv
https://raw.githubusercontent.com/mrc-ide/global-lmic-reports/master/AFG/projections.csv
https://raw.githubusercontent.com/mrc-ide/global-lmic-reports/master/AFG/projections.csv
https://raw.githubusercontent.com/mrc-ide/global-lmic-reports/master/AFG/projections.csv
https://raw.githubusercontent.com/mrc-ide/global-lmic-reports/master/AFG/projections.csv
https://raw.githubusercontent.com/mrc-ide/global-lmic-reports/master/AFG/projections.csv
https://raw.githubusercontent.com/mrc-ide/global-lmic-reports/master/AFG/projections.csv
https://raw.githubusercontent.com/mrc-ide/global-lmic-reports/master/AFG/projections.csv
https://raw.githubusercontent.com/mrc-ide/global-lmic-reports/master/AFG/projections.csv
https://raw.githubusercontent.com/mrc-ide/global-lmic-reports/master/AFG/projections.csv
https://raw.githubusercontent.com/mrc-ide/global-lmic-reports/master/AFG/projections.csv
https://raw.githubusercontent.com/mrc-ide/global-lmic-reports/master/AFG/projections.csv
https://raw.githubusercontent.com/mrc-ide/global-lmic-reports/master/AFG/projections.csv
https://raw.githubusercontent.com/mrc-ide/global-lmic-reports/master/AFG/projections.csv
https://raw.githubusercontent.com/mrc-ide/global-lmic-reports/master/AFG/projections.csv
https://raw.githubusercontent.com/mrc-ide/global-lmic-reports/master/AFG/projections.csv
https://raw.githubusercontent.com/mrc-ide/global-lmic-reports/master/AFG/projections.csv
https://raw.githubusercontent.com/mrc-ide/global-lmic-reports/master/AFG/projections.csv
https://raw.githubusercontent.com/mrc-ide/global-lmic-reports/master/AFG/projections.csv
https://raw.githubusercontent.com/mrc-ide/global-lmic-reports/master/AFG/projections.csv
https://raw.githubusercontent.com/mrc-ide/global-lmic-reports/master/AFG/projections.csv
https://raw.githubusercontent.com/mrc-ide/global-lmic-reports/master/AFG/projections.csv
https://raw.githubusercontent.com/mrc-ide/global-lmic-reports/master/AFG/projections.csv
https://raw.githubusercontent.com/mrc-ide/global-lmic-reports/master/AFG/projections.csv
https://raw.githubusercontent.com/mrc-ide/global-lmic-reports/master/AFG/projections.csv
https://raw.githubusercontent.com/mrc-ide/global-lmic-reports/master/AFG/projections.csv
https://raw.githubusercontent.com/mrc-ide/global-lmic-reports/master/AFG/projections.csv
https://raw.githubusercontent.com/mrc-ide/global-lmic-reports/master/AFG/projections.csv
https://raw.githubusercontent.com/mrc-ide/global-lmic-reports/master/AFG/projections.csv
https://raw.githubusercontent.com/mrc-ide/global-lmic-reports/master/AFG/projections.csv
https://raw.githubusercontent.com/mrc-ide/global-lmic-reports/master/AFG/projections.csv
https://raw.githubusercontent.com/mrc-ide/global-lmic-reports/master/AFG/projections.csv
https://raw.githubusercontent.com/mrc-ide/global-lmic-reports/master/AFG/projections.csv
https://raw.githubusercontent.com/mrc-ide/global-lmic-reports/master/AFG/projections.csv
https://raw.githubusercontent.com/mrc-ide/global-lmic-reports/master/AFG/projections.csv
https://raw.githubusercontent.com/mrc-ide/global-lmic-reports/master/AFG/projections.csv
https://raw.githubusercontent.com/mrc-ide/global-lmic-reports/master/AFG/projections.csv
https://raw.githubusercontent.com/mrc-ide/global-lmic-reports/master/AFG/projections.csv
https://raw.githubusercontent.com/mrc-ide/global-lmic-reports/master/AFG/projections.csv
https://raw.githubusercontent.com/mrc-ide/global-lmic-reports/master/AFG/projections.csv
https://raw.githubusercontent.com/mrc-ide/global-lmic-reports/master/AFG/projections.csv
https://raw.githubusercontent.com/mrc-ide/global-lmic-reports/master/AFG/projections.csv
https://raw.githubusercontent.com/mrc-ide/global-lmic-reports/master/AFG/projections.csv
https://raw.githubusercontent.com/mrc-ide/global-lmic-reports/master/AFG/projections.csv
https://raw.githubusercontent.com/mrc-ide/global-lmic-reports/master/AFG/projections.csv
https://raw.githubusercontent.com/mrc-ide/global-lmic-reports/master/AFG/projections.csv
https://raw.githubusercontent.com/mrc-ide/global-lmic-reports/master/AFG/projections.csv
https://raw.githubusercontent.com/mrc-ide/global-lmic-reports/master/AFG/projections.csv
https://raw.githubusercontent.com/mrc-ide/global-lmic-reports/master/AFG/projections.csv
https://raw.githubusercontent.com/mrc-ide/global-lmic-reports/master/AFG/projections.csv
https://raw.githubusercontent.com/mrc-ide/global-lmic-reports/master/AFG/projections.csv
https://raw.githubusercontent.com/mrc-ide/global-lmic-reports/master/AFG/projections.csv
https://raw.githubusercontent.com/mrc-ide/global-lmic-reports/master/AFG/projections.csv
https://raw.githubusercontent.com/mrc-ide/global-lmic-reports/master/AFG/projections.csv
https://raw.githubusercontent.com/mrc-ide/global-lmic-reports/master/AFG/projections.csv
https://raw.githubusercontent.com/mrc-ide/global-lmic-reports/master/AFG/projections.csv
https://raw.githubusercontent.com/mrc-ide/global-lmic-reports/master/AFG/projections.csv
https://raw.githubusercontent.com/mrc-ide/global-lmic-reports/master/AFG/projections.csv
https://raw.githubusercontent.com/mrc-ide/global-lmic-reports/master/AFG/projections.csv
https://raw.githubusercontent.com/mrc-ide/global-lmic-reports/master/AFG/projections.csv
https://raw.githubusercontent.com/mrc-ide/global-lmic-reports/master/AFG/projections.csv
https://raw.githubusercontent.com/mrc-ide/global-lmic-reports/master/AFG/projections.csv
https://raw.githubusercontent.com/mrc-ide/global-lmic-reports/master/AFG/projections.csv
https://raw.githubusercontent.com/mrc-ide/global-lmic-reports/master/AFG/projections.csv
https://raw.githubusercontent.com/mrc-ide/global-lmic-reports/master/AFG/projections.csv
https://raw.githubusercontent.com/mrc-ide/global-lmic-reports/master/AFG/projections.csv
https://raw.githubusercontent.com/mrc-ide/global-lmic-reports/master/AFG/projections.csv
https://raw.githubusercontent.com/mrc-ide/global-lmic-reports/master/AFG/projections.csv
https://raw.githubusercontent.com/mrc-ide/global-lmic-reports/master/AFG/projections.csv
https://raw.githubusercontent.com/mrc-ide/global-lmic-reports/master/AFG/projections.csv
https://raw.githubusercontent.com/mrc-ide/global-lmic-reports/master/AFG/projections.csv
https://raw.githubusercontent.com/mrc-ide/global-lmic-reports/master/AFG/projections.csv
https://raw.githubusercontent.com/mrc-ide/global-lmic-reports/master/AFG/projections.csv
https://raw.githubusercontent.com/mrc-ide/global-lmic-reports/master/AFG/projections.csv
https://raw.githubusercontent.com/mrc-ide/global-lmic-reports/master/AFG/projections.csv
https://raw.githubusercontent.com/mrc-ide/global-lmic-reports/master/AFG/projections.csv
https://raw.githubusercontent.com/mrc-ide/global-lmic-reports/master/AFG/projections.csv
https://raw.githubusercontent.com/mrc-ide/global-lmic-reports/master/AFG/projections.csv
https://raw.githubusercontent.com/mrc-ide/global-lmic-reports/master/AFG/projections.csv
https://raw.githubusercontent.com/mrc-ide/global-lmic-reports/master/AFG/projections.csv
https://raw.githubusercontent.com/mrc-ide/global-lmic-reports/master/AFG/projections.csv
https://raw.githubusercontent.com/mrc-ide/global-lmic-reports/master/AFG/projections.csv
https://raw.githubusercontent.com/mrc-ide/global-lmic-reports/master/AFG/projections.csv
https://raw.githubusercontent.com/mrc-ide/global-lmic-reports/master/AFG/projections.csv
https://raw.githubusercontent.com/mrc-ide/global-lmic-reports/master/AFG/projections.csv
https://raw.githubusercontent.com/mrc-ide/global-lmic-reports/master/AFG/projections.csv
https://raw.githubusercontent.com/mrc-ide/global-lmic-reports/master/AFG/projections.csv
https://raw.githubusercontent.com/mrc-ide/global-lmic-reports/master/AFG/projections.csv
https://raw.githubusercontent.com/mrc-ide/global-lmic-reports/master/AFG/projections.csv
https://raw.githubusercontent.com/mrc-ide/global-lmic-reports/master/AFG/projections.csv
https://raw.githubusercontent.com/mrc-ide/global-lmic-reports/master/AFG/projections.csv
https://raw.githubusercontent.com/mrc-ide/global-lmic-reports/master/AFG/projections.csv
https://raw.githubusercontent.com/mrc-ide/global-lmic-reports/master/AFG/projections.csv
https://raw.githubusercontent.com/mrc-ide/global-lmic-reports/master/AFG/projections.csv
https://raw.githubusercontent.com/mrc-ide/global-lmic-reports/master/AFG/projections.csv
https://raw.githubusercontent.com/mrc-ide/global-lmic-reports/master/AFG/projections.csv
https://raw.githubusercontent.com/mrc-ide/global-lmic-reports/master/AFG/projections.csv
https://raw.githubusercontent.com/mrc-ide/global-lmic-reports/master/AFG/projections.csv
https://raw.githubusercontent.com/mrc-ide/global-lmic-reports/master/AFG/projections.csv
https://raw.githubusercontent.com/mrc-ide/global-lmic-reports/master/AFG/projections.csv
https://raw.githubusercontent.com/mrc-ide/global-lmic-reports/master/AFG/projections.csv
https://raw.githubusercontent.com/mrc-ide/global-lmic-reports/master/AFG/projections.csv
https://raw.githubusercontent.com/mrc-ide/global-lmic-reports/master/AFG/projections.csv
https://raw.githubusercontent.com/mrc-ide/global-lmic-reports/master/AFG/projections.csv
https://raw.githubusercontent.com/mrc-ide/global-lmic-reports/master/AFG/projections.csv
https://raw.githubusercontent.com/mrc-ide/global-lmic-reports/master/AFG/projections.csv
https://raw.githubusercontent.com/mrc-ide/global-lmic-reports/master/AFG/projections.csv
https://raw.githubusercontent.com/mrc-ide/global-lmic-reports/master/AFG/projections.csv
https://raw.githubusercontent.com/mrc-ide/global-lmic-reports/master/AFG/projections.csv
https://raw.githubusercontent.com/mrc-ide/global-lmic-reports/master/AFG/projections.csv
https://raw.githubusercontent.com/mrc-ide/global-lmic-reports/master/AFG/projections.csv
https://raw.githubusercontent.com/mrc-ide/global-lmic-reports/master/AFG/projections.csv
https://raw.githubusercontent.com/mrc-ide/global-lmic-reports/master/AFG/projections.csv
https://raw.githubusercontent.com/mrc-ide/global-lmic-reports/master/AFG/projections.csv
https://raw.githubusercontent.com/mrc-ide/global-lmic-reports/master/AFG/projections.csv
https://raw.githubusercontent.com/mrc-ide/global-lmic-reports/master/AFG/projections.csv
https://raw.githubusercontent.com/mrc-ide/global-lmic-reports/master/AFG/projections.csv
https://raw.githubusercontent.com/mrc-ide/global-lmic-reports/master/AFG/projections.csv
https://raw.githubusercontent.com/mrc-ide/global-lmic-reports/master/AFG/projections.csv
https://raw.githubusercontent.com/mrc-ide/global-lmic-reports/master/AFG/projections.csv
https://raw.githubusercontent.com/mrc-ide/global-lmic-reports/master/AFG/projections.csv
https://raw.githubusercontent.com/mrc-ide/global-lmic-reports/master/AFG/projections.csv
https://raw.githubusercontent.com/mrc-ide/global-lmic-reports/master/AFG/projections.csv
https://raw.githubusercontent.com/mrc-ide/global-lmic-reports/master/AFG/projections.csv
https://raw.githubusercontent.com/mrc-ide/global-lmic-reports/master/AFG/projections.csv
https://raw.githubusercontent.com/mrc-ide/global-lmic-reports/master/AFG/projections.csv
https://raw.githubusercontent.com/mrc-ide/global-lmic-reports/master/AFG/projections.csv
https://raw.githubusercontent.com/mrc-ide/global-lmic-reports/master/AFG/projections.csv
https://raw.githubusercontent.com/mrc-ide/global-lmic-reports/master/AFG/projections.csv
https://raw.githubusercontent.com/mrc-ide/global-lmic-reports/master/AFG/projections.csv
https://raw.githubusercontent.com/mrc-ide/global-lmic-reports/master/AFG/projections.csv
https://raw.githubusercontent.com/mrc-ide/global-lmic-reports/master/AFG/projections.csv
https://raw.githubusercontent.com/mrc-ide/global-lmic-reports/master/AFG/projections.csv
https://raw.githubusercontent.com/mrc-ide/global-lmic-reports/master/AFG/projections.csv
https://raw.githubusercontent.com/mrc-ide/global-lmic-reports/master/AFG/projections.csv
https://raw.githubusercontent.com/mrc-ide/global-lmic-reports/master/AFG/projections.csv
https://raw.githubusercontent.com/mrc-ide/global-lmic-reports/master/AFG/projections.csv
https://raw.githubusercontent.com/mrc-ide/global-lmic-reports/master/AFG/projections.csv
https://raw.githubusercontent.com/mrc-ide/global-lmic-reports/master/AFG/projections.csv
https://raw.githubusercontent.com/mrc-ide/global-lmic-reports/master/AFG/projections.csv
https://raw.githubusercontent.com/mrc-ide/global-lmic-reports/master/AFG/projections.csv
https://raw.githubusercontent.com/mrc-ide/global-lmic-reports/master/AFG/projections.csv
https://raw.githubusercontent.com/mrc-ide/global-lmic-reports/master/AFG/projections.csv
https://raw.githubusercontent.com/mrc-ide/global-lmic-reports/master/AFG/projections.csv
https://raw.githubusercontent.com/mrc-ide/global-lmic-reports/master/AFG/projections.csv
https://raw.githubusercontent.com/mrc-ide/global-lmic-reports/master/AFG/projections.csv
https://raw.githubusercontent.com/mrc-ide/global-lmic-reports/master/AFG/projections.csv
https://raw.githubusercontent.com/mrc-ide/global-lmic-reports/master/AFG/projections.csv
https://raw.githubusercontent.com/mrc-ide/global-lmic-reports/master/AFG/projections.csv
https://raw.githubusercontent.com/mrc-ide/global-lmic-reports/master/AFG/projections.csv
https://raw.githubusercontent.com/mrc-ide/global-lmic-reports/master/AFG/projections.csv
https://raw.githubusercontent.com/mrc-ide/global-lmic-reports/master/AFG/projections.csv
https://raw.githubusercontent.com/mrc-ide/global-lmic-reports/master/AFG/projections.csv
https://raw.githubusercontent.com/mrc-ide/global-lmic-reports/master/AFG/projections.csv
https://raw.githubusercontent.com/mrc-ide/global-lmic-reports/master/AFG/projections.csv
https://raw.githubusercontent.com/mrc-ide/global-lmic-reports/master/AFG/projections.csv
https://raw.githubusercontent.com/mrc-ide/global-lmic-reports/master/AFG/projections.csv
https://raw.githubusercontent.com/mrc-ide/global-lmic-reports/master/AFG/projections.csv
https://raw.githubusercontent.com/mrc-ide/global-lmic-reports/master/AFG/projections.csv
https://raw.githubusercontent.com/mrc-ide/global-lmic-reports/master/AFG/projections.csv
https://raw.githubusercontent.com/mrc-ide/global-lmic-reports/master/AFG/projections.csv
https://raw.githubusercontent.com/mrc-ide/global-lmic-reports/master/AFG/projections.csv
https://raw.githubusercontent.com/mrc-ide/global-lmic-reports/master/AFG/projections.csv
https://raw.githubusercontent.com/mrc-ide/global-lmic-reports/master/AFG/projections.csv
https://raw.githubusercontent.com/mrc-ide/global-lmic-reports/master/AFG/projections.csv
https://raw.githubusercontent.com/mrc-ide/global-lmic-reports/master/AFG/projections.csv
https://raw.githubusercontent.com/mrc-ide/global-lmic-reports/master/AFG/projections.csv
https://raw.githubusercontent.com/mrc-ide/global-lmic-reports/master/AFG/projections.csv
https://raw.githubusercontent.com/mrc-ide/global-lmic-reports/master/AFG/projections.csv
https://raw.githubusercontent.com/mrc-ide/global-lmic-reports/master/AFG/projections.csv
https://raw.githubusercontent.com/mrc-ide/global-lmic-reports/master/AFG/projections.csv
https://raw.githubusercontent.com/mrc-ide/global-lmic-reports/master/AFG/projections.csv
https://raw.githubusercontent.com/mrc-ide/global-lmic-reports/master/AFG/projections.csv
https://raw.githubusercontent.com/mrc-ide/global-lmic-reports/master/AFG/projections.csv
https://raw.githubusercontent.com/mrc-ide/global-lmic-reports/master/AFG/projections.csv
https://raw.githubusercontent.com/mrc-ide/global-lmic-reports/master/AFG/projections.csv
https://raw.githubusercontent.com/mrc-ide/global-lmic-reports/master/AFG/projections.csv
https://raw.githubusercontent.com/mrc-ide/global-lmic-reports/master/AFG/projections.csv
https://raw.githubusercontent.com/mrc-ide/global-lmic-reports/master/AFG/projections.csv
https://raw.githubusercontent.com/mrc-ide/global-lmic-reports/master/AFG/projections.csv
https://raw.githubusercontent.com/mrc-ide/global-lmic-reports/master/AFG/projections.csv
https://raw.githubusercontent.com/mrc-ide/global-lmic-reports/master/AFG/projections.csv
https://raw.githubusercontent.com/mrc-ide/global-lmic-reports/master/AFG/projections.csv
https://raw.githubusercontent.com/mrc-ide/global-lmic-reports/master/AFG/projections.csv
https://raw.githubusercontent.com/mrc-ide/global-lmic-reports/master/AFG/projections.csv
https://raw.githubusercontent.com/mrc-ide/global-lmic-reports/master/AFG/projections.csv
https://raw.githubusercontent.com/mrc-ide/global-lmic-reports/master/AFG/projections.csv
https://raw.githubusercontent.com/mrc-ide/global-lmic-reports/master/AFG/projections.csv
https://raw.githubusercontent.com/mrc-ide/global-lmic-reports/master/AFG/projections.csv
https://raw.githubusercontent.com/mrc-ide/global-lmic-reports/master/AFG/projections.csv
https://raw.githubusercontent.com/mrc-ide/global-lmic-reports/master/AFG/projections.csv
https://raw.githubusercontent.com/mrc-ide/global-lmic-reports/master/AFG/projections.csv
https://raw.githubusercontent.com/mrc-ide/global-lmic-reports/master/AFG/projections.csv
https://raw.githubusercontent.com/mrc-ide/global-lmic-reports/master/AFG/projections.csv
https://raw.githubusercontent.com/mrc-ide/global-lmic-reports/master/AFG/projections.csv
https://raw.githubusercontent.com/mrc-ide/global-lmic-reports/master/AFG/projections.csv
https://raw.githubusercontent.com/mrc-ide/global-lmic-reports/master/AFG/projections.csv
https://raw.githubusercontent.com/mrc-ide/global-lmic-reports/master/AFG/projections.csv
https://raw.githubusercontent.com/mrc-ide/global-lmic-reports/master/AFG/projections.csv
https://raw.githubusercontent.com/mrc-ide/global-lmic-reports/master/AFG/projections.csv
https://raw.githubusercontent.com/mrc-ide/global-lmic-reports/master/AFG/projections.csv
https://raw.githubusercontent.com/mrc-ide/global-lmic-reports/master/AFG/projections.csv
https://raw.githubusercontent.com/mrc-ide/global-lmic-reports/master/AFG/projections.csv
https://raw.githubusercontent.com/mrc-ide/global-lmic-reports/master/AFG/projections.csv
https://raw.githubusercontent.com/mrc-ide/global-lmic-reports/master/AFG/projections.csv
https://raw.githubusercontent.com/mrc-ide/global-lmic-reports/master/AFG/projections.csv
https://raw.githubusercontent.com/mrc-ide/global-lmic-reports/master/AFG/projections.csv
https://raw.githubusercontent.com/mrc-ide/global-lmic-reports/master/AFG/projections.csv
https://raw.githubusercontent.com/mrc-ide/global-lmic-reports/master/AFG/projections.csv
https://raw.githubusercontent.com/mrc-ide/global-lmic-reports/master/AFG/projections.csv
https://raw.githubusercontent.com/mrc-ide/global-lmic-reports/master/AFG/projections.csv
https://raw.githubusercontent.com/mrc-ide/global-lmic-reports/master/AFG/projections.csv
https://raw.githubusercontent.com/mrc-ide/global-lmic-reports/master/AFG/projections.csv
https://raw.githubusercontent.com/mrc-ide/global-lmic-reports/master/AFG/projections.csv
https://raw.githubusercontent.com/mrc-ide/global-lmic-reports/master/AFG/projections.csv
https://raw.githubusercontent.com/mrc-ide/global-lmic-reports/master/AFG/projections.csv
https://raw.githubusercontent.com/mrc-ide/global-lmic-reports/master/AFG/projections.csv
https://raw.githubusercontent.com/mrc-ide/global-lmic-reports/master/AFG/projections.csv
https://raw.githubusercontent.com/mrc-ide/global-lmic-reports/master/AFG/projections.csv
https://raw.githubusercontent.com/mrc-ide/global-lmic-reports/master/AFG/projections.csv
https://raw.githubusercontent.com/mrc-ide/global-lmic-reports/master/AFG/projections.csv
https://raw.githubusercontent.com/mrc-ide/global-lmic-reports/master/AFG/projections.csv
https://raw.githubusercontent.com/mrc-ide/global-lmic-reports/master/AFG/projections.csv
https://raw.githubusercontent.com/mrc-ide/global-lmic-reports/master/AFG/projections.csv
https://raw.githubusercontent.com/mrc-ide/global-lmic-reports/master/AFG/projections.csv
https://raw.githubusercontent.com/mrc-ide/global-lmic-reports/master/AFG/projections.csv
https://raw.githubusercontent.com/mrc-ide/global-lmic-reports/master/AFG/projections.csv
https://raw.githubusercontent.com/mrc-ide/global-lmic-reports/master/AFG/projections.csv
https://raw.githubusercontent.com/mrc-ide/global-lmic-reports/master/AFG/projections.csv
https://raw.githubusercontent.com/mrc-ide/global-lmic-reports/master/AFG/projections.csv
https://raw.githubusercontent.com/mrc-ide/global-lmic-reports/master/AFG/projections.csv
https://raw.githubusercontent.com/mrc-ide/global-lmic-reports/master/AFG/projections.csv
https://raw.githubusercontent.com/mrc-ide/global-lmic-reports/master/AFG/projections.csv
https://raw.githubusercontent.com/mrc-ide/global-lmic-reports/master/AFG/projections.csv
https://raw.githubusercontent.com/mrc-ide/global-lmic-reports/master/AFG/projections.csv
https://raw.githubusercontent.com/mrc-ide/global-lmic-reports/master/AFG/projections.csv
https://raw.githubusercontent.com/mrc-ide/global-lmic-reports/master/AFG/projections.csv
https://raw.githubusercontent.com/mrc-ide/global-lmic-reports/master/AFG/projections.csv
https://raw.githubusercontent.com/mrc-ide/global-lmic-reports/master/AFG/projections.csv
https://raw.githubusercontent.com/mrc-ide/global-lmic-reports/master/AFG/projections.csv
https://raw.githubusercontent.com/mrc-ide/global-lmic-reports/master/AFG/projections.csv
https://raw.githubusercontent.com/mrc-ide/global-lmic-reports/master/AFG/projections.csv
https://raw.githubusercontent.com/mrc-ide/global-lmic-reports/master/AFG/projections.csv
https://raw.githubusercontent.com/mrc-ide/global-lmic-reports/master/AFG/projections.csv
https://raw.githubusercontent.com/mrc-ide/global-lmic-reports/master/AFG/projections.csv
https://raw.githubusercontent.com/mrc-ide/global-lmic-reports/master/AFG/projections.csv
https://raw.githubusercontent.com/mrc-ide/global-lmic-reports/master/AFG/projections.csv
https://raw.githubusercontent.com/mrc-ide/global-lmic-reports/master/AFG/projections.csv
https://raw.githubusercontent.com/mrc-ide/global-lmic-reports/master/AFG/projections.csv
https://raw.githubusercontent.com/mrc-ide/global-lmic-reports/master/AFG/projections.csv
https://raw.githubusercontent.com/mrc-ide/global-lmic-reports/master/AFG/projections.csv
https://raw.githubusercontent.com/mrc-ide/global-lmic-reports/master/AFG/projections.csv
https://raw.githubusercontent.com/mrc-ide/global-lmic-reports/master/AFG/projections.csv
https://raw.githubusercontent.com/mrc-ide/global-lmic-reports/master/AFG/projections.csv
https://raw.githubusercontent.com/mrc-ide/global-lmic-reports/master/AFG/projections.csv
https://raw.githubusercontent.com/mrc-ide/global-lmic-reports/master/AFG/projections.csv
https://raw.githubusercontent.com/mrc-ide/global-lmic-reports/master/AFG/projections.csv
https://raw.githubusercontent.com/mrc-ide/global-lmic-reports/master/AFG/projections.csv
https://raw.githubusercontent.com/mrc-ide/global-lmic-reports/master/AFG/projections.csv
https://raw.githubusercontent.com/mrc-ide/global-lmic-reports/master/AFG/projections.csv
https://raw.githubusercontent.com/mrc-ide/global-lmic-reports/master/AFG/projections.csv
https://raw.githubusercontent.com/mrc-ide/global-lmic-reports/master/AFG/projections.csv
https://raw.githubusercontent.com/mrc-ide/global-lmic-reports/master/AFG/projections.csv
https://raw.githubusercontent.com/mrc-ide/global-lmic-reports/master/AFG/projections.csv
https://raw.githubusercontent.com/mrc-ide/global-lmic-reports/master/AFG/projections.csv
https://raw.githubusercontent.com/mrc-ide/global-lmic-reports/master/AFG/projections.csv
https://raw.githubusercontent.com/mrc-ide/global-lmic-reports/master/AFG/projections.csv
https://raw.githubusercontent.com/mrc-ide/global-lmic-reports/master/AFG/projections.csv
https://raw.githubusercontent.com/mrc-ide/global-lmic-reports/master/AFG/projections.csv
https://raw.githubusercontent.com/mrc-ide/global-lmic-reports/master/AFG/projections.csv
https://raw.githubusercontent.com/mrc-ide/global-lmic-reports/master/AFG/projections.csv
https://raw.githubusercontent.com/mrc-ide/global-lmic-reports/master/AFG/projections.csv
https://raw.githubusercontent.com/mrc-ide/global-lmic-reports/master/AFG/projections.csv
https://raw.githubusercontent.com/mrc-ide/global-lmic-reports/master/AFG/projections.csv
https://raw.githubusercontent.com/mrc-ide/global-lmic-reports/master/AFG/projections.csv
https://raw.githubusercontent.com/mrc-ide/global-lmic-reports/master/AFG/projections.csv
https://raw.githubusercontent.com/mrc-ide/global-lmic-reports/master/AFG/projections.csv
https://raw.githubusercontent.com/mrc-ide/global-lmic-reports/master/AFG/projections.csv
https://raw.githubusercontent.com/mrc-ide/global-lmic-reports/master/AFG/projections.csv
https://raw.githubusercontent.com/mrc-ide/global-lmic-reports/master/AFG/projections.csv
https://raw.githubusercontent.com/mrc-ide/global-lmic-reports/master/AFG/projections.csv
https://raw.githubusercontent.com/mrc-ide/global-lmic-reports/master/AFG/projections.csv
https://raw.githubusercontent.com/mrc-ide/global-lmic-reports/master/AFG/projections.csv
https://raw.githubusercontent.com/mrc-ide/global-lmic-reports/master/AFG/projections.csv
https://raw.githubusercontent.com/mrc-ide/global-lmic-reports/master/AFG/projections.csv
https://raw.githubusercontent.com/mrc-ide/global-lmic-reports/master/AFG/projections.csv
https://raw.githubusercontent.com/mrc-ide/global-lmic-reports/master/AFG/projections.csv
https://raw.githubusercontent.com/mrc-ide/global-lmic-reports/master/AFG/projections.csv
https://raw.githubusercontent.com/mrc-ide/global-lmic-reports/master/AFG/projections.csv
https://raw.githubusercontent.com/mrc-ide/global-lmic-reports/master/AFG/projections.csv
https://raw.githubusercontent.com/mrc-ide/global-lmic-reports/master/AFG/projections.csv
https://raw.githubusercontent.com/mrc-ide/global-lmic-reports/master/AFG/projections.csv
https://raw.githubusercontent.com/mrc-ide/global-lmic-reports/master/AFG/projections.csv
https://raw.githubusercontent.com/mrc-ide/global-lmic-reports/master/AFG/projections.csv
https://raw.githubusercontent.com/mrc-ide/global-lmic-reports/master/AFG/projections.csv
https://raw.githubusercontent.com/mrc-ide/global-lmic-reports/master/AFG/projections.csv
https://raw.githubusercontent.com/mrc-ide/global-lmic-reports/master/AFG/projections.csv
https://raw.githubusercontent.com/mrc-ide/global-lmic-reports/master/AFG/projections.csv
https://raw.githubusercontent.com/mrc-ide/global-lmic-reports/master/AFG/projections.csv
https://raw.githubusercontent.com/mrc-ide/global-lmic-reports/master/AFG/projections.csv
https://raw.githubusercontent.com/mrc-ide/global-lmic-reports/master/AFG/projections.csv
https://raw.githubusercontent.com/mrc-ide/global-lmic-reports/master/AFG/projections.csv
https://raw.githubusercontent.com/mrc-ide/global-lmic-reports/master/AFG/projections.csv
https://raw.githubusercontent.com/mrc-ide/global-lmic-reports/master/AFG/projections.csv
https://raw.githubusercontent.com/mrc-ide/global-lmic-reports/master/AFG/projections.csv
https://raw.githubusercontent.com/mrc-ide/global-lmic-reports/master/AFG/projections.csv
https://raw.githubusercontent.com/mrc-ide/global-lmic-reports/master/AFG/projections.csv
https://raw.githubusercontent.com/mrc-ide/global-lmic-reports/master/AFG/projections.csv
https://raw.githubusercontent.com/mrc-ide/global-lmic-reports/master/AFG/projections.csv
https://raw.githubusercontent.com/mrc-ide/global-lmic-reports/master/AFG/projections.csv
https://raw.githubusercontent.com/mrc-ide/global-lmic-reports/master/AFG/projections.csv
https://raw.githubusercontent.com/mrc-ide/global-lmic-reports/master/AFG/projections.csv
https://raw.githubusercontent.com/mrc-ide/global-lmic-reports/master/AFG/projections.csv
https://raw.githubusercontent.com/mrc-ide/global-lmic-reports/master/AFG/projections.csv
https://raw.githubusercontent.com/mrc-ide/global-lmic-reports/master/AFG/projections.csv
https://raw.githubusercontent.com/mrc-ide/global-lmic-reports/master/AFG/projections.csv
https://raw.githubusercontent.com/mrc-ide/global-lmic-reports/master/AFG/projections.csv
https://raw.githubusercontent.com/mrc-ide/global-lmic-reports/master/AFG/projections.csv
https://raw.githubusercontent.com/mrc-ide/global-lmic-reports/master/AFG/projections.csv
https://raw.githubusercontent.com/mrc-ide/global-lmic-reports/master/AFG/projections.csv
https://raw.githubusercontent.com/mrc-ide/global-lmic-reports/master/AFG/projections.csv
https://raw.githubusercontent.com/mrc-ide/global-lmic-reports/master/AFG/projections.csv
https://raw.githubusercontent.com/mrc-ide/global-lmic-reports/master/AFG/projections.csv
https://raw.githubusercontent.com/mrc-ide/global-lmic-reports/master/AFG/projections.csv
https://raw.githubusercontent.com/mrc-ide/global-lmic-reports/master/AFG/projections.csv
https://raw.githubusercontent.com/mrc-ide/global-lmic-reports/master/AFG/projections.csv
https://raw.githubusercontent.com/mrc-ide/global-lmic-reports/master/AFG/projections.csv
https://raw.githubusercontent.com/mrc-ide/global-lmic-reports/master/AFG/projections.csv
https://raw.githubusercontent.com/mrc-ide/global-lmic-reports/master/AFG/projections.csv
https://raw.githubusercontent.com/mrc-ide/global-lmic-reports/master/AFG/projections.csv
https://raw.githubusercontent.com/mrc-ide/global-lmic-reports/master/AFG/projections.csv
https://raw.githubusercontent.com/mrc-ide/global-lmic-reports/master/AFG/projections.csv
https://raw.githubusercontent.com/mrc-ide/global-lmic-reports/master/AFG/projections.csv
https://raw.githubusercontent.com/mrc-ide/global-lmic-reports/master/AFG/projections.csv
https://raw.githubusercontent.com/mrc-ide/global-lmic-reports/master/AFG/projections.csv
https://raw.githubusercontent.com/mrc-ide/global-lmic-reports/master/AFG/projections.csv
https://raw.githubusercontent.com/mrc-ide/global-lmic-reports/master/AFG/projections.csv
https://raw.githubusercontent.com/mrc-ide/global-lmic-reports/master/AFG/projections.csv
https://raw.githubusercontent.com/mrc-ide/global-lmic-reports/master/AFG/projections.csv
https://raw.githubusercontent.com/mrc-ide/global-lmic-reports/master/AFG/projections.csv
https://raw.githubusercontent.com/mrc-ide/global-lmic-reports/master/AFG/projections.csv
https://raw.githubusercontent.com/mrc-ide/global-lmic-reports/master/AFG/projections.csv
https://raw.githubusercontent.com/mrc-ide/global-lmic-reports/master/AFG/projections.csv
https://raw.githubusercontent.com/mrc-ide/global-lmic-reports/master/AFG/projections.csv
https://raw.githubusercontent.com/mrc-ide/global-lmic-reports/master/AFG/projections.csv
https://raw.githubusercontent.com/mrc-ide/global-lmic-reports/master/AFG/projections.csv
https://raw.githubusercontent.com/mrc-ide/global-lmic-reports/master/AFG/projections.csv
https://raw.githubusercontent.com/mrc-ide/global-lmic-reports/master/AFG/projections.csv
https://raw.githubusercontent.com/mrc-ide/global-lmic-reports/master/AFG/projections.csv
https://raw.githubusercontent.com/mrc-ide/global-lmic-reports/master/AFG/projections.csv
https://raw.githubusercontent.com/mrc-ide/global-lmic-reports/master/AFG/projections.csv
https://raw.githubusercontent.com/mrc-ide/global-lmic-reports/master/AFG/projections.csv
https://raw.githubusercontent.com/mrc-ide/global-lmic-reports/master/AFG/projections.csv
https://raw.githubusercontent.com/mrc-ide/global-lmic-reports/master/AFG/projections.csv
https://raw.githubusercontent.com/mrc-ide/global-lmic-reports/master/AFG/projections.csv
https://raw.githubusercontent.com/mrc-ide/global-lmic-reports/master/AFG/projections.csv
https://raw.githubusercontent.com/mrc-ide/global-lmic-reports/master/AFG/projections.csv
https://raw.githubusercontent.com/mrc-ide/global-lmic-reports/master/AFG/projections.csv
https://raw.githubusercontent.com/mrc-ide/global-lmic-reports/master/AFG/projections.csv
https://raw.githubusercontent.com/mrc-ide/global-lmic-reports/master/AFG/projections.csv
https://raw.githubusercontent.com/mrc-ide/global-lmic-reports/master/AFG/projections.csv
https://raw.githubusercontent.com/mrc-ide/global-lmic-reports/master/AFG/projections.csv
https://raw.githubusercontent.com/mrc-ide/global-lmic-reports/master/AFG/projections.csv
https://raw.githubusercontent.com/mrc-ide/global-lmic-reports/master/AFG/projections.csv
https://raw.githubusercontent.com/mrc-ide/global-lmic-reports/master/AFG/projections.csv
https://raw.githubusercontent.com/mrc-ide/global-lmic-reports/master/AFG/projections.csv
https://raw.githubusercontent.com/mrc-ide/global-lmic-reports/master/AFG/projections.csv
https://raw.githubusercontent.com/mrc-ide/global-lmic-reports/master/AFG/projections.csv
https://raw.githubusercontent.com/mrc-ide/global-lmic-reports/master/AFG/projections.csv
https://raw.githubusercontent.com/mrc-ide/global-lmic-reports/master/AFG/projections.csv
https://raw.githubusercontent.com/mrc-ide/global-lmic-reports/master/AFG/projections.csv
https://raw.githubusercontent.com/mrc-ide/global-lmic-reports/master/AFG/projections.csv
https://raw.githubusercontent.com/mrc-ide/global-lmic-reports/master/AFG/projections.csv
https://raw.githubusercontent.com/mrc-ide/global-lmic-reports/master/AFG/projections.csv
https://raw.githubusercontent.com/mrc-ide/global-lmic-reports/master/AFG/projections.csv
https://raw.githubusercontent.com/mrc-ide/global-lmic-reports/master/AFG/projections.csv
https://raw.githubusercontent.com/mrc-ide/global-lmic-reports/master/AFG/projections.csv
https://raw.githubusercontent.com/mrc-ide/global-lmic-reports/master/AFG/projections.csv
https://raw.githubusercontent.com/mrc-ide/global-lmic-reports/master/AFG/projections.csv
https://raw.githubusercontent.com/mrc-ide/global-lmic-reports/master/AFG/projections.csv
https://raw.githubusercontent.com/mrc-ide/global-lmic-reports/master/AFG/projections.csv
https://raw.githubusercontent.com/mrc-ide/global-lmic-reports/master/AFG/projections.csv
https://raw.githubusercontent.com/mrc-ide/global-lmic-reports/master/AFG/projections.csv
https://raw.githubusercontent.com/mrc-ide/global-lmic-reports/master/AFG/projections.csv
https://raw.githubusercontent.com/mrc-ide/global-lmic-reports/master/AFG/projections.csv
https://raw.githubusercontent.com/mrc-ide/global-lmic-reports/master/AFG/projections.csv
https://raw.githubusercontent.com/mrc-ide/global-lmic-reports/master/AFG/projections.csv
https://raw.githubusercontent.com/mrc-ide/global-lmic-reports/master/AFG/projections.csv
https://raw.githubusercontent.com/mrc-ide/global-lmic-reports/master/AFG/projections.csv
https://raw.githubusercontent.com/mrc-ide/global-lmic-reports/master/AFG/projections.csv
https://raw.githubusercontent.com/mrc-ide/global-lmic-reports/master/AFG/projections.csv
https://raw.githubusercontent.com/mrc-ide/global-lmic-reports/master/AFG/projections.csv
https://raw.githubusercontent.com/mrc-ide/global-lmic-reports/master/AFG/projections.csv
https://raw.githubusercontent.com/mrc-ide/global-lmic-reports/master/AFG/projections.csv
https://raw.githubusercontent.com/mrc-ide/global-lmic-reports/master/AFG/projections.csv
https://raw.githubusercontent.com/mrc-ide/global-lmic-reports/master/AFG/projections.csv
https://raw.githubusercontent.com/mrc-ide/global-lmic-reports/master/AFG/projections.csv
https://raw.githubusercontent.com/mrc-ide/global-lmic-reports/master/AFG/projections.csv
https://raw.githubusercontent.com/mrc-ide/global-lmic-reports/master/AFG/projections.csv
https://raw.githubusercontent.com/mrc-ide/global-lmic-reports/master/AFG/projections.csv
https://raw.githubusercontent.com/mrc-ide/global-lmic-reports/master/AFG/projections.csv
https://raw.githubusercontent.com/mrc-ide/global-lmic-reports/master/AFG/projections.csv
https://raw.githubusercontent.com/mrc-ide/global-lmic-reports/master/AFG/projections.csv
https://raw.githubusercontent.com/mrc-ide/global-lmic-reports/master/AFG/projections.csv
https://raw.githubusercontent.com/mrc-ide/global-lmic-reports/master/AFG/projections.csv
https://raw.githubusercontent.com/mrc-ide/global-lmic-reports/master/AFG/projections.csv
https://raw.githubusercontent.com/mrc-ide/global-lmic-reports/master/AFG/projections.csv
https://raw.githubusercontent.com/mrc-ide/global-lmic-reports/master/AFG/projections.csv
https://raw.githubusercontent.com/mrc-ide/global-lmic-reports/master/AFG/projections.csv
https://raw.githubusercontent.com/mrc-ide/global-lmic-reports/master/AFG/projections.csv
https://raw.githubusercontent.com/mrc-ide/global-lmic-reports/master/AFG/projections.csv
https://raw.githubusercontent.com/mrc-ide/global-lmic-reports/master/AFG/projections.csv
https://raw.githubusercontent.com/mrc-ide/global-lmic-reports/master/AFG/projections.csv
https://raw.githubusercontent.com/mrc-ide/global-lmic-reports/master/AFG/projections.csv
https://raw.githubusercontent.com/mrc-ide/global-lmic-reports/master/AFG/projections.csv
https://raw.githubusercontent.com/mrc-ide/global-lmic-reports/master/AFG/projections.csv
https://raw.githubusercontent.com/mrc-ide/global-lmic-reports/master/AFG/projections.csv
https://raw.githubusercontent.com/mrc-ide/global-lmic-reports/master/AFG/projections.csv
https://raw.githubusercontent.com/mrc-ide/global-lmic-reports/master/AFG/projections.csv
https://raw.githubusercontent.com/mrc-ide/global-lmic-reports/master/AFG/projections.csv
https://raw.githubusercontent.com/mrc-ide/global-lmic-reports/master/AFG/projections.csv
https://raw.githubusercontent.com/mrc-ide/global-lmic-reports/master/AFG/projections.csv
https://raw.githubusercontent.com/mrc-ide/global-lmic-reports/master/AFG/projections.csv
https://raw.githubusercontent.com/mrc-ide/global-lmic-reports/master/AFG/projections.csv
https://raw.githubusercontent.com/mrc-ide/global-lmic-reports/master/AFG/projections.csv
https://raw.githubusercontent.com/mrc-ide/global-lmic-reports/master/AFG/projections.csv
https://raw.githubusercontent.com/mrc-ide/global-lmic-reports/master/AFG/projections.csv
https://raw.githubusercontent.com/mrc-ide/global-lmic-reports/master/AFG/projections.csv
https://raw.githubusercontent.com/mrc-ide/global-lmic-reports/master/AFG/projections.csv
https://raw.githubusercontent.com/mrc-ide/global-lmic-reports/master/AFG/projections.csv
https://raw.githubusercontent.com/mrc-ide/global-lmic-reports/master/AFG/projections.csv
https://raw.githubusercontent.com/mrc-ide/global-lmic-reports/master/AFG/projections.csv
https://raw.githubusercontent.com/mrc-ide/global-lmic-reports/master/AFG/projections.csv
https://raw.githubusercontent.com/mrc-ide/global-lmic-reports/master/AFG/projections.csv
https://raw.githubusercontent.com/mrc-ide/global-lmic-reports/master/AFG/projections.csv
https://raw.githubusercontent.com/mrc-ide/global-lmic-reports/master/AFG/projections.csv
https://raw.githubusercontent.com/mrc-ide/global-lmic-reports/master/AFG/projections.csv
https://raw.githubusercontent.com/mrc-ide/global-lmic-reports/master/AFG/projections.csv
https://raw.githubusercontent.com/mrc-ide/global-lmic-reports/master/AFG/projections.csv
https://raw.githubusercontent.com/mrc-ide/global-lmic-reports/master/AFG/projections.csv
https://raw.githubusercontent.com/mrc-ide/global-lmic-reports/master/AFG/projections.csv
https://raw.githubusercontent.com/mrc-ide/global-lmic-reports/master/AFG/projections.csv
https://raw.githubusercontent.com/mrc-ide/global-lmic-reports/master/AFG/projections.csv
https://raw.githubusercontent.com/mrc-ide/global-lmic-reports/master/AFG/projections.csv
https://raw.githubusercontent.com/mrc-ide/global-lmic-reports/master/AFG/projections.csv
https://raw.githubusercontent.com/mrc-ide/global-lmic-reports/master/AFG/projections.csv
https://raw.githubusercontent.com/mrc-ide/global-lmic-reports/master/AFG/projections.csv
https://raw.githubusercontent.com/mrc-ide/global-lmic-reports/master/AFG/projections.csv
https://raw.githubusercontent.com/mrc-ide/global-lmic-reports/master/AFG/projections.csv
https://raw.githubusercontent.com/mrc-ide/global-lmic-reports/master/AFG/projections.csv
https://raw.githubusercontent.com/mrc-ide/global-lmic-reports/master/AFG/projections.csv
https://raw.githubusercontent.com/mrc-ide/global-lmic-reports/master/AFG/projections.csv
https://raw.githubusercontent.com/mrc-ide/global-lmic-reports/master/AFG/projections.csv
https://raw.githubusercontent.com/mrc-ide/global-lmic-reports/master/AFG/projections.csv
https://raw.githubusercontent.com/mrc-ide/global-lmic-reports/master/AFG/projections.csv
https://raw.githubusercontent.com/mrc-ide/global-lmic-reports/master/AFG/projections.csv
https://raw.githubusercontent.com/mrc-ide/global-lmic-reports/master/AFG/projections.csv
https://raw.githubusercontent.com/mrc-ide/global-lmic-reports/master/AFG/projections.csv
https://raw.githubusercontent.com/mrc-ide/global-lmic-reports/master/AFG/projections.csv
https://raw.githubusercontent.com/mrc-ide/global-lmic-reports/master/AFG/projections.csv
https://raw.githubusercontent.com/mrc-ide/global-lmic-reports/master/AFG/projections.csv
https://raw.githubusercontent.com/mrc-ide/global-lmic-reports/master/AFG/projections.csv
https://raw.githubusercontent.com/mrc-ide/global-lmic-reports/master/AFG/projections.csv
https://raw.githubusercontent.com/mrc-ide/global-lmic-reports/master/AFG/projections.csv
https://raw.githubusercontent.com/mrc-ide/global-lmic-reports/master/AFG/projections.csv
https://raw.githubusercontent.com/mrc-ide/global-lmic-reports/master/AFG/projections.csv
https://raw.githubusercontent.com/mrc-ide/global-lmic-reports/master/AFG/projections.csv
https://raw.githubusercontent.com/mrc-ide/global-lmic-reports/master/AFG/projections.csv
https://raw.githubusercontent.com/mrc-ide/global-lmic-reports/master/AFG/projections.csv
https://raw.githubusercontent.com/mrc-ide/global-lmic-reports/master/AFG/projections.csv
https://raw.githubusercontent.com/mrc-ide/global-lmic-reports/master/AFG/projections.csv
https://raw.githubusercontent.com/mrc-ide/global-lmic-reports/master/AFG/projections.csv
https://raw.githubusercontent.com/mrc-ide/global-lmic-reports/master/AFG/projections.csv
https://raw.githubusercontent.com/mrc-ide/global-lmic-reports/master/AFG/projections.csv
https://raw.githubusercontent.com/mrc-ide/global-lmic-reports/master/AFG/projections.csv
https://raw.githubusercontent.com/mrc-ide/global-lmic-reports/master/AFG/projections.csv
https://raw.githubusercontent.com/mrc-ide/global-lmic-reports/master/AFG/projections.csv
https://raw.githubusercontent.com/mrc-ide/global-lmic-reports/master/AFG/projections.csv
https://raw.githubusercontent.com/mrc-ide/global-lmic-reports/master/AFG/projections.csv
https://raw.githubusercontent.com/mrc-ide/global-lmic-reports/master/AFG/projections.csv
https://raw.githubusercontent.com/mrc-ide/global-lmic-reports/master/AFG/projections.csv
https://raw.githubusercontent.com/mrc-ide/global-lmic-reports/master/AFG/projections.csv
https://raw.githubusercontent.com/mrc-ide/global-lmic-reports/master/AFG/projections.csv
https://raw.githubusercontent.com/mrc-ide/global-lmic-reports/master/AFG/projections.csv
https://raw.githubusercontent.com/mrc-ide/global-lmic-reports/master/AFG/projections.csv
https://raw.githubusercontent.com/mrc-ide/global-lmic-reports/master/AFG/projections.csv
https://raw.githubusercontent.com/mrc-ide/global-lmic-reports/master/AFG/projections.csv
https://raw.githubusercontent.com/mrc-ide/global-lmic-reports/master/AFG/projections.csv
https://raw.githubusercontent.com/mrc-ide/global-lmic-reports/master/AFG/projections.csv
https://raw.githubusercontent.com/mrc-ide/global-lmic-reports/master/AFG/projections.csv
https://raw.githubusercontent.com/mrc-ide/global-lmic-reports/master/AFG/projections.csv
https://raw.githubusercontent.com/mrc-ide/global-lmic-reports/master/AFG/projections.csv
https://raw.githubusercontent.com/mrc-ide/global-lmic-reports/master/AFG/projections.csv
https://raw.githubusercontent.com/mrc-ide/global-lmic-reports/master/AFG/projections.csv
https://raw.githubusercontent.com/mrc-ide/global-lmic-reports/master/AFG/projections.csv
https://raw.githubusercontent.com/mrc-ide/global-lmic-reports/master/AFG/projections.csv
https://raw.githubusercontent.com/mrc-ide/global-lmic-reports/master/AFG/projections.csv
https://raw.githubusercontent.com/mrc-ide/global-lmic-reports/master/AFG/projections.csv
https://raw.githubusercontent.com/mrc-ide/global-lmic-reports/master/AFG/projections.csv
https://raw.githubusercontent.com/mrc-ide/global-lmic-reports/master/AFG/projections.csv
https://raw.githubusercontent.com/mrc-ide/global-lmic-reports/master/AFG/projections.csv
https://raw.githubusercontent.com/mrc-ide/global-lmic-reports/master/AFG/projections.csv
https://raw.githubusercontent.com/mrc-ide/global-lmic-reports/master/AFG/projections.csv
https://raw.githubusercontent.com/mrc-ide/global-lmic-reports/master/AFG/projections.csv
https://raw.githubusercontent.com/mrc-ide/global-lmic-reports/master/AFG/projections.csv
https://raw.githubusercontent.com/mrc-ide/global-lmic-reports/master/AFG/projections.csv
https://raw.githubusercontent.com/mrc-ide/global-lmic-reports/master/AFG/projections.csv
https://raw.githubusercontent.com/mrc-ide/global-lmic-reports/master/AFG/projections.csv
https://raw.githubusercontent.com/mrc-ide/global-lmic-reports/master/AFG/projections.csv
https://raw.githubusercontent.com/mrc-ide/global-lmic-reports/master/AFG/projections.csv
https://raw.githubusercontent.com/mrc-ide/global-lmic-reports/master/AFG/projections.csv
https://raw.githubusercontent.com/mrc-ide/global-lmic-reports/master/AFG/projections.csv
https://raw.githubusercontent.com/mrc-ide/global-lmic-reports/master/AFG/projections.csv
https://raw.githubusercontent.com/mrc-ide/global-lmic-reports/master/AFG/projections.csv
https://raw.githubusercontent.com/mrc-ide/global-lmic-reports/master/AFG/projections.csv
https://raw.githubusercontent.com/mrc-ide/global-lmic-reports/master/AFG/projections.csv
https://raw.githubusercontent.com/mrc-ide/global-lmic-reports/master/AFG/projections.csv
https://raw.githubusercontent.com/mrc-ide/global-lmic-reports/master/AFG/projections.csv
https://raw.githubusercontent.com/mrc-ide/global-lmic-reports/master/AFG/projections.csv
https://raw.githubusercontent.com/mrc-ide/global-lmic-reports/master/AFG/projections.csv
https://raw.githubusercontent.com/mrc-ide/global-lmic-reports/master/AFG/projections.csv
https://raw.githubusercontent.com/mrc-ide/global-lmic-reports/master/AFG/projections.csv
https://raw.githubusercontent.com/mrc-ide/global-lmic-reports/master/AFG/projections.csv
https://raw.githubusercontent.com/mrc-ide/global-lmic-reports/master/AFG/projections.csv
https://raw.githubusercontent.com/mrc-ide/global-lmic-reports/master/AFG/projections.csv
https://raw.githubusercontent.com/mrc-ide/global-lmic-reports/master/AFG/projections.csv
https://raw.githubusercontent.com/mrc-ide/global-lmic-reports/master/AFG/projections.csv
https://raw.githubusercontent.com/mrc-ide/global-lmic-reports/master/AFG/projections.csv
https://raw.githubusercontent.com/mrc-ide/global-lmic-reports/master/AFG/projections.csv
https://raw.githubusercontent.com/mrc-ide/global-lmic-reports/master/AFG/projections.csv
https://raw.githubusercontent.com/mrc-ide/global-lmic-reports/master/AFG/projections.csv
https://raw.githubusercontent.com/mrc-ide/global-lmic-reports/master/AFG/projections.csv
https://raw.githubusercontent.com/mrc-ide/global-lmic-reports/master/AFG/projections.csv
https://raw.githubusercontent.com/mrc-ide/global-lmic-reports/master/AFG/projections.csv
https://raw.githubusercontent.com/mrc-ide/global-lmic-reports/master/AFG/projections.csv
https://raw.githubusercontent.com/mrc-ide/global-lmic-reports/master/AFG/projections.csv
https://raw.githubusercontent.com/mrc-ide/global-lmic-reports/master/AFG/projections.csv
https://raw.githubusercontent.com/mrc-ide/global-lmic-reports/master/AFG/projections.csv
https://raw.githubusercontent.com/mrc-ide/global-lmic-reports/master/AFG/projections.csv
https://raw.githubusercontent.com/mrc-ide/global-lmic-reports/master/AFG/projections.csv
https://raw.githubusercontent.com/mrc-ide/global-lmic-reports/master/AFG/projections.csv
https://raw.githubusercontent.com/mrc-ide/global-lmic-reports/master/AFG/projections.csv
https://raw.githubusercontent.com/mrc-ide/global-lmic-reports/master/AFG/projections.csv
https://raw.githubusercontent.com/mrc-ide/global-lmic-reports/master/AFG/projections.csv
https://raw.githubusercontent.com/mrc-ide/global-lmic-reports/master/AFG/projections.csv
https://raw.githubusercontent.com/mrc-ide/global-lmic-reports/master/AFG/projections.csv
https://raw.githubusercontent.com/mrc-ide/global-lmic-reports/master/AFG/projections.csv
https://raw.githubusercontent.com/mrc-ide/global-lmic-reports/master/AFG/projections.csv
https://raw.githubusercontent.com/mrc-ide/global-lmic-reports/master/AFG/projections.csv
https://raw.githubusercontent.com/mrc-ide/global-lmic-reports/master/AFG/projections.csv
https://raw.githubusercontent.com/mrc-ide/global-lmic-reports/master/AFG/projections.csv
https://raw.githubusercontent.com/mrc-ide/global-lmic-reports/master/AFG/projections.csv
https://raw.githubusercontent.com/mrc-ide/global-lmic-reports/master/AFG/projections.csv
https://raw.githubusercontent.com/mrc-ide/global-lmic-reports/master/AFG/projections.csv
https://raw.githubusercontent.com/mrc-ide/global-lmic-reports/master/AFG/projections.csv
https://raw.githubusercontent.com/mrc-ide/global-lmic-reports/master/AFG/projections.csv
https://raw.githubusercontent.com/mrc-ide/global-lmic-reports/master/AFG/projections.csv
https://raw.githubusercontent.com/mrc-ide/global-lmic-reports/master/AFG/projections.csv
https://raw.githubusercontent.com/mrc-ide/global-lmic-reports/master/AFG/projections.csv
https://raw.githubusercontent.com/mrc-ide/global-lmic-reports/master/AFG/projections.csv
https://raw.githubusercontent.com/mrc-ide/global-lmic-reports/master/AFG/projections.csv
https://raw.githubusercontent.com/mrc-ide/global-lmic-reports/master/AFG/projections.csv
https://raw.githubusercontent.com/mrc-ide/global-lmic-reports/master/AFG/projections.csv
https://raw.githubusercontent.com/mrc-ide/global-lmic-reports/master/AFG/projections.csv
https://raw.githubusercontent.com/mrc-ide/global-lmic-reports/master/AFG/projections.csv
https://raw.githubusercontent.com/mrc-ide/global-lmic-reports/master/AFG/projections.csv
https://raw.githubusercontent.com/mrc-ide/global-lmic-reports/master/AFG/projections.csv
https://raw.githubusercontent.com/mrc-ide/global-lmic-reports/master/AFG/projections.csv
https://raw.githubusercontent.com/mrc-ide/global-lmic-reports/master/AFG/projections.csv
https://raw.githubusercontent.com/mrc-ide/global-lmic-reports/master/AFG/projections.csv
https://raw.githubusercontent.com/mrc-ide/global-lmic-reports/master/AFG/projections.csv
https://raw.githubusercontent.com/mrc-ide/global-lmic-reports/master/AFG/projections.csv
https://raw.githubusercontent.com/mrc-ide/global-lmic-reports/master/AFG/projections.csv
https://raw.githubusercontent.com/mrc-ide/global-lmic-reports/master/AFG/projections.csv
https://raw.githubusercontent.com/mrc-ide/global-lmic-reports/master/AFG/projections.csv
https://raw.githubusercontent.com/mrc-ide/global-lmic-reports/master/AFG/projections.csv
https://raw.githubusercontent.com/mrc-ide/global-lmic-reports/master/AFG/projections.csv
https://raw.githubusercontent.com/mrc-ide/global-lmic-reports/master/AFG/projections.csv
https://raw.githubusercontent.com/mrc-ide/global-lmic-reports/master/AFG/projections.csv
https://raw.githubusercontent.com/mrc-ide/global-lmic-reports/master/AFG/projections.csv
https://raw.githubusercontent.com/mrc-ide/global-lmic-reports/master/AFG/projections.csv
https://raw.githubusercontent.com/mrc-ide/global-lmic-reports/master/AFG/projections.csv
https://raw.githubusercontent.com/mrc-ide/global-lmic-reports/master/AFG/projections.csv
https://raw.githubusercontent.com/mrc-ide/global-lmic-reports/master/AFG/projections.csv
https://raw.githubusercontent.com/mrc-ide/global-lmic-reports/master/AFG/projections.csv
https://raw.githubusercontent.com/mrc-ide/global-lmic-reports/master/AFG/projections.csv
https://raw.githubusercontent.com/mrc-ide/global-lmic-reports/master/AFG/projections.csv
https://raw.githubusercontent.com/mrc-ide/global-lmic-reports/master/AFG/projections.csv
https://raw.githubusercontent.com/mrc-ide/global-lmic-reports/master/AFG/projections.csv
https://raw.githubusercontent.com/mrc-ide/global-lmic-reports/master/AFG/projections.csv
https://raw.githubusercontent.com/mrc-ide/global-lmic-reports/master/AFG/projections.csv
https://raw.githubusercontent.com/mrc-ide/global-lmic-reports/master/AFG/projections.csv
https://raw.githubusercontent.com/mrc-ide/global-lmic-reports/master/AFG/projections.csv
https://raw.githubusercontent.com/mrc-ide/global-lmic-reports/master/AFG/projections.csv
https://raw.githubusercontent.com/mrc-ide/global-lmic-reports/master/AFG/projections.csv
https://raw.githubusercontent.com/mrc-ide/global-lmic-reports/master/AFG/projections.csv
https://raw.githubusercontent.com/mrc-ide/global-lmic-reports/master/AFG/projections.csv
https://raw.githubusercontent.com/mrc-ide/global-lmic-reports/master/AFG/projections.csv
https://raw.githubusercontent.com/mrc-ide/global-lmic-reports/master/AFG/projections.csv
https://raw.githubusercontent.com/mrc-ide/global-lmic-reports/master/AFG/projections.csv
https://raw.githubusercontent.com/mrc-ide/global-lmic-reports/master/AFG/projections.csv
https://raw.githubusercontent.com/mrc-ide/global-lmic-reports/master/AFG/projections.csv
https://raw.githubusercontent.com/mrc-ide/global-lmic-reports/master/AFG/projections.csv
https://raw.githubusercontent.com/mrc-ide/global-lmic-reports/master/AFG/projections.csv
https://raw.githubusercontent.com/mrc-ide/global-lmic-reports/master/AFG/projections.csv
https://raw.githubusercontent.com/mrc-ide/global-lmic-reports/master/AFG/projections.csv
https://raw.githubusercontent.com/mrc-ide/global-lmic-reports/master/AFG/projections.csv
https://raw.githubusercontent.com/mrc-ide/global-lmic-reports/master/AFG/projections.csv
https://raw.githubusercontent.com/mrc-ide/global-lmic-reports/master/AFG/projections.csv
https://raw.githubusercontent.com/mrc-ide/global-lmic-reports/master/AFG/projections.csv
https://raw.githubusercontent.com/mrc-ide/global-lmic-reports/master/AFG/projections.csv
https://raw.githubusercontent.com/mrc-ide/global-lmic-reports/master/AFG/projections.csv
https://raw.githubusercontent.com/mrc-ide/global-lmic-reports/master/AFG/projections.csv
https://raw.githubusercontent.com/mrc-ide/global-lmic-reports/master/AFG/projections.csv
https://raw.githubusercontent.com/mrc-ide/global-lmic-reports/master/AFG/projections.csv
https://raw.githubusercontent.com/mrc-ide/global-lmic-reports/master/AFG/projections.csv
https://raw.githubusercontent.com/mrc-ide/global-lmic-reports/master/AFG/projections.csv
https://raw.githubusercontent.com/mrc-ide/global-lmic-reports/master/AFG/projections.csv
https://raw.githubusercontent.com/mrc-ide/global-lmic-reports/master/AFG/projections.csv
https://raw.githubusercontent.com/mrc-ide/global-lmic-reports/master/AFG/projections.csv
https://raw.githubusercontent.com/mrc-ide/global-lmic-reports/master/AFG/projections.csv
https://raw.githubusercontent.com/mrc-ide/global-lmic-reports/master/AFG/projections.csv
https://raw.githubusercontent.com/mrc-ide/global-lmic-reports/master/AFG/projections.csv
https://raw.githubusercontent.com/mrc-ide/global-lmic-reports/master/AFG/projections.csv
https://raw.githubusercontent.com/mrc-ide/global-lmic-reports/master/AFG/projections.csv
https://raw.githubusercontent.com/mrc-ide/global-lmic-reports/master/AFG/projections.csv
https://raw.githubusercontent.com/mrc-ide/global-lmic-reports/master/AFG/projections.csv
https://raw.githubusercontent.com/mrc-ide/global-lmic-reports/master/AFG/projections.csv
https://raw.githubusercontent.com/mrc-ide/global-lmic-reports/master/AFG/projections.csv
https://raw.githubusercontent.com/mrc-ide/global-lmic-reports/master/AFG/projections.csv
https://raw.githubusercontent.com/mrc-ide/global-lmic-reports/master/AFG/projections.csv
https://raw.githubusercontent.com/mrc-ide/global-lmic-reports/master/AFG/projections.csv
https://raw.githubusercontent.com/mrc-ide/global-lmic-reports/master/AFG/projections.csv
https://raw.githubusercontent.com/mrc-ide/global-lmic-reports/master/AFG/projections.csv
https://raw.githubusercontent.com/mrc-ide/global-lmic-reports/master/AFG/projections.csv
https://raw.githubusercontent.com/mrc-ide/global-lmic-reports/master/AFG/projections.csv
https://raw.githubusercontent.com/mrc-ide/global-lmic-reports/master/AFG/projections.csv
https://raw.githubusercontent.com/mrc-ide/global-lmic-reports/master/AFG/projections.csv
https://raw.githubusercontent.com/mrc-ide/global-lmic-reports/master/AFG/projections.csv
https://raw.githubusercontent.com/mrc-ide/global-lmic-reports/master/AFG/projections.csv
https://raw.githubusercontent.com/mrc-ide/global-lmic-reports/master/AFG/projections.csv
https://raw.githubusercontent.com/mrc-ide/global-lmic-reports/master/AFG/projections.csv
https://raw.githubusercontent.com/mrc-ide/global-lmic-reports/master/AFG/projections.csv
https://raw.githubusercontent.com/mrc-ide/global-lmic-reports/master/AFG/projections.csv
https://raw.githubusercontent.com/mrc-ide/global-lmic-reports/master/AFG/projections.csv
https://raw.githubusercontent.com/mrc-ide/global-lmic-reports/master/AFG/projections.csv
https://raw.githubusercontent.com/mrc-ide/global-lmic-reports/master/AFG/projections.csv
https://raw.githubusercontent.com/mrc-ide/global-lmic-reports/master/AFG/projections.csv
https://raw.githubusercontent.com/mrc-ide/global-lmic-reports/master/AFG/projections.csv
https://raw.githubusercontent.com/mrc-ide/global-lmic-reports/master/AFG/projections.csv
https://raw.githubusercontent.com/mrc-ide/global-lmic-reports/master/AFG/projections.csv
https://raw.githubusercontent.com/mrc-ide/global-lmic-reports/master/AFG/projections.csv
https://raw.githubusercontent.com/mrc-ide/global-lmic-reports/master/AFG/projections.csv
https://raw.githubusercontent.com/mrc-ide/global-lmic-reports/master/AFG/projections.csv
https://raw.githubusercontent.com/mrc-ide/global-lmic-reports/master/AFG/projections.csv
https://raw.githubusercontent.com/mrc-ide/global-lmic-reports/master/AFG/projections.csv
https://raw.githubusercontent.com/mrc-ide/global-lmic-reports/master/AFG/projections.csv
https://raw.githubusercontent.com/mrc-ide/global-lmic-reports/master/AFG/projections.csv
https://raw.githubusercontent.com/mrc-ide/global-lmic-reports/master/AFG/projections.csv
https://raw.githubusercontent.com/mrc-ide/global-lmic-reports/master/AFG/projections.csv
https://raw.githubusercontent.com/mrc-ide/global-lmic-reports/master/AFG/projections.csv
https://raw.githubusercontent.com/mrc-ide/global-lmic-reports/master/AFG/projections.csv
https://raw.githubusercontent.com/mrc-ide/global-lmic-reports/master/AFG/projections.csv
https://raw.githubusercontent.com/mrc-ide/global-lmic-reports/master/AFG/projections.csv
https://raw.githubusercontent.com/mrc-ide/global-lmic-reports/master/AFG/projections.csv
https://raw.githubusercontent.com/mrc-ide/global-lmic-reports/master/AFG/projections.csv
https://raw.githubusercontent.com/mrc-ide/global-lmic-reports/master/AFG/projections.csv
https://raw.githubusercontent.com/mrc-ide/global-lmic-reports/master/AFG/projections.csv
https://raw.githubusercontent.com/mrc-ide/global-lmic-reports/master/AFG/projections.csv
https://raw.githubusercontent.com/mrc-ide/global-lmic-reports/master/AFG/projections.csv
https://raw.githubusercontent.com/mrc-ide/global-lmic-reports/master/AFG/projections.csv
https://raw.githubusercontent.com/mrc-ide/global-lmic-reports/master/AFG/projections.csv
https://raw.githubusercontent.com/mrc-ide/global-lmic-reports/master/AFG/projections.csv
https://raw.githubusercontent.com/mrc-ide/global-lmic-reports/master/AFG/projections.csv
https://raw.githubusercontent.com/mrc-ide/global-lmic-reports/master/AFG/projections.csv
https://raw.githubusercontent.com/mrc-ide/global-lmic-reports/master/AFG/projections.csv
https://raw.githubusercontent.com/mrc-ide/global-lmic-reports/master/AFG/projections.csv
https://raw.githubusercontent.com/mrc-ide/global-lmic-reports/master/AFG/projections.csv
https://raw.githubusercontent.com/mrc-ide/global-lmic-reports/master/AFG/projections.csv
https://raw.githubusercontent.com/mrc-ide/global-lmic-reports/master/AFG/projections.csv
https://raw.githubusercontent.com/mrc-ide/global-lmic-reports/master/AFG/projections.csv
https://raw.githubusercontent.com/mrc-ide/global-lmic-reports/master/AFG/projections.csv
https://raw.githubusercontent.com/mrc-ide/global-lmic-reports/master/AFG/projections.csv
https://raw.githubusercontent.com/mrc-ide/global-lmic-reports/master/AFG/projections.csv
https://raw.githubusercontent.com/mrc-ide/global-lmic-reports/master/AFG/projections.csv
https://raw.githubusercontent.com/mrc-ide/global-lmic-reports/master/AFG/projections.csv
https://raw.githubusercontent.com/mrc-ide/global-lmic-reports/master/AFG/projections.csv
https://raw.githubusercontent.com/mrc-ide/global-lmic-reports/master/AFG/projections.csv
https://raw.githubusercontent.com/mrc-ide/global-lmic-reports/master/AFG/projections.csv
https://raw.githubusercontent.com/mrc-ide/global-lmic-reports/master/AFG/projections.csv
https://raw.githubusercontent.com/mrc-ide/global-lmic-reports/master/AFG/projections.csv
https://raw.githubusercontent.com/mrc-ide/global-lmic-reports/master/AFG/projections.csv
https://raw.githubusercontent.com/mrc-ide/global-lmic-reports/master/AFG/projections.csv
https://raw.githubusercontent.com/mrc-ide/global-lmic-reports/master/AFG/projections.csv
https://raw.githubusercontent.com/mrc-ide/global-lmic-reports/master/AFG/projections.csv
https://raw.githubusercontent.com/mrc-ide/global-lmic-reports/master/AFG/projections.csv
https://raw.githubusercontent.com/mrc-ide/global-lmic-reports/master/AFG/projections.csv
https://raw.githubusercontent.com/mrc-ide/global-lmic-reports/master/AFG/projections.csv
https://raw.githubusercontent.com/mrc-ide/global-lmic-reports/master/AFG/projections.csv
https://raw.githubusercontent.com/mrc-ide/global-lmic-reports/master/AFG/projections.csv
https://raw.githubusercontent.com/mrc-ide/global-lmic-reports/master/AFG/projections.csv
https://raw.githubusercontent.com/mrc-ide/global-lmic-reports/master/AFG/projections.csv
https://raw.githubusercontent.com/mrc-ide/global-lmic-reports/master/AFG/projections.csv
https://raw.githubusercontent.com/mrc-ide/global-lmic-reports/master/AFG/projections.csv
https://raw.githubusercontent.com/mrc-ide/global-lmic-reports/master/AFG/projections.csv
https://raw.githubusercontent.com/mrc-ide/global-lmic-reports/master/AFG/projections.csv
https://raw.githubusercontent.com/mrc-ide/global-lmic-reports/master/AFG/projections.csv
https://raw.githubusercontent.com/mrc-ide/global-lmic-reports/master/AFG/projections.csv
https://raw.githubusercontent.com/mrc-ide/global-lmic-reports/master/AFG/projections.csv
https://raw.githubusercontent.com/mrc-ide/global-lmic-reports/master/AFG/projections.csv
https://raw.githubusercontent.com/mrc-ide/global-lmic-reports/master/AFG/projections.csv
https://raw.githubusercontent.com/mrc-ide/global-lmic-reports/master/AFG/projections.csv
https://raw.githubusercontent.com/mrc-ide/global-lmic-reports/master/AFG/projections.csv
https://raw.githubusercontent.com/mrc-ide/global-lmic-reports/master/AFG/projections.csv
https://raw.githubusercontent.com/mrc-ide/global-lmic-reports/master/AFG/projections.csv
https://raw.githubusercontent.com/mrc-ide/global-lmic-reports/master/AFG/projections.csv
https://raw.githubusercontent.com/mrc-ide/global-lmic-reports/master/AFG/projections.csv
https://raw.githubusercontent.com/mrc-ide/global-lmic-reports/master/AFG/projections.csv
https://raw.githubusercontent.com/mrc-ide/global-lmic-reports/master/AFG/projections.csv
https://raw.githubusercontent.com/mrc-ide/global-lmic-reports/master/AFG/projections.csv
https://raw.githubusercontent.com/mrc-ide/global-lmic-reports/master/AFG/projections.csv
https://raw.githubusercontent.com/mrc-ide/global-lmic-reports/master/AFG/projections.csv
https://raw.githubusercontent.com/mrc-ide/global-lmic-reports/master/AFG/projections.csv
https://raw.githubusercontent.com/mrc-ide/global-lmic-reports/master/AFG/projections.csv
https://raw.githubusercontent.com/mrc-ide/global-lmic-reports/master/AFG/projections.csv
https://raw.githubusercontent.com/mrc-ide/global-lmic-reports/master/AFG/projections.csv
https://raw.githubusercontent.com/mrc-ide/global-lmic-reports/master/AFG/projections.csv
https://raw.githubusercontent.com/mrc-ide/global-lmic-reports/master/AFG/projections.csv
https://raw.githubusercontent.com/mrc-ide/global-lmic-reports/master/AFG/projections.csv
https://raw.githubusercontent.com/mrc-ide/global-lmic-reports/master/AFG/projections.csv
https://raw.githubusercontent.com/mrc-ide/global-lmic-reports/master/AFG/projections.csv
https://raw.githubusercontent.com/mrc-ide/global-lmic-reports/master/AFG/projections.csv
https://raw.githubusercontent.com/mrc-ide/global-lmic-reports/master/AFG/projections.csv
https://raw.githubusercontent.com/mrc-ide/global-lmic-reports/master/AFG/projections.csv
https://raw.githubusercontent.com/mrc-ide/global-lmic-reports/master/AFG/projections.csv
https://raw.githubusercontent.com/mrc-ide/global-lmic-reports/master/AFG/projections.csv
https://raw.githubusercontent.com/mrc-ide/global-lmic-reports/master/AFG/projections.csv
https://raw.githubusercontent.com/mrc-ide/global-lmic-reports/master/AFG/projections.csv
https://raw.githubusercontent.com/mrc-ide/global-lmic-reports/master/AFG/projections.csv
https://raw.githubusercontent.com/mrc-ide/global-lmic-reports/master/AFG/projections.csv
https://raw.githubusercontent.com/mrc-ide/global-lmic-reports/master/AFG/projections.csv
https://raw.githubusercontent.com/mrc-ide/global-lmic-reports/master/AFG/projections.csv
https://raw.githubusercontent.com/mrc-ide/global-lmic-reports/master/AFG/projections.csv
https://raw.githubusercontent.com/mrc-ide/global-lmic-reports/master/AFG/projections.csv
https://raw.githubusercontent.com/mrc-ide/global-lmic-reports/master/AFG/projections.csv
https://raw.githubusercontent.com/mrc-ide/global-lmic-reports/master/AFG/projections.csv
https://raw.githubusercontent.com/mrc-ide/global-lmic-reports/master/AFG/projections.csv
https://raw.githubusercontent.com/mrc-ide/global-lmic-reports/master/AFG/projections.csv
https://raw.githubusercontent.com/mrc-ide/global-lmic-reports/master/AFG/projections.csv
https://raw.githubusercontent.com/mrc-ide/global-lmic-reports/master/AFG/projections.csv
https://raw.githubusercontent.com/mrc-ide/global-lmic-reports/master/AFG/projections.csv
https://raw.githubusercontent.com/mrc-ide/global-lmic-reports/master/AFG/projections.csv
https://raw.githubusercontent.com/mrc-ide/global-lmic-reports/master/AFG/projections.csv
https://raw.githubusercontent.com/mrc-ide/global-lmic-reports/master/AFG/projections.csv
https://raw.githubusercontent.com/mrc-ide/global-lmic-reports/master/AFG/projections.csv
https://raw.githubusercontent.com/mrc-ide/global-lmic-reports/master/AFG/projections.csv
https://raw.githubusercontent.com/mrc-ide/global-lmic-reports/master/AFG/projections.csv
https://raw.githubusercontent.com/mrc-ide/global-lmic-reports/master/AFG/projections.csv
https://raw.githubusercontent.com/mrc-ide/global-lmic-reports/master/AFG/projections.csv
https://raw.githubusercontent.com/mrc-ide/global-lmic-reports/master/AFG/projections.csv
https://raw.githubusercontent.com/mrc-ide/global-lmic-reports/master/AFG/projections.csv
https://raw.githubusercontent.com/mrc-ide/global-lmic-reports/master/AFG/projections.csv
https://raw.githubusercontent.com/mrc-ide/global-lmic-reports/master/AFG/projections.csv
https://raw.githubusercontent.com/mrc-ide/global-lmic-reports/master/AFG/projections.csv
https://raw.githubusercontent.com/mrc-ide/global-lmic-reports/master/AFG/projections.csv
https://raw.githubusercontent.com/mrc-ide/global-lmic-reports/master/AFG/projections.csv
https://raw.githubusercontent.com/mrc-ide/global-lmic-reports/master/AFG/projections.csv
https://raw.githubusercontent.com/mrc-ide/global-lmic-reports/master/AFG/projections.csv
https://raw.githubusercontent.com/mrc-ide/global-lmic-reports/master/AFG/projections.csv
https://raw.githubusercontent.com/mrc-ide/global-lmic-reports/master/AFG/projections.csv
https://raw.githubusercontent.com/mrc-ide/global-lmic-reports/master/AFG/projections.csv
https://raw.githubusercontent.com/mrc-ide/global-lmic-reports/master/AFG/projections.csv
https://raw.githubusercontent.com/mrc-ide/global-lmic-reports/master/AFG/projections.csv
https://raw.githubusercontent.com/mrc-ide/global-lmic-reports/master/AFG/projections.csv
https://raw.githubusercontent.com/mrc-ide/global-lmic-reports/master/AFG/projections.csv
https://raw.githubusercontent.com/mrc-ide/global-lmic-reports/master/AFG/projections.csv
https://raw.githubusercontent.com/mrc-ide/global-lmic-reports/master/AFG/projections.csv
https://raw.githubusercontent.com/mrc-ide/global-lmic-reports/master/AFG/projections.csv
https://raw.githubusercontent.com/mrc-ide/global-lmic-reports/master/AFG/projections.csv
https://raw.githubusercontent.com/mrc-ide/global-lmic-reports/master/AFG/projections.csv
https://raw.githubusercontent.com/mrc-ide/global-lmic-reports/master/AFG/projections.csv
https://raw.githubusercontent.com/mrc-ide/global-lmic-reports/master/AFG/projections.csv
https://raw.githubusercontent.com/mrc-ide/global-lmic-reports/master/AFG/projections.csv
https://raw.githubusercontent.com/mrc-ide/global-lmic-reports/master/AFG/projections.csv
https://raw.githubusercontent.com/mrc-ide/global-lmic-reports/master/AFG/projections.csv
https://raw.githubusercontent.com/mrc-ide/global-lmic-reports/master/AFG/projections.csv
https://raw.githubusercontent.com/mrc-ide/global-lmic-reports/master/AFG/projections.csv
https://raw.githubusercontent.com/mrc-ide/global-lmic-reports/master/AFG/projections.csv
https://raw.githubusercontent.com/mrc-ide/global-lmic-reports/master/AFG/projections.csv
https://raw.githubusercontent.com/mrc-ide/global-lmic-reports/master/AFG/projections.csv
https://raw.githubusercontent.com/mrc-ide/global-lmic-reports/master/AFG/projections.csv
https://raw.githubusercontent.com/mrc-ide/global-lmic-reports/master/AFG/projections.csv
https://raw.githubusercontent.com/mrc-ide/global-lmic-reports/master/AFG/projections.csv
https://raw.githubusercontent.com/mrc-ide/global-lmic-reports/master/AFG/projections.csv
https://raw.githubusercontent.com/mrc-ide/global-lmic-reports/master/AFG/projections.csv
https://raw.githubusercontent.com/mrc-ide/global-lmic-reports/master/AFG/projections.csv
https://raw.githubusercontent.com/mrc-ide/global-lmic-reports/master/AFG/projections.csv
https://raw.githubusercontent.com/mrc-ide/global-lmic-reports/master/AFG/projections.csv
https://raw.githubusercontent.com/mrc-ide/global-lmic-reports/master/AFG/projections.csv
https://raw.githubusercontent.com/mrc-ide/global-lmic-reports/master/AFG/projections.csv
https://raw.githubusercontent.com/mrc-ide/global-lmic-reports/master/AFG/projections.csv
https://raw.githubusercontent.com/mrc-ide/global-lmic-reports/master/AFG/projections.csv
https://raw.githubusercontent.com/mrc-ide/global-lmic-reports/master/AFG/projections.csv
https://raw.githubusercontent.com/mrc-ide/global-lmic-reports/master/AFG/projections.csv
https://raw.githubusercontent.com/mrc-ide/global-lmic-reports/master/AFG/projections.csv
https://raw.githubusercontent.com/mrc-ide/global-lmic-reports/master/AFG/projections.csv
https://raw.githubusercontent.com/mrc-ide/global-lmic-reports/master/AFG/projections.csv
https://raw.githubusercontent.com/mrc-ide/global-lmic-reports/master/AFG/projections.csv
https://raw.githubusercontent.com/mrc-ide/global-lmic-reports/master/AFG/projections.csv
https://raw.githubusercontent.com/mrc-ide/global-lmic-reports/master/AFG/projections.csv
https://raw.githubusercontent.com/mrc-ide/global-lmic-reports/master/AFG/projections.csv
https://raw.githubusercontent.com/mrc-ide/global-lmic-reports/master/AFG/projections.csv
https://raw.githubusercontent.com/mrc-ide/global-lmic-reports/master/AFG/projections.csv
https://raw.githubusercontent.com/mrc-ide/global-lmic-reports/master/AFG/projections.csv
https://raw.githubusercontent.com/mrc-ide/global-lmic-reports/master/AFG/projections.csv
https://raw.githubusercontent.com/mrc-ide/global-lmic-reports/master/AFG/projections.csv
https://raw.githubusercontent.com/mrc-ide/global-lmic-reports/master/AFG/projections.csv
https://raw.githubusercontent.com/mrc-ide/global-lmic-reports/master/AFG/projections.csv
https://raw.githubusercontent.com/mrc-ide/global-lmic-reports/master/AFG/projections.csv
https://raw.githubusercontent.com/mrc-ide/global-lmic-reports/master/AFG/projections.csv
https://raw.githubusercontent.com/mrc-ide/global-lmic-reports/master/AFG/projections.csv
https://raw.githubusercontent.com/mrc-ide/global-lmic-reports/master/AFG/projections.csv
https://raw.githubusercontent.com/mrc-ide/global-lmic-reports/master/AFG/projections.csv
https://raw.githubusercontent.com/mrc-ide/global-lmic-reports/master/AFG/projections.csv
https://raw.githubusercontent.com/mrc-ide/global-lmic-reports/master/AFG/projections.csv
https://raw.githubusercontent.com/mrc-ide/global-lmic-reports/master/AFG/projections.csv
https://raw.githubusercontent.com/mrc-ide/global-lmic-reports/master/AFG/projections.csv
https://raw.githubusercontent.com/mrc-ide/global-lmic-reports/master/AFG/projections.csv
https://raw.githubusercontent.com/mrc-ide/global-lmic-reports/master/AFG/projections.csv
https://raw.githubusercontent.com/mrc-ide/global-lmic-reports/master/AFG/projections.csv
https://raw.githubusercontent.com/mrc-ide/global-lmic-reports/master/AFG/projections.csv
https://raw.githubusercontent.com/mrc-ide/global-lmic-reports/master/AFG/projections.csv
https://raw.githubusercontent.com/mrc-ide/global-lmic-reports/master/AFG/projections.csv
https://raw.githubusercontent.com/mrc-ide/global-lmic-reports/master/AFG/projections.csv
https://raw.githubusercontent.com/mrc-ide/global-lmic-reports/master/AFG/projections.csv
https://raw.githubusercontent.com/mrc-ide/global-lmic-reports/master/AFG/projections.csv
https://raw.githubusercontent.com/mrc-ide/global-lmic-reports/master/AFG/projections.csv
https://raw.githubusercontent.com/mrc-ide/global-lmic-reports/master/AFG/projections.csv
https://raw.githubusercontent.com/mrc-ide/global-lmic-reports/master/AFG/projections.csv
https://raw.githubusercontent.com/mrc-ide/global-lmic-reports/master/AFG/projections.csv
https://raw.githubusercontent.com/mrc-ide/global-lmic-reports/master/AFG/projections.csv
https://raw.githubusercontent.com/mrc-ide/global-lmic-reports/master/AFG/projections.csv
https://raw.githubusercontent.com/mrc-ide/global-lmic-reports/master/AFG/projections.csv
https://raw.githubusercontent.com/mrc-ide/global-lmic-reports/master/AFG/projections.csv
https://raw.githubusercontent.com/mrc-ide/global-lmic-reports/master/AFG/projections.csv
https://raw.githubusercontent.com/mrc-ide/global-lmic-reports/master/AFG/projections.csv
https://raw.githubusercontent.com/mrc-ide/global-lmic-reports/master/AFG/projections.csv
https://raw.githubusercontent.com/mrc-ide/global-lmic-reports/master/AFG/projections.csv
https://raw.githubusercontent.com/mrc-ide/global-lmic-reports/master/AFG/projections.csv
https://raw.githubusercontent.com/mrc-ide/global-lmic-reports/master/AFG/projections.csv
https://raw.githubusercontent.com/mrc-ide/global-lmic-reports/master/AFG/projections.csv
https://raw.githubusercontent.com/mrc-ide/global-lmic-reports/master/AFG/projections.csv
https://raw.githubusercontent.com/mrc-ide/global-lmic-reports/master/AFG/projections.csv
https://raw.githubusercontent.com/mrc-ide/global-lmic-reports/master/AFG/projections.csv
https://raw.githubusercontent.com/mrc-ide/global-lmic-reports/master/AFG/projections.csv
https://raw.githubusercontent.com/mrc-ide/global-lmic-reports/master/AFG/projections.csv
https://raw.githubusercontent.com/mrc-ide/global-lmic-reports/master/AFG/projections.csv
https://raw.githubusercontent.com/mrc-ide/global-lmic-reports/master/AFG/projections.csv
https://raw.githubusercontent.com/mrc-ide/global-lmic-reports/master/AFG/projections.csv
https://raw.githubusercontent.com/mrc-ide/global-lmic-reports/master/AFG/projections.csv
https://raw.githubusercontent.com/mrc-ide/global-lmic-reports/master/AFG/projections.csv
https://raw.githubusercontent.com/mrc-ide/global-lmic-reports/master/AFG/projections.csv
https://raw.githubusercontent.com/mrc-ide/global-lmic-reports/master/AFG/projections.csv
https://raw.githubusercontent.com/mrc-ide/global-lmic-reports/master/AFG/projections.csv
https://raw.githubusercontent.com/mrc-ide/global-lmic-reports/master/AFG/projections.csv
https://raw.githubusercontent.com/mrc-ide/global-lmic-reports/master/AFG/projections.csv
https://raw.githubusercontent.com/mrc-ide/global-lmic-reports/master/AFG/projections.csv
https://raw.githubusercontent.com/mrc-ide/global-lmic-reports/master/AFG/projections.csv
https://raw.githubusercontent.com/mrc-ide/global-lmic-reports/master/AFG/projections.csv
https://raw.githubusercontent.com/mrc-ide/global-lmic-reports/master/AFG/projections.csv
https://raw.githubusercontent.com/mrc-ide/global-lmic-reports/master/AFG/projections.csv
https://raw.githubusercontent.com/mrc-ide/global-lmic-reports/master/AFG/projections.csv
https://raw.githubusercontent.com/mrc-ide/global-lmic-reports/master/AFG/projections.csv
https://raw.githubusercontent.com/mrc-ide/global-lmic-reports/master/AFG/projections.csv
https://raw.githubusercontent.com/mrc-ide/global-lmic-reports/master/AFG/projections.csv
https://raw.githubusercontent.com/mrc-ide/global-lmic-reports/master/AFG/projections.csv
https://raw.githubusercontent.com/mrc-ide/global-lmic-reports/master/AFG/projections.csv
https://raw.githubusercontent.com/mrc-ide/global-lmic-reports/master/AFG/projections.csv
https://raw.githubusercontent.com/mrc-ide/global-lmic-reports/master/AFG/projections.csv
https://raw.githubusercontent.com/mrc-ide/global-lmic-reports/master/AFG/projections.csv
https://raw.githubusercontent.com/mrc-ide/global-lmic-reports/master/AFG/projections.csv
https://raw.githubusercontent.com/mrc-ide/global-lmic-reports/master/AFG/projections.csv
https://raw.githubusercontent.com/mrc-ide/global-lmic-reports/master/AFG/projections.csv
https://raw.githubusercontent.com/mrc-ide/global-lmic-reports/master/AFG/projections.csv
https://raw.githubusercontent.com/mrc-ide/global-lmic-reports/master/AFG/projections.csv
https://raw.githubusercontent.com/mrc-ide/global-lmic-reports/master/AFG/projections.csv
https://raw.githubusercontent.com/mrc-ide/global-lmic-reports/master/AFG/projections.csv
https://raw.githubusercontent.com/mrc-ide/global-lmic-reports/master/AFG/projections.csv
https://raw.githubusercontent.com/mrc-ide/global-lmic-reports/master/AFG/projections.csv
https://raw.githubusercontent.com/mrc-ide/global-lmic-reports/master/AFG/projections.csv
https://raw.githubusercontent.com/mrc-ide/global-lmic-reports/master/AFG/projections.csv
https://raw.githubusercontent.com/mrc-ide/global-lmic-reports/master/AFG/projections.csv
https://raw.githubusercontent.com/mrc-ide/global-lmic-reports/master/AFG/projections.csv
https://raw.githubusercontent.com/mrc-ide/global-lmic-reports/master/AFG/projections.csv
https://raw.githubusercontent.com/mrc-ide/global-lmic-reports/master/AFG/projections.csv
https://raw.githubusercontent.com/mrc-ide/global-lmic-reports/master/AFG/projections.csv
https://raw.githubusercontent.com/mrc-ide/global-lmic-reports/master/AFG/projections.csv
https://raw.githubusercontent.com/mrc-ide/global-lmic-reports/master/AFG/projections.csv
https://raw.githubusercontent.com/mrc-ide/global-lmic-reports/master/AFG/projections.csv
https://raw.githubusercontent.com/mrc-ide/global-lmic-reports/master/AFG/projections.csv
https://raw.githubusercontent.com/mrc-ide/global-lmic-reports/master/AFG/projections.csv
https://raw.githubusercontent.com/mrc-ide/global-lmic-reports/master/AFG/projections.csv
https://raw.githubusercontent.com/mrc-ide/global-lmic-reports/master/AFG/projections.csv
https://raw.githubusercontent.com/mrc-ide/global-lmic-reports/master/AFG/projections.csv
https://raw.githubusercontent.com/mrc-ide/global-lmic-reports/master/AFG/projections.csv
https://raw.githubusercontent.com/mrc-ide/global-lmic-reports/master/AFG/projections.csv
https://raw.githubusercontent.com/mrc-ide/global-lmic-reports/master/AFG/projections.csv
https://raw.githubusercontent.com/mrc-ide/global-lmic-reports/master/AFG/projections.csv
https://raw.githubusercontent.com/mrc-ide/global-lmic-reports/master/AFG/projections.csv
https://raw.githubusercontent.com/mrc-ide/global-lmic-reports/master/AFG/projections.csv
https://raw.githubusercontent.com/mrc-ide/global-lmic-reports/master/AFG/projections.csv
https://raw.githubusercontent.com/mrc-ide/global-lmic-reports/master/AFG/projections.csv
https://raw.githubusercontent.com/mrc-ide/global-lmic-reports/master/AFG/projections.csv
https://raw.githubusercontent.com/mrc-ide/global-lmic-reports/master/AFG/projections.csv
https://raw.githubusercontent.com/mrc-ide/global-lmic-reports/master/AFG/projections.csv
https://raw.githubusercontent.com/mrc-ide/global-lmic-reports/master/AFG/projections.csv
https://raw.githubusercontent.com/mrc-ide/global-lmic-reports/master/AFG/projections.csv
https://raw.githubusercontent.com/mrc-ide/global-lmic-reports/master/AFG/projections.csv
https://raw.githubusercontent.com/mrc-ide/global-lmic-reports/master/AFG/projections.csv
https://raw.githubusercontent.com/mrc-ide/global-lmic-reports/master/AFG/projections.csv
https://raw.githubusercontent.com/mrc-ide/global-lmic-reports/master/AFG/projections.csv
https://raw.githubusercontent.com/mrc-ide/global-lmic-reports/master/AFG/projections.csv
https://raw.githubusercontent.com/mrc-ide/global-lmic-reports/master/AFG/projections.csv
https://raw.githubusercontent.com/mrc-ide/global-lmic-reports/master/AFG/projections.csv
https://raw.githubusercontent.com/mrc-ide/global-lmic-reports/master/AFG/projections.csv
https://raw.githubusercontent.com/mrc-ide/global-lmic-reports/master/AFG/projections.csv
https://raw.githubusercontent.com/mrc-ide/global-lmic-reports/master/AFG/projections.csv
https://raw.githubusercontent.com/mrc-ide/global-lmic-reports/master/AFG/projections.csv
https://raw.githubusercontent.com/mrc-ide/global-lmic-reports/master/AFG/projections.csv
https://raw.githubusercontent.com/mrc-ide/global-lmic-reports/master/AFG/projections.csv
https://raw.githubusercontent.com/mrc-ide/global-lmic-reports/master/AFG/projections.csv
https://raw.githubusercontent.com/mrc-ide/global-lmic-reports/master/AFG/projections.csv
https://raw.githubusercontent.com/mrc-ide/global-lmic-reports/master/AFG/projections.csv
https://raw.githubusercontent.com/mrc-ide/global-lmic-reports/master/AFG/projections.csv
https://raw.githubusercontent.com/mrc-ide/global-lmic-reports/master/AFG/projections.csv
https://raw.githubusercontent.com/mrc-ide/global-lmic-reports/master/AFG/projections.csv
https://raw.githubusercontent.com/mrc-ide/global-lmic-reports/master/AFG/projections.csv
https://raw.githubusercontent.com/mrc-ide/global-lmic-reports/master/AFG/projections.csv
https://raw.githubusercontent.com/mrc-ide/global-lmic-reports/master/AFG/projections.csv
https://raw.githubusercontent.com/mrc-ide/global-lmic-reports/master/AFG/projections.csv
https://raw.githubusercontent.com/mrc-ide/global-lmic-reports/master/AFG/projections.csv
https://raw.githubusercontent.com/mrc-ide/global-lmic-reports/master/AFG/projections.csv
https://raw.githubusercontent.com/mrc-ide/global-lmic-reports/master/AFG/projections.csv
https://raw.githubusercontent.com/mrc-ide/global-lmic-reports/master/AFG/projections.csv
https://raw.githubusercontent.com/mrc-ide/global-lmic-reports/master/AFG/projections.csv
https://raw.githubusercontent.com/mrc-ide/global-lmic-reports/master/AFG/projections.csv
https://raw.githubusercontent.com/mrc-ide/global-lmic-reports/master/AFG/projections.csv
https://raw.githubusercontent.com/mrc-ide/global-lmic-reports/master/AFG/projections.csv
https://raw.githubusercontent.com/mrc-ide/global-lmic-reports/master/AFG/projections.csv
https://raw.githubusercontent.com/mrc-ide/global-lmic-reports/master/AFG/projections.csv
https://raw.githubusercontent.com/mrc-ide/global-lmic-reports/master/AFG/projections.csv
https://raw.githubusercontent.com/mrc-ide/global-lmic-reports/master/AFG/projections.csv
https://raw.githubusercontent.com/mrc-ide/global-lmic-reports/master/AFG/projections.csv
https://raw.githubusercontent.com/mrc-ide/global-lmic-reports/master/AFG/projections.csv
https://raw.githubusercontent.com/mrc-ide/global-lmic-reports/master/AFG/projections.csv
https://raw.githubusercontent.com/mrc-ide/global-lmic-reports/master/AFG/projections.csv
https://raw.githubusercontent.com/mrc-ide/global-lmic-reports/master/AFG/projections.csv
https://raw.githubusercontent.com/mrc-ide/global-lmic-reports/master/AFG/projections.csv
https://raw.githubusercontent.com/mrc-ide/global-lmic-reports/master/AFG/projections.csv
https://raw.githubusercontent.com/mrc-ide/global-lmic-reports/master/AFG/projections.csv
https://raw.githubusercontent.com/mrc-ide/global-lmic-reports/master/AFG/projections.csv
https://raw.githubusercontent.com/mrc-ide/global-lmic-reports/master/AFG/projections.csv
https://raw.githubusercontent.com/mrc-ide/global-lmic-reports/master/AFG/projections.csv
https://raw.githubusercontent.com/mrc-ide/global-lmic-reports/master/AFG/projections.csv
https://raw.githubusercontent.com/mrc-ide/global-lmic-reports/master/AFG/projections.csv
https://raw.githubusercontent.com/mrc-ide/global-lmic-reports/master/AFG/projections.csv
https://raw.githubusercontent.com/mrc-ide/global-lmic-reports/master/AFG/projections.csv
https://raw.githubusercontent.com/mrc-ide/global-lmic-reports/master/AFG/projections.csv
https://raw.githubusercontent.com/mrc-ide/global-lmic-reports/master/AFG/projections.csv
https://raw.githubusercontent.com/mrc-ide/global-lmic-reports/master/AFG/projections.csv
https://raw.githubusercontent.com/mrc-ide/global-lmic-reports/master/AFG/projections.csv
https://raw.githubusercontent.com/mrc-ide/global-lmic-reports/master/AFG/projections.csv
https://raw.githubusercontent.com/mrc-ide/global-lmic-reports/master/AFG/projections.csv
https://raw.githubusercontent.com/mrc-ide/global-lmic-reports/master/AFG/projections.csv
https://raw.githubusercontent.com/mrc-ide/global-lmic-reports/master/AFG/projections.csv
https://raw.githubusercontent.com/mrc-ide/global-lmic-reports/master/AFG/projections.csv
https://raw.githubusercontent.com/mrc-ide/global-lmic-reports/master/AFG/projections.csv
https://raw.githubusercontent.com/mrc-ide/global-lmic-reports/master/AFG/projections.csv
https://raw.githubusercontent.com/mrc-ide/global-lmic-reports/master/AFG/projections.csv
https://raw.githubusercontent.com/mrc-ide/global-lmic-reports/master/AFG/projections.csv
https://raw.githubusercontent.com/mrc-ide/global-lmic-reports/master/AFG/projections.csv
https://raw.githubusercontent.com/mrc-ide/global-lmic-reports/master/AFG/projections.csv
https://raw.githubusercontent.com/mrc-ide/global-lmic-reports/master/AFG/projections.csv
https://raw.githubusercontent.com/mrc-ide/global-lmic-reports/master/AFG/projections.csv
https://raw.githubusercontent.com/mrc-ide/global-lmic-reports/master/AFG/projections.csv
https://raw.githubusercontent.com/mrc-ide/global-lmic-reports/master/AFG/projections.csv
https://raw.githubusercontent.com/mrc-ide/global-lmic-reports/master/AFG/projections.csv
https://raw.githubusercontent.com/mrc-ide/global-lmic-reports/master/AFG/projections.csv
https://raw.githubusercontent.com/mrc-ide/global-lmic-reports/master/AFG/projections.csv
https://raw.githubusercontent.com/mrc-ide/global-lmic-reports/master/AFG/projections.csv
https://raw.githubusercontent.com/mrc-ide/global-lmic-reports/master/AFG/projections.csv
https://raw.githubusercontent.com/mrc-ide/global-lmic-reports/master/AFG/projections.csv
https://raw.githubusercontent.com/mrc-ide/global-lmic-reports/master/AFG/projections.csv
https://raw.githubusercontent.com/mrc-ide/global-lmic-reports/master/AFG/projections.csv
https://raw.githubusercontent.com/mrc-ide/global-lmic-reports/master/AFG/projections.csv
https://raw.githubusercontent.com/mrc-ide/global-lmic-reports/master/AFG/projections.csv
https://raw.githubusercontent.com/mrc-ide/global-lmic-reports/master/AFG/projections.csv
https://raw.githubusercontent.com/mrc-ide/global-lmic-reports/master/AFG/projections.csv
https://raw.githubusercontent.com/mrc-ide/global-lmic-reports/master/AFG/projections.csv
https://raw.githubusercontent.com/mrc-ide/global-lmic-reports/master/AFG/projections.csv
https://raw.githubusercontent.com/mrc-ide/global-lmic-reports/master/AFG/projections.csv
https://raw.githubusercontent.com/mrc-ide/global-lmic-reports/master/AFG/projections.csv
https://raw.githubusercontent.com/mrc-ide/global-lmic-reports/master/AFG/projections.csv
https://raw.githubusercontent.com/mrc-ide/global-lmic-reports/master/AFG/projections.csv
https://raw.githubusercontent.com/mrc-ide/global-lmic-reports/master/AFG/projections.csv
https://raw.githubusercontent.com/mrc-ide/global-lmic-reports/master/AFG/projections.csv
https://raw.githubusercontent.com/mrc-ide/global-lmic-reports/master/AFG/projections.csv
https://raw.githubusercontent.com/mrc-ide/global-lmic-reports/master/AFG/projections.csv
https://raw.githubusercontent.com/mrc-ide/global-lmic-reports/master/AFG/projections.csv
https://raw.githubusercontent.com/mrc-ide/global-lmic-reports/master/AFG/projections.csv
https://raw.githubusercontent.com/mrc-ide/global-lmic-reports/master/AFG/projections.csv
https://raw.githubusercontent.com/mrc-ide/global-lmic-reports/master/AFG/projections.csv
https://raw.githubusercontent.com/mrc-ide/global-lmic-reports/master/AFG/projections.csv
https://raw.githubusercontent.com/mrc-ide/global-lmic-reports/master/AFG/projections.csv
https://raw.githubusercontent.com/mrc-ide/global-lmic-reports/master/AFG/projections.csv
https://raw.githubusercontent.com/mrc-ide/global-lmic-reports/master/AFG/projections.csv
https://raw.githubusercontent.com/mrc-ide/global-lmic-reports/master/AFG/projections.csv
https://raw.githubusercontent.com/mrc-ide/global-lmic-reports/master/AFG/projections.csv
https://raw.githubusercontent.com/mrc-ide/global-lmic-reports/master/AFG/projections.csv
https://raw.githubusercontent.com/mrc-ide/global-lmic-reports/master/AFG/projections.csv
https://raw.githubusercontent.com/mrc-ide/global-lmic-reports/master/AFG/projections.csv
https://raw.githubusercontent.com/mrc-ide/global-lmic-reports/master/AFG/projections.csv
https://raw.githubusercontent.com/mrc-ide/global-lmic-reports/master/AFG/projections.csv
https://raw.githubusercontent.com/mrc-ide/global-lmic-reports/master/AFG/projections.csv
https://raw.githubusercontent.com/mrc-ide/global-lmic-reports/master/AFG/projections.csv
https://raw.githubusercontent.com/mrc-ide/global-lmic-reports/master/AFG/projections.csv
https://raw.githubusercontent.com/mrc-ide/global-lmic-reports/master/AFG/projections.csv
https://raw.githubusercontent.com/mrc-ide/global-lmic-reports/master/AFG/projections.csv
https://raw.githubusercontent.com/mrc-ide/global-lmic-reports/master/AFG/projections.csv
https://raw.githubusercontent.com/mrc-ide/global-lmic-reports/master/AFG/projections.csv
https://raw.githubusercontent.com/mrc-ide/global-lmic-reports/master/AFG/projections.csv
https://raw.githubusercontent.com/mrc-ide/global-lmic-reports/master/AFG/projections.csv
https://raw.githubusercontent.com/mrc-ide/global-lmic-reports/master/AFG/projections.csv
https://raw.githubusercontent.com/mrc-ide/global-lmic-reports/master/AFG/projections.csv
https://raw.githubusercontent.com/mrc-ide/global-lmic-reports/master/AFG/projections.csv
https://raw.githubusercontent.com/mrc-ide/global-lmic-reports/master/AFG/projections.csv
https://raw.githubusercontent.com/mrc-ide/global-lmic-reports/master/AFG/projections.csv
https://raw.githubusercontent.com/mrc-ide/global-lmic-reports/master/AFG/projections.csv
https://raw.githubusercontent.com/mrc-ide/global-lmic-reports/master/AFG/projections.csv
https://raw.githubusercontent.com/mrc-ide/global-lmic-reports/master/AFG/projections.csv
https://raw.githubusercontent.com/mrc-ide/global-lmic-reports/master/AFG/projections.csv
https://raw.githubusercontent.com/mrc-ide/global-lmic-reports/master/AFG/projections.csv
https://raw.githubusercontent.com/mrc-ide/global-lmic-reports/master/AFG/projections.csv
https://raw.githubusercontent.com/mrc-ide/global-lmic-reports/master/AFG/projections.csv
https://raw.githubusercontent.com/mrc-ide/global-lmic-reports/master/AFG/projections.csv
https://raw.githubusercontent.com/mrc-ide/global-lmic-reports/master/AFG/projections.csv
https://raw.githubusercontent.com/mrc-ide/global-lmic-reports/master/AFG/projections.csv
https://raw.githubusercontent.com/mrc-ide/global-lmic-reports/master/AFG/projections.csv
https://raw.githubusercontent.com/mrc-ide/global-lmic-reports/master/AFG/projections.csv
https://raw.githubusercontent.com/mrc-ide/global-lmic-reports/master/AFG/projections.csv
https://raw.githubusercontent.com/mrc-ide/global-lmic-reports/master/AFG/projections.csv
https://raw.githubusercontent.com/mrc-ide/global-lmic-reports/master/AFG/projections.csv
https://raw.githubusercontent.com/mrc-ide/global-lmic-reports/master/AFG/projections.csv
https://raw.githubusercontent.com/mrc-ide/global-lmic-reports/master/AFG/projections.csv
https://raw.githubusercontent.com/mrc-ide/global-lmic-reports/master/AFG/projections.csv
https://raw.githubusercontent.com/mrc-ide/global-lmic-reports/master/AFG/projections.csv
https://raw.githubusercontent.com/mrc-ide/global-lmic-reports/master/AFG/projections.csv
https://raw.githubusercontent.com/mrc-ide/global-lmic-reports/master/AFG/projections.csv
https://raw.githubusercontent.com/mrc-ide/global-lmic-reports/master/AFG/projections.csv
https://raw.githubusercontent.com/mrc-ide/global-lmic-reports/master/AFG/projections.csv
https://raw.githubusercontent.com/mrc-ide/global-lmic-reports/master/AFG/projections.csv
https://raw.githubusercontent.com/mrc-ide/global-lmic-reports/master/AFG/projections.csv
https://raw.githubusercontent.com/mrc-ide/global-lmic-reports/master/AFG/projections.csv
https://raw.githubusercontent.com/mrc-ide/global-lmic-reports/master/AFG/projections.csv
https://raw.githubusercontent.com/mrc-ide/global-lmic-reports/master/AFG/projections.csv
https://raw.githubusercontent.com/mrc-ide/global-lmic-reports/master/AFG/projections.csv
https://raw.githubusercontent.com/mrc-ide/global-lmic-reports/master/AFG/projections.csv
https://raw.githubusercontent.com/mrc-ide/global-lmic-reports/master/AFG/projections.csv
https://raw.githubusercontent.com/mrc-ide/global-lmic-reports/master/AFG/projections.csv
https://raw.githubusercontent.com/mrc-ide/global-lmic-reports/master/AFG/projections.csv
https://raw.githubusercontent.com/mrc-ide/global-lmic-reports/master/AFG/projections.csv
https://raw.githubusercontent.com/mrc-ide/global-lmic-reports/master/AFG/projections.csv
https://raw.githubusercontent.com/mrc-ide/global-lmic-reports/master/AFG/projections.csv
https://raw.githubusercontent.com/mrc-ide/global-lmic-reports/master/AFG/projections.csv
https://raw.githubusercontent.com/mrc-ide/global-lmic-reports/master/AFG/projections.csv
https://raw.githubusercontent.com/mrc-ide/global-lmic-reports/master/AFG/projections.csv
https://raw.githubusercontent.com/mrc-ide/global-lmic-reports/master/AFG/projections.csv
https://raw.githubusercontent.com/mrc-ide/global-lmic-reports/master/AFG/projections.csv
https://raw.githubusercontent.com/mrc-ide/global-lmic-reports/master/AFG/projections.csv
https://raw.githubusercontent.com/mrc-ide/global-lmic-reports/master/AFG/projections.csv
https://raw.githubusercontent.com/mrc-ide/global-lmic-reports/master/AFG/projections.csv
https://raw.githubusercontent.com/mrc-ide/global-lmic-reports/master/AFG/projections.csv
https://raw.githubusercontent.com/mrc-ide/global-lmic-reports/master/AFG/projections.csv
https://raw.githubusercontent.com/mrc-ide/global-lmic-reports/master/AFG/projections.csv
https://raw.githubusercontent.com/mrc-ide/global-lmic-reports/master/AFG/projections.csv
https://raw.githubusercontent.com/mrc-ide/global-lmic-reports/master/AFG/projections.csv
https://raw.githubusercontent.com/mrc-ide/global-lmic-reports/master/AFG/projections.csv
https://raw.githubusercontent.com/mrc-ide/global-lmic-reports/master/AFG/projections.csv
https://raw.githubusercontent.com/mrc-ide/global-lmic-reports/master/AFG/projections.csv
https://raw.githubusercontent.com/mrc-ide/global-lmic-reports/master/AFG/projections.csv
https://raw.githubusercontent.com/mrc-ide/global-lmic-reports/master/AFG/projections.csv
https://raw.githubusercontent.com/mrc-ide/global-lmic-reports/master/AFG/projections.csv
https://raw.githubusercontent.com/mrc-ide/global-lmic-reports/master/AFG/projections.csv
https://raw.githubusercontent.com/mrc-ide/global-lmic-reports/master/AFG/projections.csv
https://raw.githubusercontent.com/mrc-ide/global-lmic-reports/master/AFG/projections.csv
https://raw.githubusercontent.com/mrc-ide/global-lmic-reports/master/AFG/projections.csv
https://raw.githubusercontent.com/mrc-ide/global-lmic-reports/master/AFG/projections.csv
https://raw.githubusercontent.com/mrc-ide/global-lmic-reports/master/AFG/projections.csv
https://raw.githubusercontent.com/mrc-ide/global-lmic-reports/master/AFG/projections.csv
https://raw.githubusercontent.com/mrc-ide/global-lmic-reports/master/AFG/projections.csv
https://raw.githubusercontent.com/mrc-ide/global-lmic-reports/master/AFG/projections.csv
https://raw.githubusercontent.com/mrc-ide/global-lmic-reports/master/AFG/projections.csv
https://raw.githubusercontent.com/mrc-ide/global-lmic-reports/master/AFG/projections.csv
https://raw.githubusercontent.com/mrc-ide/global-lmic-reports/master/AFG/projections.csv
https://raw.githubusercontent.com/mrc-ide/global-lmic-reports/master/AFG/projections.csv
https://raw.githubusercontent.com/mrc-ide/global-lmic-reports/master/AFG/projections.csv
https://raw.githubusercontent.com/mrc-ide/global-lmic-reports/master/AFG/projections.csv
https://raw.githubusercontent.com/mrc-ide/global-lmic-reports/master/AFG/projections.csv
https://raw.githubusercontent.com/mrc-ide/global-lmic-reports/master/AFG/projections.csv
https://raw.githubusercontent.com/mrc-ide/global-lmic-reports/master/AFG/projections.csv
https://raw.githubusercontent.com/mrc-ide/global-lmic-reports/master/AFG/projections.csv
https://raw.githubusercontent.com/mrc-ide/global-lmic-reports/master/AFG/projections.csv
https://raw.githubusercontent.com/mrc-ide/global-lmic-reports/master/AFG/projections.csv
https://raw.githubusercontent.com/mrc-ide/global-lmic-reports/master/AFG/projections.csv
https://raw.githubusercontent.com/mrc-ide/global-lmic-reports/master/AFG/projections.csv
https://raw.githubusercontent.com/mrc-ide/global-lmic-reports/master/AFG/projections.csv
https://raw.githubusercontent.com/mrc-ide/global-lmic-reports/master/AFG/projections.csv
https://raw.githubusercontent.com/mrc-ide/global-lmic-reports/master/AFG/projections.csv
https://raw.githubusercontent.com/mrc-ide/global-lmic-reports/master/AFG/projections.csv
https://raw.githubusercontent.com/mrc-ide/global-lmic-reports/master/AFG/projections.csv
https://raw.githubusercontent.com/mrc-ide/global-lmic-reports/master/AFG/projections.csv
https://raw.githubusercontent.com/mrc-ide/global-lmic-reports/master/AFG/projections.csv
https://raw.githubusercontent.com/mrc-ide/global-lmic-reports/master/AFG/projections.csv
https://raw.githubusercontent.com/mrc-ide/global-lmic-reports/master/AFG/projections.csv
https://raw.githubusercontent.com/mrc-ide/global-lmic-reports/master/AFG/projections.csv
https://raw.githubusercontent.com/mrc-ide/global-lmic-reports/master/AFG/projections.csv
https://raw.githubusercontent.com/mrc-ide/global-lmic-reports/master/AFG/projections.csv
https://raw.githubusercontent.com/mrc-ide/global-lmic-reports/master/AFG/projections.csv
https://raw.githubusercontent.com/mrc-ide/global-lmic-reports/master/AFG/projections.csv
https://raw.githubusercontent.com/mrc-ide/global-lmic-reports/master/AFG/projections.csv
https://raw.githubusercontent.com/mrc-ide/global-lmic-reports/master/AFG/projections.csv
https://raw.githubusercontent.com/mrc-ide/global-lmic-reports/master/AFG/projections.csv
https://raw.githubusercontent.com/mrc-ide/global-lmic-reports/master/AFG/projections.csv
https://raw.githubusercontent.com/mrc-ide/global-lmic-reports/master/AFG/projections.csv
https://raw.githubusercontent.com/mrc-ide/global-lmic-reports/master/AFG/projections.csv
https://raw.githubusercontent.com/mrc-ide/global-lmic-reports/master/AFG/projections.csv
https://raw.githubusercontent.com/mrc-ide/global-lmic-reports/master/AFG/projections.csv
https://raw.githubusercontent.com/mrc-ide/global-lmic-reports/master/AFG/projections.csv
https://raw.githubusercontent.com/mrc-ide/global-lmic-reports/master/AFG/projections.csv
https://raw.githubusercontent.com/mrc-ide/global-lmic-reports/master/AFG/projections.csv
https://raw.githubusercontent.com/mrc-ide/global-lmic-reports/master/AFG/projections.csv
https://raw.githubusercontent.com/mrc-ide/global-lmic-reports/master/AFG/projections.csv
https://raw.githubusercontent.com/mrc-ide/global-lmic-reports/master/AFG/projections.csv
https://raw.githubusercontent.com/mrc-ide/global-lmic-reports/master/AFG/projections.csv
https://raw.githubusercontent.com/mrc-ide/global-lmic-reports/master/AFG/projections.csv
https://raw.githubusercontent.com/mrc-ide/global-lmic-reports/master/AFG/projections.csv
https://raw.githubusercontent.com/mrc-ide/global-lmic-reports/master/AFG/projections.csv
https://raw.githubusercontent.com/mrc-ide/global-lmic-reports/master/AFG/projections.csv
https://raw.githubusercontent.com/mrc-ide/global-lmic-reports/master/AFG/projections.csv
https://raw.githubusercontent.com/mrc-ide/global-lmic-reports/master/AFG/projections.csv
https://raw.githubusercontent.com/mrc-ide/global-lmic-reports/master/AFG/projections.csv
https://raw.githubusercontent.com/mrc-ide/global-lmic-reports/master/AFG/projections.csv
https://raw.githubusercontent.com/mrc-ide/global-lmic-reports/master/AFG/projections.csv
https://raw.githubusercontent.com/mrc-ide/global-lmic-reports/master/AFG/projections.csv
https://raw.githubusercontent.com/mrc-ide/global-lmic-reports/master/AFG/projections.csv
https://raw.githubusercontent.com/mrc-ide/global-lmic-reports/master/AFG/projections.csv
https://raw.githubusercontent.com/mrc-ide/global-lmic-reports/master/AFG/projections.csv
https://raw.githubusercontent.com/mrc-ide/global-lmic-reports/master/AFG/projections.csv
https://raw.githubusercontent.com/mrc-ide/global-lmic-reports/master/AFG/projections.csv
https://raw.githubusercontent.com/mrc-ide/global-lmic-reports/master/AFG/projections.csv
https://raw.githubusercontent.com/mrc-ide/global-lmic-reports/master/AFG/projections.csv
https://raw.githubusercontent.com/mrc-ide/global-lmic-reports/master/AFG/projections.csv
https://raw.githubusercontent.com/mrc-ide/global-lmic-reports/master/AFG/projections.csv
https://raw.githubusercontent.com/mrc-ide/global-lmic-reports/master/AFG/projections.csv
https://raw.githubusercontent.com/mrc-ide/global-lmic-reports/master/AFG/projections.csv
https://raw.githubusercontent.com/mrc-ide/global-lmic-reports/master/AFG/projections.csv
https://raw.githubusercontent.com/mrc-ide/global-lmic-reports/master/AFG/projections.csv
https://raw.githubusercontent.com/mrc-ide/global-lmic-reports/master/AFG/projections.csv
https://raw.githubusercontent.com/mrc-ide/global-lmic-reports/master/AFG/projections.csv
https://raw.githubusercontent.com/mrc-ide/global-lmic-reports/master/AFG/projections.csv
https://raw.githubusercontent.com/mrc-ide/global-lmic-reports/master/AFG/projections.csv
https://raw.githubusercontent.com/mrc-ide/global-lmic-reports/master/AFG/projections.csv
https://raw.githubusercontent.com/mrc-ide/global-lmic-reports/master/AFG/projections.csv
https://raw.githubusercontent.com/mrc-ide/global-lmic-reports/master/AFG/projections.csv
https://raw.githubusercontent.com/mrc-ide/global-lmic-reports/master/AFG/projections.csv
https://raw.githubusercontent.com/mrc-ide/global-lmic-reports/master/AFG/projections.csv
https://raw.githubusercontent.com/mrc-ide/global-lmic-reports/master/AFG/projections.csv
https://raw.githubusercontent.com/mrc-ide/global-lmic-reports/master/AFG/projections.csv
https://raw.githubusercontent.com/mrc-ide/global-lmic-reports/master/AFG/projections.csv
https://raw.githubusercontent.com/mrc-ide/global-lmic-reports/master/AFG/projections.csv
https://raw.githubusercontent.com/mrc-ide/global-lmic-reports/master/AFG/projections.csv
https://raw.githubusercontent.com/mrc-ide/global-lmic-reports/master/AFG/projections.csv
https://raw.githubusercontent.com/mrc-ide/global-lmic-reports/master/AFG/projections.csv
https://raw.githubusercontent.com/mrc-ide/global-lmic-reports/master/AFG/projections.csv
https://raw.githubusercontent.com/mrc-ide/global-lmic-reports/master/AFG/projections.csv
https://raw.githubusercontent.com/mrc-ide/global-lmic-reports/master/AFG/projections.csv
https://raw.githubusercontent.com/mrc-ide/global-lmic-reports/master/AFG/projections.csv
https://raw.githubusercontent.com/mrc-ide/global-lmic-reports/master/AFG/projections.csv
https://raw.githubusercontent.com/mrc-ide/global-lmic-reports/master/AFG/projections.csv
https://raw.githubusercontent.com/mrc-ide/global-lmic-reports/master/AFG/projections.csv
https://raw.githubusercontent.com/mrc-ide/global-lmic-reports/master/AFG/projections.csv
https://raw.githubusercontent.com/mrc-ide/global-lmic-reports/master/AFG/projections.csv
https://raw.githubusercontent.com/mrc-ide/global-lmic-reports/master/AFG/projections.csv
https://raw.githubusercontent.com/mrc-ide/global-lmic-reports/master/AFG/projections.csv
https://raw.githubusercontent.com/mrc-ide/global-lmic-reports/master/AFG/projections.csv
https://raw.githubusercontent.com/mrc-ide/global-lmic-reports/master/AFG/projections.csv
https://raw.githubusercontent.com/mrc-ide/global-lmic-reports/master/AFG/projections.csv
https://raw.githubusercontent.com/mrc-ide/global-lmic-reports/master/AFG/projections.csv
https://raw.githubusercontent.com/mrc-ide/global-lmic-reports/master/AFG/projections.csv
https://raw.githubusercontent.com/mrc-ide/global-lmic-reports/master/AFG/projections.csv
https://raw.githubusercontent.com/mrc-ide/global-lmic-reports/master/AFG/projections.csv
https://raw.githubusercontent.com/mrc-ide/global-lmic-reports/master/AFG/projections.csv
https://raw.githubusercontent.com/mrc-ide/global-lmic-reports/master/AFG/projections.csv
https://raw.githubusercontent.com/mrc-ide/global-lmic-reports/master/AFG/projections.csv
https://raw.githubusercontent.com/mrc-ide/global-lmic-reports/master/AFG/projections.csv
https://raw.githubusercontent.com/mrc-ide/global-lmic-reports/master/AFG/projections.csv
https://raw.githubusercontent.com/mrc-ide/global-lmic-reports/master/AFG/projections.csv
https://raw.githubusercontent.com/mrc-ide/global-lmic-reports/master/AFG/projections.csv
https://raw.githubusercontent.com/mrc-ide/global-lmic-reports/master/AFG/projections.csv
https://raw.githubusercontent.com/mrc-ide/global-lmic-reports/master/AFG/projections.csv
https://raw.githubusercontent.com/mrc-ide/global-lmic-reports/master/AFG/projections.csv
https://raw.githubusercontent.com/mrc-ide/global-lmic-reports/master/AFG/projections.csv
https://raw.githubusercontent.com/mrc-ide/global-lmic-reports/master/AFG/projections.csv
https://raw.githubusercontent.com/mrc-ide/global-lmic-reports/master/AFG/projections.csv
https://raw.githubusercontent.com/mrc-ide/global-lmic-reports/master/AFG/projections.csv
https://raw.githubusercontent.com/mrc-ide/global-lmic-reports/master/AFG/projections.csv
https://raw.githubusercontent.com/mrc-ide/global-lmic-reports/master/AFG/projections.csv
https://raw.githubusercontent.com/mrc-ide/global-lmic-reports/master/AFG/projections.csv
https://raw.githubusercontent.com/mrc-ide/global-lmic-reports/master/AFG/projections.csv
https://raw.githubusercontent.com/mrc-ide/global-lmic-reports/master/AFG/projections.csv
https://raw.githubusercontent.com/mrc-ide/global-lmic-reports/master/AFG/projections.csv
https://raw.githubusercontent.com/mrc-ide/global-lmic-reports/master/AFG/projections.csv
https://raw.githubusercontent.com/mrc-ide/global-lmic-reports/master/AFG/projections.csv
https://raw.githubusercontent.com/mrc-ide/global-lmic-reports/master/AFG/projections.csv
https://raw.githubusercontent.com/mrc-ide/global-lmic-reports/master/AFG/projections.csv
https://raw.githubusercontent.com/mrc-ide/global-lmic-reports/master/AFG/projections.csv
https://raw.githubusercontent.com/mrc-ide/global-lmic-reports/master/AFG/projections.csv
https://raw.githubusercontent.com/mrc-ide/global-lmic-reports/master/AFG/projections.csv
https://raw.githubusercontent.com/mrc-ide/global-lmic-reports/master/AFG/projections.csv
https://raw.githubusercontent.com/mrc-ide/global-lmic-reports/master/AFG/projections.csv
https://raw.githubusercontent.com/mrc-ide/global-lmic-reports/master/AFG/projections.csv
https://raw.githubusercontent.com/mrc-ide/global-lmic-reports/master/AFG/projections.csv
https://raw.githubusercontent.com/mrc-ide/global-lmic-reports/master/AFG/projections.csv
https://raw.githubusercontent.com/mrc-ide/global-lmic-reports/master/AFG/projections.csv
https://raw.githubusercontent.com/mrc-ide/global-lmic-reports/master/AFG/projections.csv
https://raw.githubusercontent.com/mrc-ide/global-lmic-reports/master/AFG/projections.csv
https://raw.githubusercontent.com/mrc-ide/global-lmic-reports/master/AFG/projections.csv
https://raw.githubusercontent.com/mrc-ide/global-lmic-reports/master/AFG/projections.csv
https://raw.githubusercontent.com/mrc-ide/global-lmic-reports/master/AFG/projections.csv
https://raw.githubusercontent.com/mrc-ide/global-lmic-reports/master/AFG/projections.csv
https://raw.githubusercontent.com/mrc-ide/global-lmic-reports/master/AFG/projections.csv
https://raw.githubusercontent.com/mrc-ide/global-lmic-reports/master/AFG/projections.csv
https://raw.githubusercontent.com/mrc-ide/global-lmic-reports/master/AFG/projections.csv
https://raw.githubusercontent.com/mrc-ide/global-lmic-reports/master/AFG/projections.csv
https://raw.githubusercontent.com/mrc-ide/global-lmic-reports/master/AFG/projections.csv
https://raw.githubusercontent.com/mrc-ide/global-lmic-reports/master/AFG/projections.csv
https://raw.githubusercontent.com/mrc-ide/global-lmic-reports/master/AFG/projections.csv
https://raw.githubusercontent.com/mrc-ide/global-lmic-reports/master/AFG/projections.csv
https://raw.githubusercontent.com/mrc-ide/global-lmic-reports/master/AFG/projections.csv
https://raw.githubusercontent.com/mrc-ide/global-lmic-reports/master/AFG/projections.csv
https://raw.githubusercontent.com/mrc-ide/global-lmic-reports/master/AFG/projections.csv
https://raw.githubusercontent.com/mrc-ide/global-lmic-reports/master/AFG/projections.csv
https://raw.githubusercontent.com/mrc-ide/global-lmic-reports/master/AFG/projections.csv
https://raw.githubusercontent.com/mrc-ide/global-lmic-reports/master/AFG/projections.csv
https://raw.githubusercontent.com/mrc-ide/global-lmic-reports/master/AFG/projections.csv
https://raw.githubusercontent.com/mrc-ide/global-lmic-reports/master/AFG/projections.csv
https://raw.githubusercontent.com/mrc-ide/global-lmic-reports/master/AFG/projections.csv
https://raw.githubusercontent.com/mrc-ide/global-lmic-reports/master/AFG/projections.csv
https://raw.githubusercontent.com/mrc-ide/global-lmic-reports/master/AFG/projections.csv
https://raw.githubusercontent.com/mrc-ide/global-lmic-reports/master/AFG/projections.csv
https://raw.githubusercontent.com/mrc-ide/global-lmic-reports/master/AFG/projections.csv
https://raw.githubusercontent.com/mrc-ide/global-lmic-reports/master/AFG/projections.csv
https://raw.githubusercontent.com/mrc-ide/global-lmic-reports/master/AFG/projections.csv
https://raw.githubusercontent.com/mrc-ide/global-lmic-reports/master/AFG/projections.csv
https://raw.githubusercontent.com/mrc-ide/global-lmic-reports/master/AFG/projections.csv
https://raw.githubusercontent.com/mrc-ide/global-lmic-reports/master/AFG/projections.csv
https://raw.githubusercontent.com/mrc-ide/global-lmic-reports/master/AFG/projections.csv
https://raw.githubusercontent.com/mrc-ide/global-lmic-reports/master/AFG/projections.csv
https://raw.githubusercontent.com/mrc-ide/global-lmic-reports/master/AFG/projections.csv
https://raw.githubusercontent.com/mrc-ide/global-lmic-reports/master/AFG/projections.csv
https://raw.githubusercontent.com/mrc-ide/global-lmic-reports/master/AFG/projections.csv
https://raw.githubusercontent.com/mrc-ide/global-lmic-reports/master/AFG/projections.csv
https://raw.githubusercontent.com/mrc-ide/global-lmic-reports/master/AFG/projections.csv
https://raw.githubusercontent.com/mrc-ide/global-lmic-reports/master/AFG/projections.csv
https://raw.githubusercontent.com/mrc-ide/global-lmic-reports/master/AFG/projections.csv
https://raw.githubusercontent.com/mrc-ide/global-lmic-reports/master/AFG/projections.csv
https://raw.githubusercontent.com/mrc-ide/global-lmic-reports/master/AFG/projections.csv
https://raw.githubusercontent.com/mrc-ide/global-lmic-reports/master/AFG/projections.csv
https://raw.githubusercontent.com/mrc-ide/global-lmic-reports/master/AFG/projections.csv
https://raw.githubusercontent.com/mrc-ide/global-lmic-reports/master/AFG/projections.csv
https://raw.githubusercontent.com/mrc-ide/global-lmic-reports/master/AFG/projections.csv
https://raw.githubusercontent.com/mrc-ide/global-lmic-reports/master/AFG/projections.csv
https://raw.githubusercontent.com/mrc-ide/global-lmic-reports/master/AFG/projections.csv
https://raw.githubusercontent.com/mrc-ide/global-lmic-reports/master/AFG/projections.csv
https://raw.githubusercontent.com/mrc-ide/global-lmic-reports/master/AFG/projections.csv
https://raw.githubusercontent.com/mrc-ide/global-lmic-reports/master/AFG/projections.csv
https://raw.githubusercontent.com/mrc-ide/global-lmic-reports/master/AFG/projections.csv
https://raw.githubusercontent.com/mrc-ide/global-lmic-reports/master/AFG/projections.csv
https://raw.githubusercontent.com/mrc-ide/global-lmic-reports/master/AFG/projections.csv
https://raw.githubusercontent.com/mrc-ide/global-lmic-reports/master/AFG/projections.csv
https://raw.githubusercontent.com/mrc-ide/global-lmic-reports/master/AFG/projections.csv
https://raw.githubusercontent.com/mrc-ide/global-lmic-reports/master/AFG/projections.csv
https://raw.githubusercontent.com/mrc-ide/global-lmic-reports/master/AFG/projections.csv
https://raw.githubusercontent.com/mrc-ide/global-lmic-reports/master/AFG/projections.csv
https://raw.githubusercontent.com/mrc-ide/global-lmic-reports/master/AFG/projections.csv
https://raw.githubusercontent.com/mrc-ide/global-lmic-reports/master/AFG/projections.csv
https://raw.githubusercontent.com/mrc-ide/global-lmic-reports/master/AFG/projections.csv
https://raw.githubusercontent.com/mrc-ide/global-lmic-reports/master/AFG/projections.csv
https://raw.githubusercontent.com/mrc-ide/global-lmic-reports/master/AFG/projections.csv
https://raw.githubusercontent.com/mrc-ide/global-lmic-reports/master/AFG/projections.csv
https://raw.githubusercontent.com/mrc-ide/global-lmic-reports/master/AFG/projections.csv
https://raw.githubusercontent.com/mrc-ide/global-lmic-reports/master/AFG/projections.csv
https://raw.githubusercontent.com/mrc-ide/global-lmic-reports/master/AFG/projections.csv
https://raw.githubusercontent.com/mrc-ide/global-lmic-reports/master/AFG/projections.csv
https://raw.githubusercontent.com/mrc-ide/global-lmic-reports/master/AFG/projections.csv
https://raw.githubusercontent.com/mrc-ide/global-lmic-reports/master/AFG/projections.csv
https://raw.githubusercontent.com/mrc-ide/global-lmic-reports/master/AFG/projections.csv
https://raw.githubusercontent.com/mrc-ide/global-lmic-reports/master/AFG/projections.csv
https://raw.githubusercontent.com/mrc-ide/global-lmic-reports/master/AFG/projections.csv
https://raw.githubusercontent.com/mrc-ide/global-lmic-reports/master/AFG/projections.csv
https://raw.githubusercontent.com/mrc-ide/global-lmic-reports/master/AFG/projections.csv
https://raw.githubusercontent.com/mrc-ide/global-lmic-reports/master/AFG/projections.csv
https://raw.githubusercontent.com/mrc-ide/global-lmic-reports/master/AFG/projections.csv
https://raw.githubusercontent.com/mrc-ide/global-lmic-reports/master/AFG/projections.csv
https://raw.githubusercontent.com/mrc-ide/global-lmic-reports/master/AFG/projections.csv
https://raw.githubusercontent.com/mrc-ide/global-lmic-reports/master/AFG/projections.csv
https://raw.githubusercontent.com/mrc-ide/global-lmic-reports/master/AFG/projections.csv
https://raw.githubusercontent.com/mrc-ide/global-lmic-reports/master/AFG/projections.csv
https://raw.githubusercontent.com/mrc-ide/global-lmic-reports/master/AFG/projections.csv
https://raw.githubusercontent.com/mrc-ide/global-lmic-reports/master/AFG/projections.csv
https://raw.githubusercontent.com/mrc-ide/global-lmic-reports/master/AFG/projections.csv
https://raw.githubusercontent.com/mrc-ide/global-lmic-reports/master/AFG/projections.csv
https://raw.githubusercontent.com/mrc-ide/global-lmic-reports/master/AFG/projections.csv
https://raw.githubusercontent.com/mrc-ide/global-lmic-reports/master/AFG/projections.csv
https://raw.githubusercontent.com/mrc-ide/global-lmic-reports/master/AFG/projections.csv
https://raw.githubusercontent.com/mrc-ide/global-lmic-reports/master/AFG/projections.csv
https://raw.githubusercontent.com/mrc-ide/global-lmic-reports/master/AFG/projections.csv
https://raw.githubusercontent.com/mrc-ide/global-lmic-reports/master/AFG/projections.csv
https://raw.githubusercontent.com/mrc-ide/global-lmic-reports/master/AFG/projections.csv
https://raw.githubusercontent.com/mrc-ide/global-lmic-reports/master/AFG/projections.csv
https://raw.githubusercontent.com/mrc-ide/global-lmic-reports/master/AFG/projections.csv
https://raw.githubusercontent.com/mrc-ide/global-lmic-reports/master/AFG/projections.csv
https://raw.githubusercontent.com/mrc-ide/global-lmic-reports/master/AFG/projections.csv
https://raw.githubusercontent.com/mrc-ide/global-lmic-reports/master/AFG/projections.csv
https://raw.githubusercontent.com/mrc-ide/global-lmic-reports/master/AFG/projections.csv
https://raw.githubusercontent.com/mrc-ide/global-lmic-reports/master/AFG/projections.csv
https://raw.githubusercontent.com/mrc-ide/global-lmic-reports/master/AFG/projections.csv
https://raw.githubusercontent.com/mrc-ide/global-lmic-reports/master/AFG/projections.csv
https://raw.githubusercontent.com/mrc-ide/global-lmic-reports/master/AFG/projections.csv
https://raw.githubusercontent.com/mrc-ide/global-lmic-reports/master/AFG/projections.csv
https://raw.githubusercontent.com/mrc-ide/global-lmic-reports/master/AFG/projections.csv
https://raw.githubusercontent.com/mrc-ide/global-lmic-reports/master/AFG/projections.csv
https://raw.githubusercontent.com/mrc-ide/global-lmic-reports/master/AFG/projections.csv
https://raw.githubusercontent.com/mrc-ide/global-lmic-reports/master/AFG/projections.csv
https://raw.githubusercontent.com/mrc-ide/global-lmic-reports/master/AFG/projections.csv
https://raw.githubusercontent.com/mrc-ide/global-lmic-reports/master/AFG/projections.csv
https://raw.githubusercontent.com/mrc-ide/global-lmic-reports/master/AFG/projections.csv
https://raw.githubusercontent.com/mrc-ide/global-lmic-reports/master/AFG/projections.csv
https://raw.githubusercontent.com/mrc-ide/global-lmic-reports/master/AFG/projections.csv
https://raw.githubusercontent.com/mrc-ide/global-lmic-reports/master/AFG/projections.csv
https://raw.githubusercontent.com/mrc-ide/global-lmic-reports/master/AFG/projections.csv
https://raw.githubusercontent.com/mrc-ide/global-lmic-reports/master/AFG/projections.csv
https://raw.githubusercontent.com/mrc-ide/global-lmic-reports/master/AFG/projections.csv
https://raw.githubusercontent.com/mrc-ide/global-lmic-reports/master/AFG/projections.csv
https://raw.githubusercontent.com/mrc-ide/global-lmic-reports/master/AFG/projections.csv
https://raw.githubusercontent.com/mrc-ide/global-lmic-reports/master/AFG/projections.csv
https://raw.githubusercontent.com/mrc-ide/global-lmic-reports/master/AFG/projections.csv
https://raw.githubusercontent.com/mrc-ide/global-lmic-reports/master/AFG/projections.csv
https://raw.githubusercontent.com/mrc-ide/global-lmic-reports/master/AFG/projections.csv
https://raw.githubusercontent.com/mrc-ide/global-lmic-reports/master/AFG/projections.csv
https://raw.githubusercontent.com/mrc-ide/global-lmic-reports/master/AFG/projections.csv
https://raw.githubusercontent.com/mrc-ide/global-lmic-reports/master/AFG/projections.csv
https://raw.githubusercontent.com/mrc-ide/global-lmic-reports/master/AFG/projections.csv
https://raw.githubusercontent.com/mrc-ide/global-lmic-reports/master/AFG/projections.csv
https://raw.githubusercontent.com/mrc-ide/global-lmic-reports/master/AFG/projections.csv
https://raw.githubusercontent.com/mrc-ide/global-lmic-reports/master/AFG/projections.csv
https://raw.githubusercontent.com/mrc-ide/global-lmic-reports/master/AFG/projections.csv
https://raw.githubusercontent.com/mrc-ide/global-lmic-reports/master/AFG/projections.csv
https://raw.githubusercontent.com/mrc-ide/global-lmic-reports/master/AFG/projections.csv
https://raw.githubusercontent.com/mrc-ide/global-lmic-reports/master/AFG/projections.csv
https://raw.githubusercontent.com/mrc-ide/global-lmic-reports/master/AFG/projections.csv
https://raw.githubusercontent.com/mrc-ide/global-lmic-reports/master/AFG/projections.csv
https://raw.githubusercontent.com/mrc-ide/global-lmic-reports/master/AFG/projections.csv
https://raw.githubusercontent.com/mrc-ide/global-lmic-reports/master/AFG/projections.csv
https://raw.githubusercontent.com/mrc-ide/global-lmic-reports/master/AFG/projections.csv
https://raw.githubusercontent.com/mrc-ide/global-lmic-reports/master/AFG/projections.csv
https://raw.githubusercontent.com/mrc-ide/global-lmic-reports/master/AFG/projections.csv
https://raw.githubusercontent.com/mrc-ide/global-lmic-reports/master/AFG/projections.csv
https://raw.githubusercontent.com/mrc-ide/global-lmic-reports/master/AFG/projections.csv
https://raw.githubusercontent.com/mrc-ide/global-lmic-reports/master/AFG/projections.csv
https://raw.githubusercontent.com/mrc-ide/global-lmic-reports/master/AFG/projections.csv
https://raw.githubusercontent.com/mrc-ide/global-lmic-reports/master/AFG/projections.csv
https://raw.githubusercontent.com/mrc-ide/global-lmic-reports/master/AFG/projections.csv
https://raw.githubusercontent.com/mrc-ide/global-lmic-reports/master/AFG/projections.csv
https://raw.githubusercontent.com/mrc-ide/global-lmic-reports/master/AFG/projections.csv
https://raw.githubusercontent.com/mrc-ide/global-lmic-reports/master/AFG/projections.csv
https://raw.githubusercontent.com/mrc-ide/global-lmic-reports/master/AFG/projections.csv
https://raw.githubusercontent.com/mrc-ide/global-lmic-reports/master/AFG/projections.csv
https://raw.githubusercontent.com/mrc-ide/global-lmic-reports/master/AFG/projections.csv
https://raw.githubusercontent.com/mrc-ide/global-lmic-reports/master/AFG/projections.csv
https://raw.githubusercontent.com/mrc-ide/global-lmic-reports/master/AFG/projections.csv
https://raw.githubusercontent.com/mrc-ide/global-lmic-reports/master/AFG/projections.csv
https://raw.githubusercontent.com/mrc-ide/global-lmic-reports/master/AFG/projections.csv
https://raw.githubusercontent.com/mrc-ide/global-lmic-reports/master/AFG/projections.csv
https://raw.githubusercontent.com/mrc-ide/global-lmic-reports/master/AFG/projections.csv
https://raw.githubusercontent.com/mrc-ide/global-lmic-reports/master/AFG/projections.csv
https://raw.githubusercontent.com/mrc-ide/global-lmic-reports/master/AFG/projections.csv
https://raw.githubusercontent.com/mrc-ide/global-lmic-reports/master/AFG/projections.csv
https://raw.githubusercontent.com/mrc-ide/global-lmic-reports/master/AFG/projections.csv
https://raw.githubusercontent.com/mrc-ide/global-lmic-reports/master/AFG/projections.csv
https://raw.githubusercontent.com/mrc-ide/global-lmic-reports/master/AFG/projections.csv
https://raw.githubusercontent.com/mrc-ide/global-lmic-reports/master/AFG/projections.csv
https://raw.githubusercontent.com/mrc-ide/global-lmic-reports/master/AFG/projections.csv
https://raw.githubusercontent.com/mrc-ide/global-lmic-reports/master/AFG/projections.csv
https://raw.githubusercontent.com/mrc-ide/global-lmic-reports/master/AFG/projections.csv
https://raw.githubusercontent.com/mrc-ide/global-lmic-reports/master/AFG/projections.csv
https://raw.githubusercontent.com/mrc-ide/global-lmic-reports/master/AFG/projections.csv
https://raw.githubusercontent.com/mrc-ide/global-lmic-reports/master/AFG/projections.csv
https://raw.githubusercontent.com/mrc-ide/global-lmic-reports/master/AFG/projections.csv
https://raw.githubusercontent.com/mrc-ide/global-lmic-reports/master/AFG/projections.csv
https://raw.githubusercontent.com/mrc-ide/global-lmic-reports/master/AFG/projections.csv
https://raw.githubusercontent.com/mrc-ide/global-lmic-reports/master/AFG/projections.csv
https://raw.githubusercontent.com/mrc-ide/global-lmic-reports/master/AFG/projections.csv
https://raw.githubusercontent.com/mrc-ide/global-lmic-reports/master/AFG/projections.csv
https://raw.githubusercontent.com/mrc-ide/global-lmic-reports/master/AFG/projections.csv
https://raw.githubusercontent.com/mrc-ide/global-lmic-reports/master/AFG/projections.csv
https://raw.githubusercontent.com/mrc-ide/global-lmic-reports/master/AFG/projections.csv
https://raw.githubusercontent.com/mrc-ide/global-lmic-reports/master/AFG/projections.csv
https://raw.githubusercontent.com/mrc-ide/global-lmic-reports/master/AFG/projections.csv
https://raw.githubusercontent.com/mrc-ide/global-lmic-reports/master/AFG/projections.csv
https://raw.githubusercontent.com/mrc-ide/global-lmic-reports/master/AFG/projections.csv
https://raw.githubusercontent.com/mrc-ide/global-lmic-reports/master/AFG/projections.csv
https://raw.githubusercontent.com/mrc-ide/global-lmic-reports/master/AFG/projections.csv
https://raw.githubusercontent.com/mrc-ide/global-lmic-reports/master/AFG/projections.csv
https://raw.githubusercontent.com/mrc-ide/global-lmic-reports/master/AFG/projections.csv
https://raw.githubusercontent.com/mrc-ide/global-lmic-reports/master/AFG/projections.csv
https://raw.githubusercontent.com/mrc-ide/global-lmic-reports/master/AFG/projections.csv
https://raw.githubusercontent.com/mrc-ide/global-lmic-reports/master/AFG/projections.csv
https://raw.githubusercontent.com/mrc-ide/global-lmic-reports/master/AFG/projections.csv
https://raw.githubusercontent.com/mrc-ide/global-lmic-reports/master/AFG/projections.csv
https://raw.githubusercontent.com/mrc-ide/global-lmic-reports/master/AFG/projections.csv
https://raw.githubusercontent.com/mrc-ide/global-lmic-reports/master/AFG/projections.csv
https://raw.githubusercontent.com/mrc-ide/global-lmic-reports/master/AFG/projections.csv
https://raw.githubusercontent.com/mrc-ide/global-lmic-reports/master/AFG/projections.csv
https://raw.githubusercontent.com/mrc-ide/global-lmic-reports/master/AFG/projections.csv
https://raw.githubusercontent.com/mrc-ide/global-lmic-reports/master/AFG/projections.csv
https://raw.githubusercontent.com/mrc-ide/global-lmic-reports/master/AFG/projections.csv
https://raw.githubusercontent.com/mrc-ide/global-lmic-reports/master/AFG/projections.csv
https://raw.githubusercontent.com/mrc-ide/global-lmic-reports/master/AFG/projections.csv
https://raw.githubusercontent.com/mrc-ide/global-lmic-reports/master/AFG/projections.csv
https://raw.githubusercontent.com/mrc-ide/global-lmic-reports/master/AFG/projections.csv
https://raw.githubusercontent.com/mrc-ide/global-lmic-reports/master/AFG/projections.csv
https://raw.githubusercontent.com/mrc-ide/global-lmic-reports/master/AFG/projections.csv
https://raw.githubusercontent.com/mrc-ide/global-lmic-reports/master/AFG/projections.csv
https://raw.githubusercontent.com/mrc-ide/global-lmic-reports/master/AFG/projections.csv
https://raw.githubusercontent.com/mrc-ide/global-lmic-reports/master/AFG/projections.csv
https://raw.githubusercontent.com/mrc-ide/global-lmic-reports/master/AFG/projections.csv
https://raw.githubusercontent.com/mrc-ide/global-lmic-reports/master/AFG/projections.csv
https://raw.githubusercontent.com/mrc-ide/global-lmic-reports/master/AFG/projections.csv
https://raw.githubusercontent.com/mrc-ide/global-lmic-reports/master/AFG/projections.csv
https://raw.githubusercontent.com/mrc-ide/global-lmic-reports/master/AFG/projections.csv
https://raw.githubusercontent.com/mrc-ide/global-lmic-reports/master/AFG/projections.csv
https://raw.githubusercontent.com/mrc-ide/global-lmic-reports/master/AFG/projections.csv
https://raw.githubusercontent.com/mrc-ide/global-lmic-reports/master/AFG/projections.csv
https://raw.githubusercontent.com/mrc-ide/global-lmic-reports/master/AFG/projections.csv
https://raw.githubusercontent.com/mrc-ide/global-lmic-reports/master/AFG/projections.csv
https://raw.githubusercontent.com/mrc-ide/global-lmic-reports/master/AFG/projections.csv
https://raw.githubusercontent.com/mrc-ide/global-lmic-reports/master/AFG/projections.csv
https://raw.githubusercontent.com/mrc-ide/global-lmic-reports/master/AFG/projections.csv
https://raw.githubusercontent.com/mrc-ide/global-lmic-reports/master/AFG/projections.csv
https://raw.githubusercontent.com/mrc-ide/global-lmic-reports/master/AFG/projections.csv
https://raw.githubusercontent.com/mrc-ide/global-lmic-reports/master/AFG/projections.csv
https://raw.githubusercontent.com/mrc-ide/global-lmic-reports/master/AFG/projections.csv
https://raw.githubusercontent.com/mrc-ide/global-lmic-reports/master/AFG/projections.csv
https://raw.githubusercontent.com/mrc-ide/global-lmic-reports/master/AFG/projections.csv
https://raw.githubusercontent.com/mrc-ide/global-lmic-reports/master/AFG/projections.csv
https://raw.githubusercontent.com/mrc-ide/global-lmic-reports/master/AFG/projections.csv
https://raw.githubusercontent.com/mrc-ide/global-lmic-reports/master/AFG/projections.csv
https://raw.githubusercontent.com/mrc-ide/global-lmic-reports/master/AFG/projections.csv
https://raw.githubusercontent.com/mrc-ide/global-lmic-reports/master/AFG/projections.csv
https://raw.githubusercontent.com/mrc-ide/global-lmic-reports/master/AFG/projections.csv
https://raw.githubusercontent.com/mrc-ide/global-lmic-reports/master/AFG/projections.csv
https://raw.githubusercontent.com/mrc-ide/global-lmic-reports/master/AFG/projections.csv
https://raw.githubusercontent.com/mrc-ide/global-lmic-reports/master/AFG/projections.csv
https://raw.githubusercontent.com/mrc-ide/global-lmic-reports/master/AFG/projections.csv
https://raw.githubusercontent.com/mrc-ide/global-lmic-reports/master/AFG/projections.csv
https://raw.githubusercontent.com/mrc-ide/global-lmic-reports/master/AFG/projections.csv
https://raw.githubusercontent.com/mrc-ide/global-lmic-reports/master/AFG/projections.csv
https://raw.githubusercontent.com/mrc-ide/global-lmic-reports/master/AFG/projections.csv
https://raw.githubusercontent.com/mrc-ide/global-lmic-reports/master/AFG/projections.csv
https://raw.githubusercontent.com/mrc-ide/global-lmic-reports/master/AFG/projections.csv
https://raw.githubusercontent.com/mrc-ide/global-lmic-reports/master/AFG/projections.csv
https://raw.githubusercontent.com/mrc-ide/global-lmic-reports/master/AFG/projections.csv
https://raw.githubusercontent.com/mrc-ide/global-lmic-reports/master/AFG/projections.csv
https://raw.githubusercontent.com/mrc-ide/global-lmic-reports/master/AFG/projections.csv
https://raw.githubusercontent.com/mrc-ide/global-lmic-reports/master/AFG/projections.csv
https://raw.githubusercontent.com/mrc-ide/global-lmic-reports/master/AFG/projections.csv
https://raw.githubusercontent.com/mrc-ide/global-lmic-reports/master/AFG/projections.csv
https://raw.githubusercontent.com/mrc-ide/global-lmic-reports/master/AFG/projections.csv
https://raw.githubusercontent.com/mrc-ide/global-lmic-reports/master/AFG/projections.csv
https://raw.githubusercontent.com/mrc-ide/global-lmic-reports/master/AFG/projections.csv
https://raw.githubusercontent.com/mrc-ide/global-lmic-reports/master/AFG/projections.csv
https://raw.githubusercontent.com/mrc-ide/global-lmic-reports/master/AFG/projections.csv
https://raw.githubusercontent.com/mrc-ide/global-lmic-reports/master/AFG/projections.csv
https://raw.githubusercontent.com/mrc-ide/global-lmic-reports/master/AFG/projections.csv
https://raw.githubusercontent.com/mrc-ide/global-lmic-reports/master/AFG/projections.csv
https://raw.githubusercontent.com/mrc-ide/global-lmic-reports/master/AFG/projections.csv
https://raw.githubusercontent.com/mrc-ide/global-lmic-reports/master/AFG/projections.csv
https://raw.githubusercontent.com/mrc-ide/global-lmic-reports/master/AFG/projections.csv
https://raw.githubusercontent.com/mrc-ide/global-lmic-reports/master/AFG/projections.csv
https://raw.githubusercontent.com/mrc-ide/global-lmic-reports/master/AFG/projections.csv
https://raw.githubusercontent.com/mrc-ide/global-lmic-reports/master/AFG/projections.csv
https://raw.githubusercontent.com/mrc-ide/global-lmic-reports/master/AFG/projections.csv
https://raw.githubusercontent.com/mrc-ide/global-lmic-reports/master/AFG/projections.csv
https://raw.githubusercontent.com/mrc-ide/global-lmic-reports/master/AFG/projections.csv
https://raw.githubusercontent.com/mrc-ide/global-lmic-reports/master/AFG/projections.csv
https://raw.githubusercontent.com/mrc-ide/global-lmic-reports/master/AFG/projections.csv
https://raw.githubusercontent.com/mrc-ide/global-lmic-reports/master/AFG/projections.csv
https://raw.githubusercontent.com/mrc-ide/global-lmic-reports/master/AFG/projections.csv
https://raw.githubusercontent.com/mrc-ide/global-lmic-reports/master/AFG/projections.csv
https://raw.githubusercontent.com/mrc-ide/global-lmic-reports/master/AFG/projections.csv
https://raw.githubusercontent.com/mrc-ide/global-lmic-reports/master/AFG/projections.csv
https://raw.githubusercontent.com/mrc-ide/global-lmic-reports/master/AFG/projections.csv
https://raw.githubusercontent.com/mrc-ide/global-lmic-reports/master/AFG/projections.csv
https://raw.githubusercontent.com/mrc-ide/global-lmic-reports/master/AFG/projections.csv
https://raw.githubusercontent.com/mrc-ide/global-lmic-reports/master/AFG/projections.csv
https://raw.githubusercontent.com/mrc-ide/global-lmic-reports/master/AFG/projections.csv
https://raw.githubusercontent.com/mrc-ide/global-lmic-reports/master/AFG/projections.csv
https://raw.githubusercontent.com/mrc-ide/global-lmic-reports/master/AFG/projections.csv
https://raw.githubusercontent.com/mrc-ide/global-lmic-reports/master/AFG/projections.csv
https://raw.githubusercontent.com/mrc-ide/global-lmic-reports/master/AFG/projections.csv
https://raw.githubusercontent.com/mrc-ide/global-lmic-reports/master/AFG/projections.csv
https://raw.githubusercontent.com/mrc-ide/global-lmic-reports/master/AFG/projections.csv
https://raw.githubusercontent.com/mrc-ide/global-lmic-reports/master/AFG/projections.csv
https://raw.githubusercontent.com/mrc-ide/global-lmic-reports/master/AFG/projections.csv
https://raw.githubusercontent.com/mrc-ide/global-lmic-reports/master/AFG/projections.csv
https://raw.githubusercontent.com/mrc-ide/global-lmic-reports/master/AFG/projections.csv
https://raw.githubusercontent.com/mrc-ide/global-lmic-reports/master/AFG/projections.csv
https://raw.githubusercontent.com/mrc-ide/global-lmic-reports/master/AFG/projections.csv
https://raw.githubusercontent.com/mrc-ide/global-lmic-reports/master/AFG/projections.csv
https://raw.githubusercontent.com/mrc-ide/global-lmic-reports/master/AFG/projections.csv
https://raw.githubusercontent.com/mrc-ide/global-lmic-reports/master/AFG/projections.csv
https://raw.githubusercontent.com/mrc-ide/global-lmic-reports/master/AFG/projections.csv
https://raw.githubusercontent.com/mrc-ide/global-lmic-reports/master/AFG/projections.csv
https://raw.githubusercontent.com/mrc-ide/global-lmic-reports/master/AFG/projections.csv
https://raw.githubusercontent.com/mrc-ide/global-lmic-reports/master/AFG/projections.csv
https://raw.githubusercontent.com/mrc-ide/global-lmic-reports/master/AFG/projections.csv
https://raw.githubusercontent.com/mrc-ide/global-lmic-reports/master/AFG/projections.csv
https://raw.githubusercontent.com/mrc-ide/global-lmic-reports/master/AFG/projections.csv
https://raw.githubusercontent.com/mrc-ide/global-lmic-reports/master/AFG/projections.csv
https://raw.githubusercontent.com/mrc-ide/global-lmic-reports/master/AFG/projections.csv
https://raw.githubusercontent.com/mrc-ide/global-lmic-reports/master/AFG/projections.csv
https://raw.githubusercontent.com/mrc-ide/global-lmic-reports/master/AFG/projections.csv
https://raw.githubusercontent.com/mrc-ide/global-lmic-reports/master/AFG/projections.csv
https://raw.githubusercontent.com/mrc-ide/global-lmic-reports/master/AFG/projections.csv
https://raw.githubusercontent.com/mrc-ide/global-lmic-reports/master/AFG/projections.csv
https://raw.githubusercontent.com/mrc-ide/global-lmic-reports/master/AFG/projections.csv
https://raw.githubusercontent.com/mrc-ide/global-lmic-reports/master/AFG/projections.csv
https://raw.githubusercontent.com/mrc-ide/global-lmic-reports/master/AFG/projections.csv
https://raw.githubusercontent.com/mrc-ide/global-lmic-reports/master/AFG/projections.csv
https://raw.githubusercontent.com/mrc-ide/global-lmic-reports/master/AFG/projections.csv
https://raw.githubusercontent.com/mrc-ide/global-lmic-reports/master/AFG/projections.csv
https://raw.githubusercontent.com/mrc-ide/global-lmic-reports/master/AFG/projections.csv
https://raw.githubusercontent.com/mrc-ide/global-lmic-reports/master/AFG/projections.csv
https://raw.githubusercontent.com/mrc-ide/global-lmic-reports/master/AFG/projections.csv
https://raw.githubusercontent.com/mrc-ide/global-lmic-reports/master/AFG/projections.csv
https://raw.githubusercontent.com/mrc-ide/global-lmic-reports/master/AFG/projections.csv
https://raw.githubusercontent.com/mrc-ide/global-lmic-reports/master/AFG/projections.csv
https://raw.githubusercontent.com/mrc-ide/global-lmic-reports/master/AFG/projections.csv
https://raw.githubusercontent.com/mrc-ide/global-lmic-reports/master/AFG/projections.csv
https://raw.githubusercontent.com/mrc-ide/global-lmic-reports/master/AFG/projections.csv
https://raw.githubusercontent.com/mrc-ide/global-lmic-reports/master/AFG/projections.csv
https://raw.githubusercontent.com/mrc-ide/global-lmic-reports/master/AFG/projections.csv
https://raw.githubusercontent.com/mrc-ide/global-lmic-reports/master/AFG/projections.csv
https://raw.githubusercontent.com/mrc-ide/global-lmic-reports/master/AFG/projections.csv
https://raw.githubusercontent.com/mrc-ide/global-lmic-reports/master/AFG/projections.csv
https://raw.githubusercontent.com/mrc-ide/global-lmic-reports/master/AFG/projections.csv
https://raw.githubusercontent.com/mrc-ide/global-lmic-reports/master/AFG/projections.csv
https://raw.githubusercontent.com/mrc-ide/global-lmic-reports/master/AFG/projections.csv
https://raw.githubusercontent.com/mrc-ide/global-lmic-reports/master/AFG/projections.csv
https://raw.githubusercontent.com/mrc-ide/global-lmic-reports/master/AFG/projections.csv
https://raw.githubusercontent.com/mrc-ide/global-lmic-reports/master/AFG/projections.csv
https://raw.githubusercontent.com/mrc-ide/global-lmic-reports/master/AFG/projections.csv
https://raw.githubusercontent.com/mrc-ide/global-lmic-reports/master/AFG/projections.csv
https://raw.githubusercontent.com/mrc-ide/global-lmic-reports/master/AFG/projections.csv
https://raw.githubusercontent.com/mrc-ide/global-lmic-reports/master/AFG/projections.csv
https://raw.githubusercontent.com/mrc-ide/global-lmic-reports/master/AFG/projections.csv
https://raw.githubusercontent.com/mrc-ide/global-lmic-reports/master/AFG/projections.csv
https://raw.githubusercontent.com/mrc-ide/global-lmic-reports/master/AFG/projections.csv
https://raw.githubusercontent.com/mrc-ide/global-lmic-reports/master/AFG/projections.csv
https://raw.githubusercontent.com/mrc-ide/global-lmic-reports/master/AFG/projections.csv
https://raw.githubusercontent.com/mrc-ide/global-lmic-reports/master/AFG/projections.csv
https://raw.githubusercontent.com/mrc-ide/global-lmic-reports/master/AFG/projections.csv
https://raw.githubusercontent.com/mrc-ide/global-lmic-reports/master/AFG/projections.csv
https://raw.githubusercontent.com/mrc-ide/global-lmic-reports/master/AFG/projections.csv
https://raw.githubusercontent.com/mrc-ide/global-lmic-reports/master/AFG/projections.csv
https://raw.githubusercontent.com/mrc-ide/global-lmic-reports/master/AFG/projections.csv
https://raw.githubusercontent.com/mrc-ide/global-lmic-reports/master/AFG/projections.csv
https://raw.githubusercontent.com/mrc-ide/global-lmic-reports/master/AFG/projections.csv
https://raw.githubusercontent.com/mrc-ide/global-lmic-reports/master/AFG/projections.csv
https://raw.githubusercontent.com/mrc-ide/global-lmic-reports/master/AFG/projections.csv
https://raw.githubusercontent.com/mrc-ide/global-lmic-reports/master/AFG/projections.csv
https://raw.githubusercontent.com/mrc-ide/global-lmic-reports/master/AFG/projections.csv
https://raw.githubusercontent.com/mrc-ide/global-lmic-reports/master/AFG/projections.csv
https://raw.githubusercontent.com/mrc-ide/global-lmic-reports/master/AFG/projections.csv
https://raw.githubusercontent.com/mrc-ide/global-lmic-reports/master/AFG/projections.csv
https://raw.githubusercontent.com/mrc-ide/global-lmic-reports/master/AFG/projections.csv
https://raw.githubusercontent.com/mrc-ide/global-lmic-reports/master/AFG/projections.csv
https://raw.githubusercontent.com/mrc-ide/global-lmic-reports/master/AFG/projections.csv
https://raw.githubusercontent.com/mrc-ide/global-lmic-reports/master/AFG/projections.csv
https://raw.githubusercontent.com/mrc-ide/global-lmic-reports/master/AFG/projections.csv
https://raw.githubusercontent.com/mrc-ide/global-lmic-reports/master/AFG/projections.csv
https://raw.githubusercontent.com/mrc-ide/global-lmic-reports/master/AFG/projections.csv
https://raw.githubusercontent.com/mrc-ide/global-lmic-reports/master/AFG/projections.csv
https://raw.githubusercontent.com/mrc-ide/global-lmic-reports/master/AFG/projections.csv
https://raw.githubusercontent.com/mrc-ide/global-lmic-reports/master/AFG/projections.csv
https://raw.githubusercontent.com/mrc-ide/global-lmic-reports/master/AFG/projections.csv
https://raw.githubusercontent.com/mrc-ide/global-lmic-reports/master/AFG/projections.csv
https://raw.githubusercontent.com/mrc-ide/global-lmic-reports/master/AFG/projections.csv
https://raw.githubusercontent.com/mrc-ide/global-lmic-reports/master/AFG/projections.csv
https://raw.githubusercontent.com/mrc-ide/global-lmic-reports/master/AFG/projections.csv
https://raw.githubusercontent.com/mrc-ide/global-lmic-reports/master/AFG/projections.csv
https://raw.githubusercontent.com/mrc-ide/global-lmic-reports/master/AFG/projections.csv
https://raw.githubusercontent.com/mrc-ide/global-lmic-reports/master/AFG/projections.csv
https://raw.githubusercontent.com/mrc-ide/global-lmic-reports/master/AFG/projections.csv
https://raw.githubusercontent.com/mrc-ide/global-lmic-reports/master/AFG/projections.csv
https://raw.githubusercontent.com/mrc-ide/global-lmic-reports/master/AFG/projections.csv
https://raw.githubusercontent.com/mrc-ide/global-lmic-reports/master/AFG/projections.csv
https://raw.githubusercontent.com/mrc-ide/global-lmic-reports/master/AFG/projections.csv
https://raw.githubusercontent.com/mrc-ide/global-lmic-reports/master/AFG/projections.csv
https://raw.githubusercontent.com/mrc-ide/global-lmic-reports/master/AFG/projections.csv
https://raw.githubusercontent.com/mrc-ide/global-lmic-reports/master/AFG/projections.csv
https://raw.githubusercontent.com/mrc-ide/global-lmic-reports/master/AFG/projections.csv
https://raw.githubusercontent.com/mrc-ide/global-lmic-reports/master/AFG/projections.csv
https://raw.githubusercontent.com/mrc-ide/global-lmic-reports/master/AFG/projections.csv
https://raw.githubusercontent.com/mrc-ide/global-lmic-reports/master/AFG/projections.csv
https://raw.githubusercontent.com/mrc-ide/global-lmic-reports/master/AFG/projections.csv
https://raw.githubusercontent.com/mrc-ide/global-lmic-reports/master/AFG/projections.csv
https://raw.githubusercontent.com/mrc-ide/global-lmic-reports/master/AFG/projections.csv
https://raw.githubusercontent.com/mrc-ide/global-lmic-reports/master/AFG/projections.csv
https://raw.githubusercontent.com/mrc-ide/global-lmic-reports/master/AFG/projections.csv
https://raw.githubusercontent.com/mrc-ide/global-lmic-reports/master/AFG/projections.csv
https://raw.githubusercontent.com/mrc-ide/global-lmic-reports/master/AFG/projections.csv
https://raw.githubusercontent.com/mrc-ide/global-lmic-reports/master/AFG/projections.csv
https://raw.githubusercontent.com/mrc-ide/global-lmic-reports/master/AFG/projections.csv
https://raw.githubusercontent.com/mrc-ide/global-lmic-reports/master/AFG/projections.csv
https://raw.githubusercontent.com/mrc-ide/global-lmic-reports/master/AFG/projections.csv
https://raw.githubusercontent.com/mrc-ide/global-lmic-reports/master/AFG/projections.csv
https://raw.githubusercontent.com/mrc-ide/global-lmic-reports/master/AFG/projections.csv
https://raw.githubusercontent.com/mrc-ide/global-lmic-reports/master/AFG/projections.csv
https://raw.githubusercontent.com/mrc-ide/global-lmic-reports/master/AFG/projections.csv
https://raw.githubusercontent.com/mrc-ide/global-lmic-reports/master/AFG/projections.csv
https://raw.githubusercontent.com/mrc-ide/global-lmic-reports/master/AFG/projections.csv
https://raw.githubusercontent.com/mrc-ide/global-lmic-reports/master/AFG/projections.csv
https://raw.githubusercontent.com/mrc-ide/global-lmic-reports/master/AFG/projections.csv
https://raw.githubusercontent.com/mrc-ide/global-lmic-reports/master/AFG/projections.csv
https://raw.githubusercontent.com/mrc-ide/global-lmic-reports/master/AFG/projections.csv
https://raw.githubusercontent.com/mrc-ide/global-lmic-reports/master/AFG/projections.csv
https://raw.githubusercontent.com/mrc-ide/global-lmic-reports/master/AFG/projections.csv
https://raw.githubusercontent.com/mrc-ide/global-lmic-reports/master/AFG/projections.csv
https://raw.githubusercontent.com/mrc-ide/global-lmic-reports/master/AFG/projections.csv
https://raw.githubusercontent.com/mrc-ide/global-lmic-reports/master/AFG/projections.csv
https://raw.githubusercontent.com/mrc-ide/global-lmic-reports/master/AFG/projections.csv
https://raw.githubusercontent.com/mrc-ide/global-lmic-reports/master/AFG/projections.csv
https://raw.githubusercontent.com/mrc-ide/global-lmic-reports/master/AFG/projections.csv
https://raw.githubusercontent.com/mrc-ide/global-lmic-reports/master/AFG/projections.csv
https://raw.githubusercontent.com/mrc-ide/global-lmic-reports/master/AFG/projections.csv
https://raw.githubusercontent.com/mrc-ide/global-lmic-reports/master/AFG/projections.csv
https://raw.githubusercontent.com/mrc-ide/global-lmic-reports/master/AFG/projections.csv
https://raw.githubusercontent.com/mrc-ide/global-lmic-reports/master/AFG/projections.csv
https://raw.githubusercontent.com/mrc-ide/global-lmic-reports/master/AFG/projections.csv
https://raw.githubusercontent.com/mrc-ide/global-lmic-reports/master/AFG/projections.csv
https://raw.githubusercontent.com/mrc-ide/global-lmic-reports/master/AFG/projections.csv
https://raw.githubusercontent.com/mrc-ide/global-lmic-reports/master/AFG/projections.csv
https://raw.githubusercontent.com/mrc-ide/global-lmic-reports/master/AFG/projections.csv
https://raw.githubusercontent.com/mrc-ide/global-lmic-reports/master/AFG/projections.csv
https://raw.githubusercontent.com/mrc-ide/global-lmic-reports/master/AFG/projections.csv
https://raw.githubusercontent.com/mrc-ide/global-lmic-reports/master/AFG/projections.csv
https://raw.githubusercontent.com/mrc-ide/global-lmic-reports/master/AFG/projections.csv
https://raw.githubusercontent.com/mrc-ide/global-lmic-reports/master/AFG/projections.csv
https://raw.githubusercontent.com/mrc-ide/global-lmic-reports/master/AFG/projections.csv
https://raw.githubusercontent.com/mrc-ide/global-lmic-reports/master/AFG/projections.csv
https://raw.githubusercontent.com/mrc-ide/global-lmic-reports/master/AFG/projections.csv
https://raw.githubusercontent.com/mrc-ide/global-lmic-reports/master/AFG/projections.csv
https://raw.githubusercontent.com/mrc-ide/global-lmic-reports/master/AFG/projections.csv
https://raw.githubusercontent.com/mrc-ide/global-lmic-reports/master/AFG/projections.csv
https://raw.githubusercontent.com/mrc-ide/global-lmic-reports/master/AFG/projections.csv
https://raw.githubusercontent.com/mrc-ide/global-lmic-reports/master/AFG/projections.csv
https://raw.githubusercontent.com/mrc-ide/global-lmic-reports/master/AFG/projections.csv
https://raw.githubusercontent.com/mrc-ide/global-lmic-reports/master/AFG/projections.csv
https://raw.githubusercontent.com/mrc-ide/global-lmic-reports/master/AFG/projections.csv
https://raw.githubusercontent.com/mrc-ide/global-lmic-reports/master/AFG/projections.csv
https://raw.githubusercontent.com/mrc-ide/global-lmic-reports/master/AFG/projections.csv
https://raw.githubusercontent.com/mrc-ide/global-lmic-reports/master/AFG/projections.csv
https://raw.githubusercontent.com/mrc-ide/global-lmic-reports/master/AFG/projections.csv
https://raw.githubusercontent.com/mrc-ide/global-lmic-reports/master/AFG/projections.csv
https://raw.githubusercontent.com/mrc-ide/global-lmic-reports/master/AFG/projections.csv
https://raw.githubusercontent.com/mrc-ide/global-lmic-reports/master/AFG/projections.csv
https://raw.githubusercontent.com/mrc-ide/global-lmic-reports/master/AFG/projections.csv
https://raw.githubusercontent.com/mrc-ide/global-lmic-reports/master/AFG/projections.csv
https://raw.githubusercontent.com/mrc-ide/global-lmic-reports/master/AFG/projections.csv
https://raw.githubusercontent.com/mrc-ide/global-lmic-reports/master/AFG/projections.csv
https://raw.githubusercontent.com/mrc-ide/global-lmic-reports/master/AFG/projections.csv
https://raw.githubusercontent.com/mrc-ide/global-lmic-reports/master/AFG/projections.csv
https://raw.githubusercontent.com/mrc-ide/global-lmic-reports/master/AFG/projections.csv
https://raw.githubusercontent.com/mrc-ide/global-lmic-reports/master/AFG/projections.csv
https://raw.githubusercontent.com/mrc-ide/global-lmic-reports/master/AFG/projections.csv
https://raw.githubusercontent.com/mrc-ide/global-lmic-reports/master/AFG/projections.csv
https://raw.githubusercontent.com/mrc-ide/global-lmic-reports/master/AFG/projections.csv
https://raw.githubusercontent.com/mrc-ide/global-lmic-reports/master/AFG/projections.csv
https://raw.githubusercontent.com/mrc-ide/global-lmic-reports/master/AFG/projections.csv
https://raw.githubusercontent.com/mrc-ide/global-lmic-reports/master/AFG/projections.csv
https://raw.githubusercontent.com/mrc-ide/global-lmic-reports/master/AFG/projections.csv
https://raw.githubusercontent.com/mrc-ide/global-lmic-reports/master/AFG/projections.csv
https://raw.githubusercontent.com/mrc-ide/global-lmic-reports/master/AFG/projections.csv
https://raw.githubusercontent.com/mrc-ide/global-lmic-reports/master/AFG/projections.csv
https://raw.githubusercontent.com/mrc-ide/global-lmic-reports/master/AFG/projections.csv
https://raw.githubusercontent.com/mrc-ide/global-lmic-reports/master/AFG/projections.csv
https://raw.githubusercontent.com/mrc-ide/global-lmic-reports/master/AFG/projections.csv
https://raw.githubusercontent.com/mrc-ide/global-lmic-reports/master/AFG/projections.csv
https://raw.githubusercontent.com/mrc-ide/global-lmic-reports/master/AFG/projections.csv
https://raw.githubusercontent.com/mrc-ide/global-lmic-reports/master/AFG/projections.csv
https://raw.githubusercontent.com/mrc-ide/global-lmic-reports/master/AFG/projections.csv
https://raw.githubusercontent.com/mrc-ide/global-lmic-reports/master/AFG/projections.csv
https://raw.githubusercontent.com/mrc-ide/global-lmic-reports/master/AFG/projections.csv
https://raw.githubusercontent.com/mrc-ide/global-lmic-reports/master/AFG/projections.csv
https://raw.githubusercontent.com/mrc-ide/global-lmic-reports/master/AFG/projections.csv
https://raw.githubusercontent.com/mrc-ide/global-lmic-reports/master/AFG/projections.csv
https://raw.githubusercontent.com/mrc-ide/global-lmic-reports/master/AFG/projections.csv
https://raw.githubusercontent.com/mrc-ide/global-lmic-reports/master/AFG/projections.csv
https://raw.githubusercontent.com/mrc-ide/global-lmic-reports/master/AFG/projections.csv
https://raw.githubusercontent.com/mrc-ide/global-lmic-reports/master/AFG/projections.csv
https://raw.githubusercontent.com/mrc-ide/global-lmic-reports/master/AFG/projections.csv
https://raw.githubusercontent.com/mrc-ide/global-lmic-reports/master/AFG/projections.csv
https://raw.githubusercontent.com/mrc-ide/global-lmic-reports/master/AFG/projections.csv
https://raw.githubusercontent.com/mrc-ide/global-lmic-reports/master/AFG/projections.csv
https://raw.githubusercontent.com/mrc-ide/global-lmic-reports/master/AFG/projections.csv
https://raw.githubusercontent.com/mrc-ide/global-lmic-reports/master/AFG/projections.csv
https://raw.githubusercontent.com/mrc-ide/global-lmic-reports/master/AFG/projections.csv
https://raw.githubusercontent.com/mrc-ide/global-lmic-reports/master/AFG/projections.csv
https://raw.githubusercontent.com/mrc-ide/global-lmic-reports/master/AFG/projections.csv
https://raw.githubusercontent.com/mrc-ide/global-lmic-reports/master/AFG/projections.csv
https://raw.githubusercontent.com/mrc-ide/global-lmic-reports/master/AFG/projections.csv
https://raw.githubusercontent.com/mrc-ide/global-lmic-reports/master/AFG/projections.csv
https://raw.githubusercontent.com/mrc-ide/global-lmic-reports/master/AFG/projections.csv
https://raw.githubusercontent.com/mrc-ide/global-lmic-reports/master/AFG/projections.csv
https://raw.githubusercontent.com/mrc-ide/global-lmic-reports/master/AFG/projections.csv
https://raw.githubusercontent.com/mrc-ide/global-lmic-reports/master/AFG/projections.csv
https://raw.githubusercontent.com/mrc-ide/global-lmic-reports/master/AFG/projections.csv
https://raw.githubusercontent.com/mrc-ide/global-lmic-reports/master/AFG/projections.csv
https://raw.githubusercontent.com/mrc-ide/global-lmic-reports/master/AFG/projections.csv
https://raw.githubusercontent.com/mrc-ide/global-lmic-reports/master/AFG/projections.csv
https://raw.githubusercontent.com/mrc-ide/global-lmic-reports/master/AFG/projections.csv
https://raw.githubusercontent.com/mrc-ide/global-lmic-reports/master/AFG/projections.csv
https://raw.githubusercontent.com/mrc-ide/global-lmic-reports/master/AFG/projections.csv
https://raw.githubusercontent.com/mrc-ide/global-lmic-reports/master/AFG/projections.csv
https://raw.githubusercontent.com/mrc-ide/global-lmic-reports/master/AFG/projections.csv
https://raw.githubusercontent.com/mrc-ide/global-lmic-reports/master/AFG/projections.csv
https://raw.githubusercontent.com/mrc-ide/global-lmic-reports/master/AFG/projections.csv
https://raw.githubusercontent.com/mrc-ide/global-lmic-reports/master/AFG/projections.csv
https://raw.githubusercontent.com/mrc-ide/global-lmic-reports/master/AFG/projections.csv
https://raw.githubusercontent.com/mrc-ide/global-lmic-reports/master/AFG/projections.csv
https://raw.githubusercontent.com/mrc-ide/global-lmic-reports/master/AFG/projections.csv
https://raw.githubusercontent.com/mrc-ide/global-lmic-reports/master/AFG/projections.csv
https://raw.githubusercontent.com/mrc-ide/global-lmic-reports/master/AFG/projections.csv
https://raw.githubusercontent.com/mrc-ide/global-lmic-reports/master/AFG/projections.csv
https://raw.githubusercontent.com/mrc-ide/global-lmic-reports/master/AFG/projections.csv
https://raw.githubusercontent.com/mrc-ide/global-lmic-reports/master/AFG/projections.csv
https://raw.githubusercontent.com/mrc-ide/global-lmic-reports/master/AFG/projections.csv
https://raw.githubusercontent.com/mrc-ide/global-lmic-reports/master/AFG/projections.csv
https://raw.githubusercontent.com/mrc-ide/global-lmic-reports/master/AFG/projections.csv
https://raw.githubusercontent.com/mrc-ide/global-lmic-reports/master/AFG/projections.csv
https://raw.githubusercontent.com/mrc-ide/global-lmic-reports/master/AFG/projections.csv
https://raw.githubusercontent.com/mrc-ide/global-lmic-reports/master/AFG/projections.csv
https://raw.githubusercontent.com/mrc-ide/global-lmic-reports/master/AFG/projections.csv
https://raw.githubusercontent.com/mrc-ide/global-lmic-reports/master/AFG/projections.csv
https://raw.githubusercontent.com/mrc-ide/global-lmic-reports/master/AFG/projections.csv
https://raw.githubusercontent.com/mrc-ide/global-lmic-reports/master/AFG/projections.csv
https://raw.githubusercontent.com/mrc-ide/global-lmic-reports/master/AFG/projections.csv
https://raw.githubusercontent.com/mrc-ide/global-lmic-reports/master/AFG/projections.csv
https://raw.githubusercontent.com/mrc-ide/global-lmic-reports/master/AFG/projections.csv
https://raw.githubusercontent.com/mrc-ide/global-lmic-reports/master/AFG/projections.csv
https://raw.githubusercontent.com/mrc-ide/global-lmic-reports/master/AFG/projections.csv
https://raw.githubusercontent.com/mrc-ide/global-lmic-reports/master/AFG/projections.csv
https://raw.githubusercontent.com/mrc-ide/global-lmic-reports/master/AFG/projections.csv
https://raw.githubusercontent.com/mrc-ide/global-lmic-reports/master/AFG/projections.csv
https://raw.githubusercontent.com/mrc-ide/global-lmic-reports/master/AFG/projections.csv
https://raw.githubusercontent.com/mrc-ide/global-lmic-reports/master/AFG/projections.csv
https://raw.githubusercontent.com/mrc-ide/global-lmic-reports/master/AFG/projections.csv
https://raw.githubusercontent.com/mrc-ide/global-lmic-reports/master/AFG/projections.csv
https://raw.githubusercontent.com/mrc-ide/global-lmic-reports/master/AFG/projections.csv
https://raw.githubusercontent.com/mrc-ide/global-lmic-reports/master/AFG/projections.csv
https://raw.githubusercontent.com/mrc-ide/global-lmic-reports/master/AFG/projections.csv
https://raw.githubusercontent.com/mrc-ide/global-lmic-reports/master/AFG/projections.csv
https://raw.githubusercontent.com/mrc-ide/global-lmic-reports/master/AFG/projections.csv
https://raw.githubusercontent.com/mrc-ide/global-lmic-reports/master/AFG/projections.csv
https://raw.githubusercontent.com/mrc-ide/global-lmic-reports/master/AFG/projections.csv
https://raw.githubusercontent.com/mrc-ide/global-lmic-reports/master/AFG/projections.csv
https://raw.githubusercontent.com/mrc-ide/global-lmic-reports/master/AFG/projections.csv
https://raw.githubusercontent.com/mrc-ide/global-lmic-reports/master/AFG/projections.csv
https://raw.githubusercontent.com/mrc-ide/global-lmic-reports/master/AFG/projections.csv
https://raw.githubusercontent.com/mrc-ide/global-lmic-reports/master/AFG/projections.csv
https://raw.githubusercontent.com/mrc-ide/global-lmic-reports/master/AFG/projections.csv
https://raw.githubusercontent.com/mrc-ide/global-lmic-reports/master/AFG/projections.csv
https://raw.githubusercontent.com/mrc-ide/global-lmic-reports/master/AFG/projections.csv
https://raw.githubusercontent.com/mrc-ide/global-lmic-reports/master/AFG/projections.csv
https://raw.githubusercontent.com/mrc-ide/global-lmic-reports/master/AFG/projections.csv
https://raw.githubusercontent.com/mrc-ide/global-lmic-reports/master/AFG/projections.csv
https://raw.githubusercontent.com/mrc-ide/global-lmic-reports/master/AFG/projections.csv
https://raw.githubusercontent.com/mrc-ide/global-lmic-reports/master/AFG/projections.csv
https://raw.githubusercontent.com/mrc-ide/global-lmic-reports/master/AFG/projections.csv
https://raw.githubusercontent.com/mrc-ide/global-lmic-reports/master/AFG/projections.csv
https://raw.githubusercontent.com/mrc-ide/global-lmic-reports/master/AFG/projections.csv
https://raw.githubusercontent.com/mrc-ide/global-lmic-reports/master/AFG/projections.csv
https://raw.githubusercontent.com/mrc-ide/global-lmic-reports/master/AFG/projections.csv
https://raw.githubusercontent.com/mrc-ide/global-lmic-reports/master/AFG/projections.csv
https://raw.githubusercontent.com/mrc-ide/global-lmic-reports/master/AFG/projections.csv
https://raw.githubusercontent.com/mrc-ide/global-lmic-reports/master/AFG/projections.csv
https://raw.githubusercontent.com/mrc-ide/global-lmic-reports/master/AFG/projections.csv
https://raw.githubusercontent.com/mrc-ide/global-lmic-reports/master/AFG/projections.csv
https://raw.githubusercontent.com/mrc-ide/global-lmic-reports/master/AFG/projections.csv
https://raw.githubusercontent.com/mrc-ide/global-lmic-reports/master/AFG/projections.csv
https://raw.githubusercontent.com/mrc-ide/global-lmic-reports/master/AFG/projections.csv
https://raw.githubusercontent.com/mrc-ide/global-lmic-reports/master/AFG/projections.csv
https://raw.githubusercontent.com/mrc-ide/global-lmic-reports/master/AFG/projections.csv
https://raw.githubusercontent.com/mrc-ide/global-lmic-reports/master/AFG/projections.csv
https://raw.githubusercontent.com/mrc-ide/global-lmic-reports/master/AFG/projections.csv
https://raw.githubusercontent.com/mrc-ide/global-lmic-reports/master/AFG/projections.csv
https://raw.githubusercontent.com/mrc-ide/global-lmic-reports/master/AFG/projections.csv
https://raw.githubusercontent.com/mrc-ide/global-lmic-reports/master/AFG/projections.csv
https://raw.githubusercontent.com/mrc-ide/global-lmic-reports/master/AFG/projections.csv
https://raw.githubusercontent.com/mrc-ide/global-lmic-reports/master/AFG/projections.csv
https://raw.githubusercontent.com/mrc-ide/global-lmic-reports/master/AFG/projections.csv
https://raw.githubusercontent.com/mrc-ide/global-lmic-reports/master/AFG/projections.csv
https://raw.githubusercontent.com/mrc-ide/global-lmic-reports/master/AFG/projections.csv
https://raw.githubusercontent.com/mrc-ide/global-lmic-reports/master/AFG/projections.csv
https://raw.githubusercontent.com/mrc-ide/global-lmic-reports/master/AFG/projections.csv
https://raw.githubusercontent.com/mrc-ide/global-lmic-reports/master/AFG/projections.csv
https://raw.githubusercontent.com/mrc-ide/global-lmic-reports/master/AFG/projections.csv
https://raw.githubusercontent.com/mrc-ide/global-lmic-reports/master/AFG/projections.csv
https://raw.githubusercontent.com/mrc-ide/global-lmic-reports/master/AFG/projections.csv
https://raw.githubusercontent.com/mrc-ide/global-lmic-reports/master/AFG/projections.csv
https://raw.githubusercontent.com/mrc-ide/global-lmic-reports/master/AFG/projections.csv
https://raw.githubusercontent.com/mrc-ide/global-lmic-reports/master/AFG/projections.csv
https://raw.githubusercontent.com/mrc-ide/global-lmic-reports/master/AFG/projections.csv
https://raw.githubusercontent.com/mrc-ide/global-lmic-reports/master/AFG/projections.csv
https://raw.githubusercontent.com/mrc-ide/global-lmic-reports/master/AFG/projections.csv
https://raw.githubusercontent.com/mrc-ide/global-lmic-reports/master/AFG/projections.csv
https://raw.githubusercontent.com/mrc-ide/global-lmic-reports/master/AFG/projections.csv
https://raw.githubusercontent.com/mrc-ide/global-lmic-reports/master/AFG/projections.csv
https://raw.githubusercontent.com/mrc-ide/global-lmic-reports/master/AFG/projections.csv
https://raw.githubusercontent.com/mrc-ide/global-lmic-reports/master/AFG/projections.csv
https://raw.githubusercontent.com/mrc-ide/global-lmic-reports/master/AFG/projections.csv
https://raw.githubusercontent.com/mrc-ide/global-lmic-reports/master/AFG/projections.csv
https://raw.githubusercontent.com/mrc-ide/global-lmic-reports/master/AFG/projections.csv
https://raw.githubusercontent.com/mrc-ide/global-lmic-reports/master/AFG/projections.csv
https://raw.githubusercontent.com/mrc-ide/global-lmic-reports/master/AFG/projections.csv
https://raw.githubusercontent.com/mrc-ide/global-lmic-reports/master/AFG/projections.csv
https://raw.githubusercontent.com/mrc-ide/global-lmic-reports/master/AFG/projections.csv
https://raw.githubusercontent.com/mrc-ide/global-lmic-reports/master/AFG/projections.csv
https://raw.githubusercontent.com/mrc-ide/global-lmic-reports/master/AFG/projections.csv
https://raw.githubusercontent.com/mrc-ide/global-lmic-reports/master/AFG/projections.csv
https://raw.githubusercontent.com/mrc-ide/global-lmic-reports/master/AFG/projections.csv
https://raw.githubusercontent.com/mrc-ide/global-lmic-reports/master/AFG/projections.csv
https://raw.githubusercontent.com/mrc-ide/global-lmic-reports/master/AFG/projections.csv
https://raw.githubusercontent.com/mrc-ide/global-lmic-reports/master/AFG/projections.csv
https://raw.githubusercontent.com/mrc-ide/global-lmic-reports/master/AFG/projections.csv
https://raw.githubusercontent.com/mrc-ide/global-lmic-reports/master/AFG/projections.csv
https://raw.githubusercontent.com/mrc-ide/global-lmic-reports/master/AFG/projections.csv
https://raw.githubusercontent.com/mrc-ide/global-lmic-reports/master/AFG/projections.csv
https://raw.githubusercontent.com/mrc-ide/global-lmic-reports/master/AFG/projections.csv
https://raw.githubusercontent.com/mrc-ide/global-lmic-reports/master/AFG/projections.csv
https://raw.githubusercontent.com/mrc-ide/global-lmic-reports/master/AFG/projections.csv
https://raw.githubusercontent.com/mrc-ide/global-lmic-reports/master/AFG/projections.csv
https://raw.githubusercontent.com/mrc-ide/global-lmic-reports/master/AFG/projections.csv
https://raw.githubusercontent.com/mrc-ide/global-lmic-reports/master/AFG/projections.csv
https://raw.githubusercontent.com/mrc-ide/global-lmic-reports/master/AFG/projections.csv
https://raw.githubusercontent.com/mrc-ide/global-lmic-reports/master/AFG/projections.csv
https://raw.githubusercontent.com/mrc-ide/global-lmic-reports/master/AFG/projections.csv
https://raw.githubusercontent.com/mrc-ide/global-lmic-reports/master/AFG/projections.csv
https://raw.githubusercontent.com/mrc-ide/global-lmic-reports/master/AFG/projections.csv
https://raw.githubusercontent.com/mrc-ide/global-lmic-reports/master/AFG/projections.csv
https://raw.githubusercontent.com/mrc-ide/global-lmic-reports/master/AFG/projections.csv
https://raw.githubusercontent.com/mrc-ide/global-lmic-reports/master/AFG/projections.csv
https://raw.githubusercontent.com/mrc-ide/global-lmic-reports/master/AFG/projections.csv
https://raw.githubusercontent.com/mrc-ide/global-lmic-reports/master/AFG/projections.csv
https://raw.githubusercontent.com/mrc-ide/global-lmic-reports/master/AFG/projections.csv
https://raw.githubusercontent.com/mrc-ide/global-lmic-reports/master/AFG/projections.csv
https://raw.githubusercontent.com/mrc-ide/global-lmic-reports/master/AFG/projections.csv
https://raw.githubusercontent.com/mrc-ide/global-lmic-reports/master/AFG/projections.csv
https://raw.githubusercontent.com/mrc-ide/global-lmic-reports/master/AFG/projections.csv
https://raw.githubusercontent.com/mrc-ide/global-lmic-reports/master/AFG/projections.csv
https://raw.githubusercontent.com/mrc-ide/global-lmic-reports/master/AFG/projections.csv
https://raw.githubusercontent.com/mrc-ide/global-lmic-reports/master/AFG/projections.csv
https://raw.githubusercontent.com/mrc-ide/global-lmic-reports/master/AFG/projections.csv
https://raw.githubusercontent.com/mrc-ide/global-lmic-reports/master/AFG/projections.csv
https://raw.githubusercontent.com/mrc-ide/global-lmic-reports/master/AFG/projections.csv
https://raw.githubusercontent.com/mrc-ide/global-lmic-reports/master/AFG/projections.csv
https://raw.githubusercontent.com/mrc-ide/global-lmic-reports/master/AFG/projections.csv
https://raw.githubusercontent.com/mrc-ide/global-lmic-reports/master/AFG/projections.csv
https://raw.githubusercontent.com/mrc-ide/global-lmic-reports/master/AFG/projections.csv
https://raw.githubusercontent.com/mrc-ide/global-lmic-reports/master/AFG/projections.csv
https://raw.githubusercontent.com/mrc-ide/global-lmic-reports/master/AFG/projections.csv
https://raw.githubusercontent.com/mrc-ide/global-lmic-reports/master/AFG/projections.csv
https://raw.githubusercontent.com/mrc-ide/global-lmic-reports/master/AFG/projections.csv
https://raw.githubusercontent.com/mrc-ide/global-lmic-reports/master/AFG/projections.csv
https://raw.githubusercontent.com/mrc-ide/global-lmic-reports/master/AFG/projections.csv
https://raw.githubusercontent.com/mrc-ide/global-lmic-reports/master/AFG/projections.csv
https://raw.githubusercontent.com/mrc-ide/global-lmic-reports/master/AFG/projections.csv
https://raw.githubusercontent.com/mrc-ide/global-lmic-reports/master/AFG/projections.csv
https://raw.githubusercontent.com/mrc-ide/global-lmic-reports/master/AFG/projections.csv
https://raw.githubusercontent.com/mrc-ide/global-lmic-reports/master/AFG/projections.csv
https://raw.githubusercontent.com/mrc-ide/global-lmic-reports/master/AFG/projections.csv
https://raw.githubusercontent.com/mrc-ide/global-lmic-reports/master/AFG/projections.csv
https://raw.githubusercontent.com/mrc-ide/global-lmic-reports/master/AFG/projections.csv
https://raw.githubusercontent.com/mrc-ide/global-lmic-reports/master/AFG/projections.csv
https://raw.githubusercontent.com/mrc-ide/global-lmic-reports/master/AFG/projections.csv
https://raw.githubusercontent.com/mrc-ide/global-lmic-reports/master/AFG/projections.csv
https://raw.githubusercontent.com/mrc-ide/global-lmic-reports/master/AFG/projections.csv
https://raw.githubusercontent.com/mrc-ide/global-lmic-reports/master/AFG/projections.csv
https://raw.githubusercontent.com/mrc-ide/global-lmic-reports/master/AFG/projections.csv
https://raw.githubusercontent.com/mrc-ide/global-lmic-reports/master/AFG/projections.csv
https://raw.githubusercontent.com/mrc-ide/global-lmic-reports/master/AFG/projections.csv
https://raw.githubusercontent.com/mrc-ide/global-lmic-reports/master/AFG/projections.csv
https://raw.githubusercontent.com/mrc-ide/global-lmic-reports/master/AFG/projections.csv
https://raw.githubusercontent.com/mrc-ide/global-lmic-reports/master/AFG/projections.csv
https://raw.githubusercontent.com/mrc-ide/global-lmic-reports/master/AFG/projections.csv
https://raw.githubusercontent.com/mrc-ide/global-lmic-reports/master/AFG/projections.csv
https://raw.githubusercontent.com/mrc-ide/global-lmic-reports/master/AFG/projections.csv
https://raw.githubusercontent.com/mrc-ide/global-lmic-reports/master/AFG/projections.csv
https://raw.githubusercontent.com/mrc-ide/global-lmic-reports/master/AFG/projections.csv
https://raw.githubusercontent.com/mrc-ide/global-lmic-reports/master/AFG/projections.csv
https://raw.githubusercontent.com/mrc-ide/global-lmic-reports/master/AFG/projections.csv
https://raw.githubusercontent.com/mrc-ide/global-lmic-reports/master/AFG/projections.csv
https://raw.githubusercontent.com/mrc-ide/global-lmic-reports/master/AFG/projections.csv
https://raw.githubusercontent.com/mrc-ide/global-lmic-reports/master/AFG/projections.csv
https://raw.githubusercontent.com/mrc-ide/global-lmic-reports/master/AFG/projections.csv
https://raw.githubusercontent.com/mrc-ide/global-lmic-reports/master/AFG/projections.csv
https://raw.githubusercontent.com/mrc-ide/global-lmic-reports/master/AFG/projections.csv
https://raw.githubusercontent.com/mrc-ide/global-lmic-reports/master/AFG/projections.csv
https://raw.githubusercontent.com/mrc-ide/global-lmic-reports/master/AFG/projections.csv
https://raw.githubusercontent.com/mrc-ide/global-lmic-reports/master/AFG/projections.csv
https://raw.githubusercontent.com/mrc-ide/global-lmic-reports/master/AFG/projections.csv
https://raw.githubusercontent.com/mrc-ide/global-lmic-reports/master/AFG/projections.csv
https://raw.githubusercontent.com/mrc-ide/global-lmic-reports/master/AFG/projections.csv
https://raw.githubusercontent.com/mrc-ide/global-lmic-reports/master/AFG/projections.csv
https://raw.githubusercontent.com/mrc-ide/global-lmic-reports/master/AFG/projections.csv
https://raw.githubusercontent.com/mrc-ide/global-lmic-reports/master/AFG/projections.csv
https://raw.githubusercontent.com/mrc-ide/global-lmic-reports/master/AFG/projections.csv
https://raw.githubusercontent.com/mrc-ide/global-lmic-reports/master/AFG/projections.csv
https://raw.githubusercontent.com/mrc-ide/global-lmic-reports/master/AFG/projections.csv
https://raw.githubusercontent.com/mrc-ide/global-lmic-reports/master/AFG/projections.csv
https://raw.githubusercontent.com/mrc-ide/global-lmic-reports/master/AFG/projections.csv
https://raw.githubusercontent.com/mrc-ide/global-lmic-reports/master/AFG/projections.csv
https://raw.githubusercontent.com/mrc-ide/global-lmic-reports/master/AFG/projections.csv
https://raw.githubusercontent.com/mrc-ide/global-lmic-reports/master/AFG/projections.csv
https://raw.githubusercontent.com/mrc-ide/global-lmic-reports/master/AFG/projections.csv
https://raw.githubusercontent.com/mrc-ide/global-lmic-reports/master/AFG/projections.csv
https://raw.githubusercontent.com/mrc-ide/global-lmic-reports/master/AFG/projections.csv
https://raw.githubusercontent.com/mrc-ide/global-lmic-reports/master/AFG/projections.csv
https://raw.githubusercontent.com/mrc-ide/global-lmic-reports/master/AFG/projections.csv
https://raw.githubusercontent.com/mrc-ide/global-lmic-reports/master/AFG/projections.csv
https://raw.githubusercontent.com/mrc-ide/global-lmic-reports/master/AFG/projections.csv
https://raw.githubusercontent.com/mrc-ide/global-lmic-reports/master/AFG/projections.csv
https://raw.githubusercontent.com/mrc-ide/global-lmic-reports/master/AFG/projections.csv
https://raw.githubusercontent.com/mrc-ide/global-lmic-reports/master/AFG/projections.csv
https://raw.githubusercontent.com/mrc-ide/global-lmic-reports/master/AFG/projections.csv
https://raw.githubusercontent.com/mrc-ide/global-lmic-reports/master/AFG/projections.csv
https://raw.githubusercontent.com/mrc-ide/global-lmic-reports/master/AFG/projections.csv
https://raw.githubusercontent.com/mrc-ide/global-lmic-reports/master/AFG/projections.csv
https://raw.githubusercontent.com/mrc-ide/global-lmic-reports/master/AFG/projections.csv
https://raw.githubusercontent.com/mrc-ide/global-lmic-reports/master/AFG/projections.csv
https://raw.githubusercontent.com/mrc-ide/global-lmic-reports/master/AFG/projections.csv
https://raw.githubusercontent.com/mrc-ide/global-lmic-reports/master/AFG/projections.csv
https://raw.githubusercontent.com/mrc-ide/global-lmic-reports/master/AFG/projections.csv
https://raw.githubusercontent.com/mrc-ide/global-lmic-reports/master/AFG/projections.csv
https://raw.githubusercontent.com/mrc-ide/global-lmic-reports/master/AFG/projections.csv
https://raw.githubusercontent.com/mrc-ide/global-lmic-reports/master/AFG/projections.csv
https://raw.githubusercontent.com/mrc-ide/global-lmic-reports/master/AFG/projections.csv
https://raw.githubusercontent.com/mrc-ide/global-lmic-reports/master/AFG/projections.csv
https://raw.githubusercontent.com/mrc-ide/global-lmic-reports/master/AFG/projections.csv
https://raw.githubusercontent.com/mrc-ide/global-lmic-reports/master/AFG/projections.csv
https://raw.githubusercontent.com/mrc-ide/global-lmic-reports/master/AFG/projections.csv
https://raw.githubusercontent.com/mrc-ide/global-lmic-reports/master/AFG/projections.csv
https://raw.githubusercontent.com/mrc-ide/global-lmic-reports/master/AFG/projections.csv
https://raw.githubusercontent.com/mrc-ide/global-lmic-reports/master/AFG/projections.csv
https://raw.githubusercontent.com/mrc-ide/global-lmic-reports/master/AFG/projections.csv
https://raw.githubusercontent.com/mrc-ide/global-lmic-reports/master/AFG/projections.csv
https://raw.githubusercontent.com/mrc-ide/global-lmic-reports/master/AFG/projections.csv
https://raw.githubusercontent.com/mrc-ide/global-lmic-reports/master/AFG/projections.csv
https://raw.githubusercontent.com/mrc-ide/global-lmic-reports/master/AFG/projections.csv
https://raw.githubusercontent.com/mrc-ide/global-lmic-reports/master/AFG/projections.csv
https://raw.githubusercontent.com/mrc-ide/global-lmic-reports/master/AFG/projections.csv
https://raw.githubusercontent.com/mrc-ide/global-lmic-reports/master/AFG/projections.csv
https://raw.githubusercontent.com/mrc-ide/global-lmic-reports/master/AFG/projections.csv
https://raw.githubusercontent.com/mrc-ide/global-lmic-reports/master/AFG/projections.csv
https://raw.githubusercontent.com/mrc-ide/global-lmic-reports/master/AFG/projections.csv
https://raw.githubusercontent.com/mrc-ide/global-lmic-reports/master/AFG/projections.csv
https://raw.githubusercontent.com/mrc-ide/global-lmic-reports/master/AFG/projections.csv
https://raw.githubusercontent.com/mrc-ide/global-lmic-reports/master/AFG/projections.csv
https://raw.githubusercontent.com/mrc-ide/global-lmic-reports/master/AFG/projections.csv
https://raw.githubusercontent.com/mrc-ide/global-lmic-reports/master/AFG/projections.csv
https://raw.githubusercontent.com/mrc-ide/global-lmic-reports/master/AFG/projections.csv
https://raw.githubusercontent.com/mrc-ide/global-lmic-reports/master/AFG/projections.csv
https://raw.githubusercontent.com/mrc-ide/global-lmic-reports/master/AFG/projections.csv
https://raw.githubusercontent.com/mrc-ide/global-lmic-reports/master/AFG/projections.csv
https://raw.githubusercontent.com/mrc-ide/global-lmic-reports/master/AFG/projections.csv
https://raw.githubusercontent.com/mrc-ide/global-lmic-reports/master/AFG/projections.csv
https://raw.githubusercontent.com/mrc-ide/global-lmic-reports/master/AFG/projections.csv
https://raw.githubusercontent.com/mrc-ide/global-lmic-reports/master/AFG/projections.csv
https://raw.githubusercontent.com/mrc-ide/global-lmic-reports/master/AFG/projections.csv
https://raw.githubusercontent.com/mrc-ide/global-lmic-reports/master/AFG/projections.csv
https://raw.githubusercontent.com/mrc-ide/global-lmic-reports/master/AFG/projections.csv
https://raw.githubusercontent.com/mrc-ide/global-lmic-reports/master/AFG/projections.csv
https://raw.githubusercontent.com/mrc-ide/global-lmic-reports/master/AFG/projections.csv
https://raw.githubusercontent.com/mrc-ide/global-lmic-reports/master/AFG/projections.csv
https://raw.githubusercontent.com/mrc-ide/global-lmic-reports/master/AFG/projections.csv
https://raw.githubusercontent.com/mrc-ide/global-lmic-reports/master/AFG/projections.csv
https://raw.githubusercontent.com/mrc-ide/global-lmic-reports/master/AFG/projections.csv
https://raw.githubusercontent.com/mrc-ide/global-lmic-reports/master/AFG/projections.csv
https://raw.githubusercontent.com/mrc-ide/global-lmic-reports/master/AFG/projections.csv
https://raw.githubusercontent.com/mrc-ide/global-lmic-reports/master/AFG/projections.csv
https://raw.githubusercontent.com/mrc-ide/global-lmic-reports/master/AFG/projections.csv
https://raw.githubusercontent.com/mrc-ide/global-lmic-reports/master/AFG/projections.csv
https://raw.githubusercontent.com/mrc-ide/global-lmic-reports/master/AFG/projections.csv
https://raw.githubusercontent.com/mrc-ide/global-lmic-reports/master/AFG/projections.csv
https://raw.githubusercontent.com/mrc-ide/global-lmic-reports/master/AFG/projections.csv
https://raw.githubusercontent.com/mrc-ide/global-lmic-reports/master/AFG/projections.csv
https://raw.githubusercontent.com/mrc-ide/global-lmic-reports/master/AFG/projections.csv
https://raw.githubusercontent.com/mrc-ide/global-lmic-reports/master/AFG/projections.csv
https://raw.githubusercontent.com/mrc-ide/global-lmic-reports/master/AFG/projections.csv
https://raw.githubusercontent.com/mrc-ide/global-lmic-reports/master/AFG/projections.csv
https://raw.githubusercontent.com/mrc-ide/global-lmic-reports/master/AFG/projections.csv
https://raw.githubusercontent.com/mrc-ide/global-lmic-reports/master/AFG/projections.csv
https://raw.githubusercontent.com/mrc-ide/global-lmic-reports/master/AFG/projections.csv
https://raw.githubusercontent.com/mrc-ide/global-lmic-reports/master/AFG/projections.csv
https://raw.githubusercontent.com/mrc-ide/global-lmic-reports/master/AFG/projections.csv
https://raw.githubusercontent.com/mrc-ide/global-lmic-reports/master/AFG/projections.csv
https://raw.githubusercontent.com/mrc-ide/global-lmic-reports/master/AFG/projections.csv
https://raw.githubusercontent.com/mrc-ide/global-lmic-reports/master/AFG/projections.csv
https://raw.githubusercontent.com/mrc-ide/global-lmic-reports/master/AFG/projections.csv
https://raw.githubusercontent.com/mrc-ide/global-lmic-reports/master/AFG/projections.csv
https://raw.githubusercontent.com/mrc-ide/global-lmic-reports/master/AFG/projections.csv
https://raw.githubusercontent.com/mrc-ide/global-lmic-reports/master/AFG/projections.csv
https://raw.githubusercontent.com/mrc-ide/global-lmic-reports/master/AFG/projections.csv
https://raw.githubusercontent.com/mrc-ide/global-lmic-reports/master/AFG/projections.csv
https://raw.githubusercontent.com/mrc-ide/global-lmic-reports/master/AFG/projections.csv
https://raw.githubusercontent.com/mrc-ide/global-lmic-reports/master/AFG/projections.csv
https://raw.githubusercontent.com/mrc-ide/global-lmic-reports/master/AFG/projections.csv
https://raw.githubusercontent.com/mrc-ide/global-lmic-reports/master/AFG/projections.csv
https://raw.githubusercontent.com/mrc-ide/global-lmic-reports/master/AFG/projections.csv
https://raw.githubusercontent.com/mrc-ide/global-lmic-reports/master/AFG/projections.csv
https://raw.githubusercontent.com/mrc-ide/global-lmic-reports/master/AFG/projections.csv
https://raw.githubusercontent.com/mrc-ide/global-lmic-reports/master/AFG/projections.csv
https://raw.githubusercontent.com/mrc-ide/global-lmic-reports/master/AFG/projections.csv
https://raw.githubusercontent.com/mrc-ide/global-lmic-reports/master/AFG/projections.csv
https://raw.githubusercontent.com/mrc-ide/global-lmic-reports/master/AFG/projections.csv
https://raw.githubusercontent.com/mrc-ide/global-lmic-reports/master/AFG/projections.csv
https://raw.githubusercontent.com/mrc-ide/global-lmic-reports/master/AFG/projections.csv
https://raw.githubusercontent.com/mrc-ide/global-lmic-reports/master/AFG/projections.csv
https://raw.githubusercontent.com/mrc-ide/global-lmic-reports/master/AFG/projections.csv
https://raw.githubusercontent.com/mrc-ide/global-lmic-reports/master/AFG/projections.csv
https://raw.githubusercontent.com/mrc-ide/global-lmic-reports/master/AFG/projections.csv
https://raw.githubusercontent.com/mrc-ide/global-lmic-reports/master/AFG/projections.csv
https://raw.githubusercontent.com/mrc-ide/global-lmic-reports/master/AFG/projections.csv
https://raw.githubusercontent.com/mrc-ide/global-lmic-reports/master/AFG/projections.csv
https://raw.githubusercontent.com/mrc-ide/global-lmic-reports/master/AFG/projections.csv
https://raw.githubusercontent.com/mrc-ide/global-lmic-reports/master/AFG/projections.csv
https://raw.githubusercontent.com/mrc-ide/global-lmic-reports/master/AFG/projections.csv
https://raw.githubusercontent.com/mrc-ide/global-lmic-reports/master/AFG/projections.csv
https://raw.githubusercontent.com/mrc-ide/global-lmic-reports/master/AFG/projections.csv
https://raw.githubusercontent.com/mrc-ide/global-lmic-reports/master/AFG/projections.csv
https://raw.githubusercontent.com/mrc-ide/global-lmic-reports/master/AFG/projections.csv
https://raw.githubusercontent.com/mrc-ide/global-lmic-reports/master/AFG/projections.csv
https://raw.githubusercontent.com/mrc-ide/global-lmic-reports/master/AFG/projections.csv
https://raw.githubusercontent.com/mrc-ide/global-lmic-reports/master/AFG/projections.csv
https://raw.githubusercontent.com/mrc-ide/global-lmic-reports/master/AFG/projections.csv
https://raw.githubusercontent.com/mrc-ide/global-lmic-reports/master/AFG/projections.csv
https://raw.githubusercontent.com/mrc-ide/global-lmic-reports/master/AFG/projections.csv
https://raw.githubusercontent.com/mrc-ide/global-lmic-reports/master/AFG/projections.csv
https://raw.githubusercontent.com/mrc-ide/global-lmic-reports/master/AFG/projections.csv
https://raw.githubusercontent.com/mrc-ide/global-lmic-reports/master/AFG/projections.csv
https://raw.githubusercontent.com/mrc-ide/global-lmic-reports/master/AFG/projections.csv
https://raw.githubusercontent.com/mrc-ide/global-lmic-reports/master/AFG/projections.csv
https://raw.githubusercontent.com/mrc-ide/global-lmic-reports/master/AFG/projections.csv
https://raw.githubusercontent.com/mrc-ide/global-lmic-reports/master/AFG/projections.csv
https://raw.githubusercontent.com/mrc-ide/global-lmic-reports/master/AFG/projections.csv
https://raw.githubusercontent.com/mrc-ide/global-lmic-reports/master/AFG/projections.csv
https://raw.githubusercontent.com/mrc-ide/global-lmic-reports/master/AFG/projections.csv
https://raw.githubusercontent.com/mrc-ide/global-lmic-reports/master/AFG/projections.csv
https://raw.githubusercontent.com/mrc-ide/global-lmic-reports/master/AFG/projections.csv
https://raw.githubusercontent.com/mrc-ide/global-lmic-reports/master/AFG/projections.csv
https://raw.githubusercontent.com/mrc-ide/global-lmic-reports/master/AFG/projections.csv
https://raw.githubusercontent.com/mrc-ide/global-lmic-reports/master/AFG/projections.csv
https://raw.githubusercontent.com/mrc-ide/global-lmic-reports/master/AFG/projections.csv
https://raw.githubusercontent.com/mrc-ide/global-lmic-reports/master/AFG/projections.csv
https://raw.githubusercontent.com/mrc-ide/global-lmic-reports/master/AFG/projections.csv
https://raw.githubusercontent.com/mrc-ide/global-lmic-reports/master/AFG/projections.csv
https://raw.githubusercontent.com/mrc-ide/global-lmic-reports/master/AFG/projections.csv
https://raw.githubusercontent.com/mrc-ide/global-lmic-reports/master/AFG/projections.csv
https://raw.githubusercontent.com/mrc-ide/global-lmic-reports/master/AFG/projections.csv
https://raw.githubusercontent.com/mrc-ide/global-lmic-reports/master/AFG/projections.csv
https://raw.githubusercontent.com/mrc-ide/global-lmic-reports/master/AFG/projections.csv
https://raw.githubusercontent.com/mrc-ide/global-lmic-reports/master/AFG/projections.csv
https://raw.githubusercontent.com/mrc-ide/global-lmic-reports/master/AFG/projections.csv
https://raw.githubusercontent.com/mrc-ide/global-lmic-reports/master/AFG/projections.csv
https://raw.githubusercontent.com/mrc-ide/global-lmic-reports/master/AFG/projections.csv
https://raw.githubusercontent.com/mrc-ide/global-lmic-reports/master/AFG/projections.csv
https://raw.githubusercontent.com/mrc-ide/global-lmic-reports/master/AFG/projections.csv
https://raw.githubusercontent.com/mrc-ide/global-lmic-reports/master/AFG/projections.csv
https://raw.githubusercontent.com/mrc-ide/global-lmic-reports/master/AFG/projections.csv
https://raw.githubusercontent.com/mrc-ide/global-lmic-reports/master/AFG/projections.csv
https://raw.githubusercontent.com/mrc-ide/global-lmic-reports/master/AFG/projections.csv
https://raw.githubusercontent.com/mrc-ide/global-lmic-reports/master/AFG/projections.csv
https://raw.githubusercontent.com/mrc-ide/global-lmic-reports/master/AFG/projections.csv
https://raw.githubusercontent.com/mrc-ide/global-lmic-reports/master/AFG/projections.csv
https://raw.githubusercontent.com/mrc-ide/global-lmic-reports/master/AFG/projections.csv
https://raw.githubusercontent.com/mrc-ide/global-lmic-reports/master/AFG/projections.csv
https://raw.githubusercontent.com/mrc-ide/global-lmic-reports/master/AFG/projections.csv
https://raw.githubusercontent.com/mrc-ide/global-lmic-reports/master/AFG/projections.csv
https://raw.githubusercontent.com/mrc-ide/global-lmic-reports/master/AFG/projections.csv
https://raw.githubusercontent.com/mrc-ide/global-lmic-reports/master/AFG/projections.csv
https://raw.githubusercontent.com/mrc-ide/global-lmic-reports/master/AFG/projections.csv
https://raw.githubusercontent.com/mrc-ide/global-lmic-reports/master/AFG/projections.csv
https://raw.githubusercontent.com/mrc-ide/global-lmic-reports/master/AFG/projections.csv
https://raw.githubusercontent.com/mrc-ide/global-lmic-reports/master/AFG/projections.csv
https://raw.githubusercontent.com/mrc-ide/global-lmic-reports/master/AFG/projections.csv
https://raw.githubusercontent.com/mrc-ide/global-lmic-reports/master/AFG/projections.csv
https://raw.githubusercontent.com/mrc-ide/global-lmic-reports/master/AFG/projections.csv
https://raw.githubusercontent.com/mrc-ide/global-lmic-reports/master/AFG/projections.csv
https://raw.githubusercontent.com/mrc-ide/global-lmic-reports/master/AFG/projections.csv
https://raw.githubusercontent.com/mrc-ide/global-lmic-reports/master/AFG/projections.csv
https://raw.githubusercontent.com/mrc-ide/global-lmic-reports/master/AFG/projections.csv
https://raw.githubusercontent.com/mrc-ide/global-lmic-reports/master/AFG/projections.csv
https://raw.githubusercontent.com/mrc-ide/global-lmic-reports/master/AFG/projections.csv
https://raw.githubusercontent.com/mrc-ide/global-lmic-reports/master/AFG/projections.csv
https://raw.githubusercontent.com/mrc-ide/global-lmic-reports/master/AFG/projections.csv
https://raw.githubusercontent.com/mrc-ide/global-lmic-reports/master/AFG/projections.csv
https://raw.githubusercontent.com/mrc-ide/global-lmic-reports/master/AFG/projections.csv
https://raw.githubusercontent.com/mrc-ide/global-lmic-reports/master/AFG/projections.csv
https://raw.githubusercontent.com/mrc-ide/global-lmic-reports/master/AFG/projections.csv
https://raw.githubusercontent.com/mrc-ide/global-lmic-reports/master/AFG/projections.csv
https://raw.githubusercontent.com/mrc-ide/global-lmic-reports/master/AFG/projections.csv
https://raw.githubusercontent.com/mrc-ide/global-lmic-reports/master/AFG/projections.csv
https://raw.githubusercontent.com/mrc-ide/global-lmic-reports/master/AFG/projections.csv
https://raw.githubusercontent.com/mrc-ide/global-lmic-reports/master/AFG/projections.csv
https://raw.githubusercontent.com/mrc-ide/global-lmic-reports/master/AFG/projections.csv
https://raw.githubusercontent.com/mrc-ide/global-lmic-reports/master/AFG/projections.csv
https://raw.githubusercontent.com/mrc-ide/global-lmic-reports/master/AFG/projections.csv
https://raw.githubusercontent.com/mrc-ide/global-lmic-reports/master/AFG/projections.csv
https://raw.githubusercontent.com/mrc-ide/global-lmic-reports/master/AFG/projections.csv
https://raw.githubusercontent.com/mrc-ide/global-lmic-reports/master/AFG/projections.csv
https://raw.githubusercontent.com/mrc-ide/global-lmic-reports/master/AFG/projections.csv
https://raw.githubusercontent.com/mrc-ide/global-lmic-reports/master/AFG/projections.csv
https://raw.githubusercontent.com/mrc-ide/global-lmic-reports/master/AFG/projections.csv
https://raw.githubusercontent.com/mrc-ide/global-lmic-reports/master/AFG/projections.csv
https://raw.githubusercontent.com/mrc-ide/global-lmic-reports/master/AFG/projections.csv
https://raw.githubusercontent.com/mrc-ide/global-lmic-reports/master/AFG/projections.csv
https://raw.githubusercontent.com/mrc-ide/global-lmic-reports/master/AFG/projections.csv
https://raw.githubusercontent.com/mrc-ide/global-lmic-reports/master/AFG/projections.csv
https://raw.githubusercontent.com/mrc-ide/global-lmic-reports/master/AFG/projections.csv
https://raw.githubusercontent.com/mrc-ide/global-lmic-reports/master/AFG/projections.csv
https://raw.githubusercontent.com/mrc-ide/global-lmic-reports/master/AFG/projections.csv
https://raw.githubusercontent.com/mrc-ide/global-lmic-reports/master/AFG/projections.csv
https://raw.githubusercontent.com/mrc-ide/global-lmic-reports/master/AFG/projections.csv
https://raw.githubusercontent.com/mrc-ide/global-lmic-reports/master/AFG/projections.csv
https://raw.githubusercontent.com/mrc-ide/global-lmic-reports/master/AFG/projections.csv
https://raw.githubusercontent.com/mrc-ide/global-lmic-reports/master/AFG/projections.csv
https://raw.githubusercontent.com/mrc-ide/global-lmic-reports/master/AFG/projections.csv
https://raw.githubusercontent.com/mrc-ide/global-lmic-reports/master/AFG/projections.csv
https://raw.githubusercontent.com/mrc-ide/global-lmic-reports/master/AFG/projections.csv
https://raw.githubusercontent.com/mrc-ide/global-lmic-reports/master/AFG/projections.csv
https://raw.githubusercontent.com/mrc-ide/global-lmic-reports/master/AFG/projections.csv
https://raw.githubusercontent.com/mrc-ide/global-lmic-reports/master/AFG/projections.csv
https://raw.githubusercontent.com/mrc-ide/global-lmic-reports/master/AFG/projections.csv
https://raw.githubusercontent.com/mrc-ide/global-lmic-reports/master/AFG/projections.csv
https://raw.githubusercontent.com/mrc-ide/global-lmic-reports/master/AFG/projections.csv
https://raw.githubusercontent.com/mrc-ide/global-lmic-reports/master/AFG/projections.csv
https://raw.githubusercontent.com/mrc-ide/global-lmic-reports/master/AFG/projections.csv
https://raw.githubusercontent.com/mrc-ide/global-lmic-reports/master/AFG/projections.csv
https://raw.githubusercontent.com/mrc-ide/global-lmic-reports/master/AFG/projections.csv
https://raw.githubusercontent.com/mrc-ide/global-lmic-reports/master/AFG/projections.csv
https://raw.githubusercontent.com/mrc-ide/global-lmic-reports/master/AFG/projections.csv
https://raw.githubusercontent.com/mrc-ide/global-lmic-reports/master/AFG/projections.csv
https://raw.githubusercontent.com/mrc-ide/global-lmic-reports/master/AFG/projections.csv
https://raw.githubusercontent.com/mrc-ide/global-lmic-reports/master/AFG/projections.csv
https://raw.githubusercontent.com/mrc-ide/global-lmic-reports/master/AFG/projections.csv
https://raw.githubusercontent.com/mrc-ide/global-lmic-reports/master/AFG/projections.csv
https://raw.githubusercontent.com/mrc-ide/global-lmic-reports/master/AFG/projections.csv
https://raw.githubusercontent.com/mrc-ide/global-lmic-reports/master/AFG/projections.csv
https://raw.githubusercontent.com/mrc-ide/global-lmic-reports/master/AFG/projections.csv
https://raw.githubusercontent.com/mrc-ide/global-lmic-reports/master/AFG/projections.csv
https://raw.githubusercontent.com/mrc-ide/global-lmic-reports/master/AFG/projections.csv
https://raw.githubusercontent.com/mrc-ide/global-lmic-reports/master/AFG/projections.csv
https://raw.githubusercontent.com/mrc-ide/global-lmic-reports/master/AFG/projections.csv
https://raw.githubusercontent.com/mrc-ide/global-lmic-reports/master/AFG/projections.csv
https://raw.githubusercontent.com/mrc-ide/global-lmic-reports/master/AFG/projections.csv
https://raw.githubusercontent.com/mrc-ide/global-lmic-reports/master/AFG/projections.csv
https://raw.githubusercontent.com/mrc-ide/global-lmic-reports/master/AFG/projections.csv
https://raw.githubusercontent.com/mrc-ide/global-lmic-reports/master/AFG/projections.csv
https://raw.githubusercontent.com/mrc-ide/global-lmic-reports/master/AFG/projections.csv
https://raw.githubusercontent.com/mrc-ide/global-lmic-reports/master/AFG/projections.csv
https://raw.githubusercontent.com/mrc-ide/global-lmic-reports/master/AFG/projections.csv
https://raw.githubusercontent.com/mrc-ide/global-lmic-reports/master/AFG/projections.csv
https://raw.githubusercontent.com/mrc-ide/global-lmic-reports/master/AFG/projections.csv
https://raw.githubusercontent.com/mrc-ide/global-lmic-reports/master/AFG/projections.csv
https://raw.githubusercontent.com/mrc-ide/global-lmic-reports/master/AFG/projections.csv
https://raw.githubusercontent.com/mrc-ide/global-lmic-reports/master/AFG/projections.csv
https://raw.githubusercontent.com/mrc-ide/global-lmic-reports/master/AFG/projections.csv
https://raw.githubusercontent.com/mrc-ide/global-lmic-reports/master/AFG/projections.csv
https://raw.githubusercontent.com/mrc-ide/global-lmic-reports/master/AFG/projections.csv
https://raw.githubusercontent.com/mrc-ide/global-lmic-reports/master/AFG/projections.csv
https://raw.githubusercontent.com/mrc-ide/global-lmic-reports/master/AFG/projections.csv
https://raw.githubusercontent.com/mrc-ide/global-lmic-reports/master/AFG/projections.csv
https://raw.githubusercontent.com/mrc-ide/global-lmic-reports/master/AFG/projections.csv
https://raw.githubusercontent.com/mrc-ide/global-lmic-reports/master/AFG/projections.csv
https://raw.githubusercontent.com/mrc-ide/global-lmic-reports/master/AFG/projections.csv
https://raw.githubusercontent.com/mrc-ide/global-lmic-reports/master/AFG/projections.csv
https://raw.githubusercontent.com/mrc-ide/global-lmic-reports/master/AFG/projections.csv
https://raw.githubusercontent.com/mrc-ide/global-lmic-reports/master/AFG/projections.csv
https://raw.githubusercontent.com/mrc-ide/global-lmic-reports/master/AFG/projections.csv
https://raw.githubusercontent.com/mrc-ide/global-lmic-reports/master/AFG/projections.csv
https://raw.githubusercontent.com/mrc-ide/global-lmic-reports/master/AFG/projections.csv
https://raw.githubusercontent.com/mrc-ide/global-lmic-reports/master/AFG/projections.csv
https://raw.githubusercontent.com/mrc-ide/global-lmic-reports/master/AFG/projections.csv
https://raw.githubusercontent.com/mrc-ide/global-lmic-reports/master/AFG/projections.csv
https://raw.githubusercontent.com/mrc-ide/global-lmic-reports/master/AFG/projections.csv
https://raw.githubusercontent.com/mrc-ide/global-lmic-reports/master/AFG/projections.csv
https://raw.githubusercontent.com/mrc-ide/global-lmic-reports/master/AFG/projections.csv
https://raw.githubusercontent.com/mrc-ide/global-lmic-reports/master/AFG/projections.csv
https://raw.githubusercontent.com/mrc-ide/global-lmic-reports/master/AFG/projections.csv
https://raw.githubusercontent.com/mrc-ide/global-lmic-reports/master/AFG/projections.csv
https://raw.githubusercontent.com/mrc-ide/global-lmic-reports/master/AFG/projections.csv
https://raw.githubusercontent.com/mrc-ide/global-lmic-reports/master/AFG/projections.csv
https://raw.githubusercontent.com/mrc-ide/global-lmic-reports/master/AFG/projections.csv
https://raw.githubusercontent.com/mrc-ide/global-lmic-reports/master/AFG/projections.csv
https://raw.githubusercontent.com/mrc-ide/global-lmic-reports/master/AFG/projections.csv
https://raw.githubusercontent.com/mrc-ide/global-lmic-reports/master/AFG/projections.csv
https://raw.githubusercontent.com/mrc-ide/global-lmic-reports/master/AFG/projections.csv
https://raw.githubusercontent.com/mrc-ide/global-lmic-reports/master/AFG/projections.csv
https://raw.githubusercontent.com/mrc-ide/global-lmic-reports/master/AFG/projections.csv
https://raw.githubusercontent.com/mrc-ide/global-lmic-reports/master/AFG/projections.csv
https://raw.githubusercontent.com/mrc-ide/global-lmic-reports/master/AFG/projections.csv
https://raw.githubusercontent.com/mrc-ide/global-lmic-reports/master/AFG/projections.csv
https://raw.githubusercontent.com/mrc-ide/global-lmic-reports/master/AFG/projections.csv
https://raw.githubusercontent.com/mrc-ide/global-lmic-reports/master/AFG/projections.csv
https://raw.githubusercontent.com/mrc-ide/global-lmic-reports/master/AFG/projections.csv
https://raw.githubusercontent.com/mrc-ide/global-lmic-reports/master/AFG/projections.csv
https://raw.githubusercontent.com/mrc-ide/global-lmic-reports/master/AFG/projections.csv
https://raw.githubusercontent.com/mrc-ide/global-lmic-reports/master/AFG/projections.csv
https://raw.githubusercontent.com/mrc-ide/global-lmic-reports/master/AFG/projections.csv
https://raw.githubusercontent.com/mrc-ide/global-lmic-reports/master/AFG/projections.csv
https://raw.githubusercontent.com/mrc-ide/global-lmic-reports/master/AFG/projections.csv
https://raw.githubusercontent.com/mrc-ide/global-lmic-reports/master/AFG/projections.csv
https://raw.githubusercontent.com/mrc-ide/global-lmic-reports/master/AFG/projections.csv
https://raw.githubusercontent.com/mrc-ide/global-lmic-reports/master/AFG/projections.csv
https://raw.githubusercontent.com/mrc-ide/global-lmic-reports/master/AFG/projections.csv
https://raw.githubusercontent.com/mrc-ide/global-lmic-reports/master/AFG/projections.csv
https://raw.githubusercontent.com/mrc-ide/global-lmic-reports/master/AFG/projections.csv
https://raw.githubusercontent.com/mrc-ide/global-lmic-reports/master/AFG/projections.csv
https://raw.githubusercontent.com/mrc-ide/global-lmic-reports/master/AFG/projections.csv
https://raw.githubusercontent.com/mrc-ide/global-lmic-reports/master/AFG/projections.csv
https://raw.githubusercontent.com/mrc-ide/global-lmic-reports/master/AFG/projections.csv
https://raw.githubusercontent.com/mrc-ide/global-lmic-reports/master/AFG/projections.csv
https://raw.githubusercontent.com/mrc-ide/global-lmic-reports/master/AFG/projections.csv
https://raw.githubusercontent.com/mrc-ide/global-lmic-reports/master/AFG/projections.csv
https://raw.githubusercontent.com/mrc-ide/global-lmic-reports/master/AFG/projections.csv
https://raw.githubusercontent.com/mrc-ide/global-lmic-reports/master/AFG/projections.csv
https://raw.githubusercontent.com/mrc-ide/global-lmic-reports/master/AFG/projections.csv
https://raw.githubusercontent.com/mrc-ide/global-lmic-reports/master/AFG/projections.csv
https://raw.githubusercontent.com/mrc-ide/global-lmic-reports/master/AFG/projections.csv
https://raw.githubusercontent.com/mrc-ide/global-lmic-reports/master/AFG/projections.csv
https://raw.githubusercontent.com/mrc-ide/global-lmic-reports/master/AFG/projections.csv
https://raw.githubusercontent.com/mrc-ide/global-lmic-reports/master/AFG/projections.csv
https://raw.githubusercontent.com/mrc-ide/global-lmic-reports/master/AFG/projections.csv
https://raw.githubusercontent.com/mrc-ide/global-lmic-reports/master/AFG/projections.csv
https://raw.githubusercontent.com/mrc-ide/global-lmic-reports/master/AFG/projections.csv
https://raw.githubusercontent.com/mrc-ide/global-lmic-reports/master/AFG/projections.csv
https://raw.githubusercontent.com/mrc-ide/global-lmic-reports/master/AFG/projections.csv
https://raw.githubusercontent.com/mrc-ide/global-lmic-reports/master/AFG/projections.csv
https://raw.githubusercontent.com/mrc-ide/global-lmic-reports/master/AFG/projections.csv
https://raw.githubusercontent.com/mrc-ide/global-lmic-reports/master/AFG/projections.csv
https://raw.githubusercontent.com/mrc-ide/global-lmic-reports/master/AFG/projections.csv
https://raw.githubusercontent.com/mrc-ide/global-lmic-reports/master/AFG/projections.csv
https://raw.githubusercontent.com/mrc-ide/global-lmic-reports/master/AFG/projections.csv
https://raw.githubusercontent.com/mrc-ide/global-lmic-reports/master/AFG/projections.csv
https://raw.githubusercontent.com/mrc-ide/global-lmic-reports/master/AFG/projections.csv
https://raw.githubusercontent.com/mrc-ide/global-lmic-reports/master/AFG/projections.csv
https://raw.githubusercontent.com/mrc-ide/global-lmic-reports/master/AFG/projections.csv
https://raw.githubusercontent.com/mrc-ide/global-lmic-reports/master/AFG/projections.csv
https://raw.githubusercontent.com/mrc-ide/global-lmic-reports/master/AFG/projections.csv
https://raw.githubusercontent.com/mrc-ide/global-lmic-reports/master/AFG/projections.csv
https://raw.githubusercontent.com/mrc-ide/global-lmic-reports/master/AFG/projections.csv
https://raw.githubusercontent.com/mrc-ide/global-lmic-reports/master/AFG/projections.csv
https://raw.githubusercontent.com/mrc-ide/global-lmic-reports/master/AFG/projections.csv
https://raw.githubusercontent.com/mrc-ide/global-lmic-reports/master/AFG/projections.csv
https://raw.githubusercontent.com/mrc-ide/global-lmic-reports/master/AFG/projections.csv
https://raw.githubusercontent.com/mrc-ide/global-lmic-reports/master/AFG/projections.csv
https://raw.githubusercontent.com/mrc-ide/global-lmic-reports/master/AFG/projections.csv
https://raw.githubusercontent.com/mrc-ide/global-lmic-reports/master/AFG/projections.csv
https://raw.githubusercontent.com/mrc-ide/global-lmic-reports/master/AFG/projections.csv
https://raw.githubusercontent.com/mrc-ide/global-lmic-reports/master/AFG/projections.csv
https://raw.githubusercontent.com/mrc-ide/global-lmic-reports/master/AFG/projections.csv
https://raw.githubusercontent.com/mrc-ide/global-lmic-reports/master/AFG/projections.csv
https://raw.githubusercontent.com/mrc-ide/global-lmic-reports/master/AFG/projections.csv
https://raw.githubusercontent.com/mrc-ide/global-lmic-reports/master/AFG/projections.csv
https://raw.githubusercontent.com/mrc-ide/global-lmic-reports/master/AFG/projections.csv
https://raw.githubusercontent.com/mrc-ide/global-lmic-reports/master/AFG/projections.csv
https://raw.githubusercontent.com/mrc-ide/global-lmic-reports/master/AFG/projections.csv
https://raw.githubusercontent.com/mrc-ide/global-lmic-reports/master/AFG/projections.csv
https://raw.githubusercontent.com/mrc-ide/global-lmic-reports/master/AFG/projections.csv
https://raw.githubusercontent.com/mrc-ide/global-lmic-reports/master/AFG/projections.csv
https://raw.githubusercontent.com/mrc-ide/global-lmic-reports/master/AFG/projections.csv
https://raw.githubusercontent.com/mrc-ide/global-lmic-reports/master/AFG/projections.csv
https://raw.githubusercontent.com/mrc-ide/global-lmic-reports/master/AFG/projections.csv
https://raw.githubusercontent.com/mrc-ide/global-lmic-reports/master/AFG/projections.csv
https://raw.githubusercontent.com/mrc-ide/global-lmic-reports/master/AFG/projections.csv
https://raw.githubusercontent.com/mrc-ide/global-lmic-reports/master/AFG/projections.csv
https://raw.githubusercontent.com/mrc-ide/global-lmic-reports/master/AFG/projections.csv
https://raw.githubusercontent.com/mrc-ide/global-lmic-reports/master/AFG/projections.csv
https://raw.githubusercontent.com/mrc-ide/global-lmic-reports/master/AFG/projections.csv
https://raw.githubusercontent.com/mrc-ide/global-lmic-reports/master/AFG/projections.csv
https://raw.githubusercontent.com/mrc-ide/global-lmic-reports/master/AFG/projections.csv
https://raw.githubusercontent.com/mrc-ide/global-lmic-reports/master/AFG/projections.csv
https://raw.githubusercontent.com/mrc-ide/global-lmic-reports/master/AFG/projections.csv
https://raw.githubusercontent.com/mrc-ide/global-lmic-reports/master/AFG/projections.csv
https://raw.githubusercontent.com/mrc-ide/global-lmic-reports/master/AFG/projections.csv
https://raw.githubusercontent.com/mrc-ide/global-lmic-reports/master/AFG/projections.csv
https://raw.githubusercontent.com/mrc-ide/global-lmic-reports/master/AFG/projections.csv
https://raw.githubusercontent.com/mrc-ide/global-lmic-reports/master/AFG/projections.csv
https://raw.githubusercontent.com/mrc-ide/global-lmic-reports/master/AFG/projections.csv
https://raw.githubusercontent.com/mrc-ide/global-lmic-reports/master/AFG/projections.csv
https://raw.githubusercontent.com/mrc-ide/global-lmic-reports/master/AFG/projections.csv
https://raw.githubusercontent.com/mrc-ide/global-lmic-reports/master/AFG/projections.csv
https://raw.githubusercontent.com/mrc-ide/global-lmic-reports/master/AFG/projections.csv
https://raw.githubusercontent.com/mrc-ide/global-lmic-reports/master/AFG/projections.csv
https://raw.githubusercontent.com/mrc-ide/global-lmic-reports/master/AFG/projections.csv
https://raw.githubusercontent.com/mrc-ide/global-lmic-reports/master/AFG/projections.csv
https://raw.githubusercontent.com/mrc-ide/global-lmic-reports/master/AFG/projections.csv
https://raw.githubusercontent.com/mrc-ide/global-lmic-reports/master/AFG/projections.csv
https://raw.githubusercontent.com/mrc-ide/global-lmic-reports/master/AFG/projections.csv
https://raw.githubusercontent.com/mrc-ide/global-lmic-reports/master/AFG/projections.csv
https://raw.githubusercontent.com/mrc-ide/global-lmic-reports/master/AFG/projections.csv
https://raw.githubusercontent.com/mrc-ide/global-lmic-reports/master/AFG/projections.csv
https://raw.githubusercontent.com/mrc-ide/global-lmic-reports/master/AFG/projections.csv
https://raw.githubusercontent.com/mrc-ide/global-lmic-reports/master/AFG/projections.csv
https://raw.githubusercontent.com/mrc-ide/global-lmic-reports/master/AFG/projections.csv
https://raw.githubusercontent.com/mrc-ide/global-lmic-reports/master/AFG/projections.csv
https://raw.githubusercontent.com/mrc-ide/global-lmic-reports/master/AFG/projections.csv
https://raw.githubusercontent.com/mrc-ide/global-lmic-reports/master/AFG/projections.csv
https://raw.githubusercontent.com/mrc-ide/global-lmic-reports/master/AFG/projections.csv
https://raw.githubusercontent.com/mrc-ide/global-lmic-reports/master/AFG/projections.csv
https://raw.githubusercontent.com/mrc-ide/global-lmic-reports/master/AFG/projections.csv
https://raw.githubusercontent.com/mrc-ide/global-lmic-reports/master/AFG/projections.csv
https://raw.githubusercontent.com/mrc-ide/global-lmic-reports/master/AFG/projections.csv
https://raw.githubusercontent.com/mrc-ide/global-lmic-reports/master/AFG/projections.csv
https://raw.githubusercontent.com/mrc-ide/global-lmic-reports/master/AFG/projections.csv
https://raw.githubusercontent.com/mrc-ide/global-lmic-reports/master/AFG/projections.csv
https://raw.githubusercontent.com/mrc-ide/global-lmic-reports/master/AFG/projections.csv
https://raw.githubusercontent.com/mrc-ide/global-lmic-reports/master/AFG/projections.csv
https://raw.githubusercontent.com/mrc-ide/global-lmic-reports/master/AFG/projections.csv
https://raw.githubusercontent.com/mrc-ide/global-lmic-reports/master/AFG/projections.csv
https://raw.githubusercontent.com/mrc-ide/global-lmic-reports/master/AFG/projections.csv
https://raw.githubusercontent.com/mrc-ide/global-lmic-reports/master/AFG/projections.csv
https://raw.githubusercontent.com/mrc-ide/global-lmic-reports/master/AFG/projections.csv
https://raw.githubusercontent.com/mrc-ide/global-lmic-reports/master/AFG/projections.csv
https://raw.githubusercontent.com/mrc-ide/global-lmic-reports/master/AFG/projections.csv
https://raw.githubusercontent.com/mrc-ide/global-lmic-reports/master/AFG/projections.csv
https://raw.githubusercontent.com/mrc-ide/global-lmic-reports/master/AFG/projections.csv
https://raw.githubusercontent.com/mrc-ide/global-lmic-reports/master/AFG/projections.csv
https://raw.githubusercontent.com/mrc-ide/global-lmic-reports/master/AFG/projections.csv
https://raw.githubusercontent.com/mrc-ide/global-lmic-reports/master/AFG/projections.csv
https://raw.githubusercontent.com/mrc-ide/global-lmic-reports/master/AFG/projections.csv
https://raw.githubusercontent.com/mrc-ide/global-lmic-reports/master/AFG/projections.csv
https://raw.githubusercontent.com/mrc-ide/global-lmic-reports/master/AFG/projections.csv
https://raw.githubusercontent.com/mrc-ide/global-lmic-reports/master/AFG/projections.csv
https://raw.githubusercontent.com/mrc-ide/global-lmic-reports/master/AFG/projections.csv
https://raw.githubusercontent.com/mrc-ide/global-lmic-reports/master/AFG/projections.csv
https://raw.githubusercontent.com/mrc-ide/global-lmic-reports/master/AFG/projections.csv
https://raw.githubusercontent.com/mrc-ide/global-lmic-reports/master/AFG/projections.csv
https://raw.githubusercontent.com/mrc-ide/global-lmic-reports/master/AFG/projections.csv
https://raw.githubusercontent.com/mrc-ide/global-lmic-reports/master/AFG/projections.csv
https://raw.githubusercontent.com/mrc-ide/global-lmic-reports/master/AFG/projections.csv
https://raw.githubusercontent.com/mrc-ide/global-lmic-reports/master/AFG/projections.csv
https://raw.githubusercontent.com/mrc-ide/global-lmic-reports/master/AFG/projections.csv
https://raw.githubusercontent.com/mrc-ide/global-lmic-reports/master/AFG/projections.csv
https://raw.githubusercontent.com/mrc-ide/global-lmic-reports/master/AFG/projections.csv
https://raw.githubusercontent.com/mrc-ide/global-lmic-reports/master/AFG/projections.csv
https://raw.githubusercontent.com/mrc-ide/global-lmic-reports/master/AFG/projections.csv
https://raw.githubusercontent.com/mrc-ide/global-lmic-reports/master/AFG/projections.csv
https://raw.githubusercontent.com/mrc-ide/global-lmic-reports/master/AFG/projections.csv
https://raw.githubusercontent.com/mrc-ide/global-lmic-reports/master/AFG/projections.csv
https://raw.githubusercontent.com/mrc-ide/global-lmic-reports/master/AFG/projections.csv
https://raw.githubusercontent.com/mrc-ide/global-lmic-reports/master/AFG/projections.csv
https://raw.githubusercontent.com/mrc-ide/global-lmic-reports/master/AFG/projections.csv
https://raw.githubusercontent.com/mrc-ide/global-lmic-reports/master/AFG/projections.csv
https://raw.githubusercontent.com/mrc-ide/global-lmic-reports/master/AFG/projections.csv
https://raw.githubusercontent.com/mrc-ide/global-lmic-reports/master/AFG/projections.csv
https://raw.githubusercontent.com/mrc-ide/global-lmic-reports/master/AFG/projections.csv
https://raw.githubusercontent.com/mrc-ide/global-lmic-reports/master/AFG/projections.csv
https://raw.githubusercontent.com/mrc-ide/global-lmic-reports/master/AFG/projections.csv
https://raw.githubusercontent.com/mrc-ide/global-lmic-reports/master/AFG/projections.csv
https://raw.githubusercontent.com/mrc-ide/global-lmic-reports/master/AFG/projections.csv
https://raw.githubusercontent.com/mrc-ide/global-lmic-reports/master/AFG/projections.csv
https://raw.githubusercontent.com/mrc-ide/global-lmic-reports/master/AFG/projections.csv
https://raw.githubusercontent.com/mrc-ide/global-lmic-reports/master/AFG/projections.csv
https://raw.githubusercontent.com/mrc-ide/global-lmic-reports/master/AFG/projections.csv
https://raw.githubusercontent.com/mrc-ide/global-lmic-reports/master/AFG/projections.csv
https://raw.githubusercontent.com/mrc-ide/global-lmic-reports/master/AFG/projections.csv
https://raw.githubusercontent.com/mrc-ide/global-lmic-reports/master/AFG/projections.csv
https://raw.githubusercontent.com/mrc-ide/global-lmic-reports/master/AFG/projections.csv
https://raw.githubusercontent.com/mrc-ide/global-lmic-reports/master/AFG/projections.csv
https://raw.githubusercontent.com/mrc-ide/global-lmic-reports/master/AFG/projections.csv
https://raw.githubusercontent.com/mrc-ide/global-lmic-reports/master/AFG/projections.csv
https://raw.githubusercontent.com/mrc-ide/global-lmic-reports/master/AFG/projections.csv
https://raw.githubusercontent.com/mrc-ide/global-lmic-reports/master/AFG/projections.csv
https://raw.githubusercontent.com/mrc-ide/global-lmic-reports/master/AFG/projections.csv
https://raw.githubusercontent.com/mrc-ide/global-lmic-reports/master/AFG/projections.csv
https://raw.githubusercontent.com/mrc-ide/global-lmic-reports/master/AFG/projections.csv
https://raw.githubusercontent.com/mrc-ide/global-lmic-reports/master/AFG/projections.csv
https://raw.githubusercontent.com/mrc-ide/global-lmic-reports/master/AFG/projections.csv
https://raw.githubusercontent.com/mrc-ide/global-lmic-reports/master/AFG/projections.csv
https://raw.githubusercontent.com/mrc-ide/global-lmic-reports/master/AFG/projections.csv
https://raw.githubusercontent.com/mrc-ide/global-lmic-reports/master/AFG/projections.csv
https://raw.githubusercontent.com/mrc-ide/global-lmic-reports/master/AFG/projections.csv
https://raw.githubusercontent.com/mrc-ide/global-lmic-reports/master/AFG/projections.csv
https://raw.githubusercontent.com/mrc-ide/global-lmic-reports/master/AFG/projections.csv
https://raw.githubusercontent.com/mrc-ide/global-lmic-reports/master/AFG/projections.csv
https://raw.githubusercontent.com/mrc-ide/global-lmic-reports/master/AFG/projections.csv
https://raw.githubusercontent.com/mrc-ide/global-lmic-reports/master/AFG/projections.csv
https://raw.githubusercontent.com/mrc-ide/global-lmic-reports/master/AFG/projections.csv
https://raw.githubusercontent.com/mrc-ide/global-lmic-reports/master/AFG/projections.csv
https://raw.githubusercontent.com/mrc-ide/global-lmic-reports/master/AFG/projections.csv
https://raw.githubusercontent.com/mrc-ide/global-lmic-reports/master/AFG/projections.csv
https://raw.githubusercontent.com/mrc-ide/global-lmic-reports/master/AFG/projections.csv
https://raw.githubusercontent.com/mrc-ide/global-lmic-reports/master/AFG/projections.csv
https://raw.githubusercontent.com/mrc-ide/global-lmic-reports/master/AFG/projections.csv
https://raw.githubusercontent.com/mrc-ide/global-lmic-reports/master/AFG/projections.csv
https://raw.githubusercontent.com/mrc-ide/global-lmic-reports/master/AFG/projections.csv
https://raw.githubusercontent.com/mrc-ide/global-lmic-reports/master/AFG/projections.csv
https://raw.githubusercontent.com/mrc-ide/global-lmic-reports/master/AFG/projections.csv
https://raw.githubusercontent.com/mrc-ide/global-lmic-reports/master/AFG/projections.csv
https://raw.githubusercontent.com/mrc-ide/global-lmic-reports/master/AFG/projections.csv
https://raw.githubusercontent.com/mrc-ide/global-lmic-reports/master/AFG/projections.csv
https://raw.githubusercontent.com/mrc-ide/global-lmic-reports/master/AFG/projections.csv
https://raw.githubusercontent.com/mrc-ide/global-lmic-reports/master/AFG/projections.csv
https://raw.githubusercontent.com/mrc-ide/global-lmic-reports/master/AFG/projections.csv
https://raw.githubusercontent.com/mrc-ide/global-lmic-reports/master/AFG/projections.csv
https://raw.githubusercontent.com/mrc-ide/global-lmic-reports/master/AFG/projections.csv
https://raw.githubusercontent.com/mrc-ide/global-lmic-reports/master/AFG/projections.csv
https://raw.githubusercontent.com/mrc-ide/global-lmic-reports/master/AFG/projections.csv
https://raw.githubusercontent.com/mrc-ide/global-lmic-reports/master/AFG/projections.csv
https://raw.githubusercontent.com/mrc-ide/global-lmic-reports/master/AFG/projections.csv
https://raw.githubusercontent.com/mrc-ide/global-lmic-reports/master/AFG/projections.csv
https://raw.githubusercontent.com/mrc-ide/global-lmic-reports/master/AFG/projections.csv
https://raw.githubusercontent.com/mrc-ide/global-lmic-reports/master/AFG/projections.csv
https://raw.githubusercontent.com/mrc-ide/global-lmic-reports/master/AFG/projections.csv
https://raw.githubusercontent.com/mrc-ide/global-lmic-reports/master/AFG/projections.csv
https://raw.githubusercontent.com/mrc-ide/global-lmic-reports/master/AFG/projections.csv
https://raw.githubusercontent.com/mrc-ide/global-lmic-reports/master/AFG/projections.csv
https://raw.githubusercontent.com/mrc-ide/global-lmic-reports/master/AFG/projections.csv
https://raw.githubusercontent.com/mrc-ide/global-lmic-reports/master/AFG/projections.csv
https://raw.githubusercontent.com/mrc-ide/global-lmic-reports/master/AFG/projections.csv
https://raw.githubusercontent.com/mrc-ide/global-lmic-reports/master/AFG/projections.csv
https://raw.githubusercontent.com/mrc-ide/global-lmic-reports/master/AFG/projections.csv
https://raw.githubusercontent.com/mrc-ide/global-lmic-reports/master/AFG/projections.csv
https://raw.githubusercontent.com/mrc-ide/global-lmic-reports/master/AFG/projections.csv
https://raw.githubusercontent.com/mrc-ide/global-lmic-reports/master/AFG/projections.csv
https://raw.githubusercontent.com/mrc-ide/global-lmic-reports/master/AFG/projections.csv
https://raw.githubusercontent.com/mrc-ide/global-lmic-reports/master/AFG/projections.csv
https://raw.githubusercontent.com/mrc-ide/global-lmic-reports/master/AFG/projections.csv
https://raw.githubusercontent.com/mrc-ide/global-lmic-reports/master/AFG/projections.csv
https://raw.githubusercontent.com/mrc-ide/global-lmic-reports/master/AFG/projections.csv
https://raw.githubusercontent.com/mrc-ide/global-lmic-reports/master/AFG/projections.csv
https://raw.githubusercontent.com/mrc-ide/global-lmic-reports/master/AFG/projections.csv
https://raw.githubusercontent.com/mrc-ide/global-lmic-reports/master/AFG/projections.csv
https://raw.githubusercontent.com/mrc-ide/global-lmic-reports/master/AFG/projections.csv
https://raw.githubusercontent.com/mrc-ide/global-lmic-reports/master/AFG/projections.csv
https://raw.githubusercontent.com/mrc-ide/global-lmic-reports/master/AFG/projections.csv
https://raw.githubusercontent.com/mrc-ide/global-lmic-reports/master/AFG/projections.csv
https://raw.githubusercontent.com/mrc-ide/global-lmic-reports/master/AFG/projections.csv
https://raw.githubusercontent.com/mrc-ide/global-lmic-reports/master/AFG/projections.csv
https://raw.githubusercontent.com/mrc-ide/global-lmic-reports/master/AFG/projections.csv
https://raw.githubusercontent.com/mrc-ide/global-lmic-reports/master/AFG/projections.csv
https://raw.githubusercontent.com/mrc-ide/global-lmic-reports/master/AFG/projections.csv
https://raw.githubusercontent.com/mrc-ide/global-lmic-reports/master/AFG/projections.csv
https://raw.githubusercontent.com/mrc-ide/global-lmic-reports/master/AFG/projections.csv
https://raw.githubusercontent.com/mrc-ide/global-lmic-reports/master/AFG/projections.csv
https://raw.githubusercontent.com/mrc-ide/global-lmic-reports/master/AFG/projections.csv
https://raw.githubusercontent.com/mrc-ide/global-lmic-reports/master/AFG/projections.csv
https://raw.githubusercontent.com/mrc-ide/global-lmic-reports/master/AFG/projections.csv
https://raw.githubusercontent.com/mrc-ide/global-lmic-reports/master/AFG/projections.csv
https://raw.githubusercontent.com/mrc-ide/global-lmic-reports/master/AFG/projections.csv
https://raw.githubusercontent.com/mrc-ide/global-lmic-reports/master/AFG/projections.csv
https://raw.githubusercontent.com/mrc-ide/global-lmic-reports/master/AFG/projections.csv
https://raw.githubusercontent.com/mrc-ide/global-lmic-reports/master/AFG/projections.csv
https://raw.githubusercontent.com/mrc-ide/global-lmic-reports/master/AFG/projections.csv
https://raw.githubusercontent.com/mrc-ide/global-lmic-reports/master/AFG/projections.csv
https://raw.githubusercontent.com/mrc-ide/global-lmic-reports/master/AFG/projections.csv
https://raw.githubusercontent.com/mrc-ide/global-lmic-reports/master/AFG/projections.csv
https://raw.githubusercontent.com/mrc-ide/global-lmic-reports/master/AFG/projections.csv
https://raw.githubusercontent.com/mrc-ide/global-lmic-reports/master/AFG/projections.csv
https://raw.githubusercontent.com/mrc-ide/global-lmic-reports/master/AFG/projections.csv
https://raw.githubusercontent.com/mrc-ide/global-lmic-reports/master/AFG/projections.csv
https://raw.githubusercontent.com/mrc-ide/global-lmic-reports/master/AFG/projections.csv
https://raw.githubusercontent.com/mrc-ide/global-lmic-reports/master/AFG/projections.csv
https://raw.githubusercontent.com/mrc-ide/global-lmic-reports/master/AFG/projections.csv
https://raw.githubusercontent.com/mrc-ide/global-lmic-reports/master/AFG/projections.csv
https://raw.githubusercontent.com/mrc-ide/global-lmic-reports/master/AFG/projections.csv
https://raw.githubusercontent.com/mrc-ide/global-lmic-reports/master/AFG/projections.csv
https://raw.githubusercontent.com/mrc-ide/global-lmic-reports/master/AFG/projections.csv
https://raw.githubusercontent.com/mrc-ide/global-lmic-reports/master/AFG/projections.csv
https://raw.githubusercontent.com/mrc-ide/global-lmic-reports/master/AFG/projections.csv
https://raw.githubusercontent.com/mrc-ide/global-lmic-reports/master/AFG/projections.csv
https://raw.githubusercontent.com/mrc-ide/global-lmic-reports/master/AFG/projections.csv
https://raw.githubusercontent.com/mrc-ide/global-lmic-reports/master/AFG/projections.csv
https://raw.githubusercontent.com/mrc-ide/global-lmic-reports/master/AFG/projections.csv
https://raw.githubusercontent.com/mrc-ide/global-lmic-reports/master/AFG/projections.csv
https://raw.githubusercontent.com/mrc-ide/global-lmic-reports/master/AFG/projections.csv
https://raw.githubusercontent.com/mrc-ide/global-lmic-reports/master/AFG/projections.csv
https://raw.githubusercontent.com/mrc-ide/global-lmic-reports/master/AFG/projections.csv
https://raw.githubusercontent.com/mrc-ide/global-lmic-reports/master/AFG/projections.csv
https://raw.githubusercontent.com/mrc-ide/global-lmic-reports/master/AFG/projections.csv
https://raw.githubusercontent.com/mrc-ide/global-lmic-reports/master/AFG/projections.csv
https://raw.githubusercontent.com/mrc-ide/global-lmic-reports/master/AFG/projections.csv
https://raw.githubusercontent.com/mrc-ide/global-lmic-reports/master/AFG/projections.csv
https://raw.githubusercontent.com/mrc-ide/global-lmic-reports/master/AFG/projections.csv
https://raw.githubusercontent.com/mrc-ide/global-lmic-reports/master/AFG/projections.csv
https://raw.githubusercontent.com/mrc-ide/global-lmic-reports/master/AFG/projections.csv
https://raw.githubusercontent.com/mrc-ide/global-lmic-reports/master/AFG/projections.csv
https://raw.githubusercontent.com/mrc-ide/global-lmic-reports/master/AFG/projections.csv
https://raw.githubusercontent.com/mrc-ide/global-lmic-reports/master/AFG/projections.csv
https://raw.githubusercontent.com/mrc-ide/global-lmic-reports/master/AFG/projections.csv
https://raw.githubusercontent.com/mrc-ide/global-lmic-reports/master/AFG/projections.csv
https://raw.githubusercontent.com/mrc-ide/global-lmic-reports/master/AFG/projections.csv
https://raw.githubusercontent.com/mrc-ide/global-lmic-reports/master/AFG/projections.csv
https://raw.githubusercontent.com/mrc-ide/global-lmic-reports/master/AFG/projections.csv
https://raw.githubusercontent.com/mrc-ide/global-lmic-reports/master/AFG/projections.csv
https://raw.githubusercontent.com/mrc-ide/global-lmic-reports/master/AFG/projections.csv
https://raw.githubusercontent.com/mrc-ide/global-lmic-reports/master/AFG/projections.csv
https://raw.githubusercontent.com/mrc-ide/global-lmic-reports/master/AFG/projections.csv
https://raw.githubusercontent.com/mrc-ide/global-lmic-reports/master/AFG/projections.csv
https://raw.githubusercontent.com/mrc-ide/global-lmic-reports/master/AFG/projections.csv
https://raw.githubusercontent.com/mrc-ide/global-lmic-reports/master/AFG/projections.csv
https://raw.githubusercontent.com/mrc-ide/global-lmic-reports/master/AFG/projections.csv
https://raw.githubusercontent.com/mrc-ide/global-lmic-reports/master/AFG/projections.csv
https://raw.githubusercontent.com/mrc-ide/global-lmic-reports/master/AFG/projections.csv
https://raw.githubusercontent.com/mrc-ide/global-lmic-reports/master/AFG/projections.csv
https://raw.githubusercontent.com/mrc-ide/global-lmic-reports/master/AFG/projections.csv
https://raw.githubusercontent.com/mrc-ide/global-lmic-reports/master/AFG/projections.csv
https://raw.githubusercontent.com/mrc-ide/global-lmic-reports/master/AFG/projections.csv
https://raw.githubusercontent.com/mrc-ide/global-lmic-reports/master/AFG/projections.csv
https://raw.githubusercontent.com/mrc-ide/global-lmic-reports/master/AFG/projections.csv
https://raw.githubusercontent.com/mrc-ide/global-lmic-reports/master/AFG/projections.csv
https://raw.githubusercontent.com/mrc-ide/global-lmic-reports/master/AFG/projections.csv
https://raw.githubusercontent.com/mrc-ide/global-lmic-reports/master/AFG/projections.csv
https://raw.githubusercontent.com/mrc-ide/global-lmic-reports/master/AFG/projections.csv
https://raw.githubusercontent.com/mrc-ide/global-lmic-reports/master/AFG/projections.csv
https://raw.githubusercontent.com/mrc-ide/global-lmic-reports/master/AFG/projections.csv
https://raw.githubusercontent.com/mrc-ide/global-lmic-reports/master/AFG/projections.csv
https://raw.githubusercontent.com/mrc-ide/global-lmic-reports/master/AFG/projections.csv
https://raw.githubusercontent.com/mrc-ide/global-lmic-reports/master/AFG/projections.csv
https://raw.githubusercontent.com/mrc-ide/global-lmic-reports/master/AFG/projections.csv
https://raw.githubusercontent.com/mrc-ide/global-lmic-reports/master/AFG/projections.csv
https://raw.githubusercontent.com/mrc-ide/global-lmic-reports/master/AFG/projections.csv
https://raw.githubusercontent.com/mrc-ide/global-lmic-reports/master/AFG/projections.csv
https://raw.githubusercontent.com/mrc-ide/global-lmic-reports/master/AFG/projections.csv
https://raw.githubusercontent.com/mrc-ide/global-lmic-reports/master/AFG/projections.csv
https://raw.githubusercontent.com/mrc-ide/global-lmic-reports/master/AFG/projections.csv
https://raw.githubusercontent.com/mrc-ide/global-lmic-reports/master/AFG/projections.csv
https://raw.githubusercontent.com/mrc-ide/global-lmic-reports/master/AFG/projections.csv
https://raw.githubusercontent.com/mrc-ide/global-lmic-reports/master/AFG/projections.csv
https://raw.githubusercontent.com/mrc-ide/global-lmic-reports/master/AFG/projections.csv
https://raw.githubusercontent.com/mrc-ide/global-lmic-reports/master/AFG/projections.csv
https://raw.githubusercontent.com/mrc-ide/global-lmic-reports/master/AFG/projections.csv
https://raw.githubusercontent.com/mrc-ide/global-lmic-reports/master/AFG/projections.csv
https://raw.githubusercontent.com/mrc-ide/global-lmic-reports/master/AFG/projections.csv
https://raw.githubusercontent.com/mrc-ide/global-lmic-reports/master/AFG/projections.csv
https://raw.githubusercontent.com/mrc-ide/global-lmic-reports/master/AFG/projections.csv
https://raw.githubusercontent.com/mrc-ide/global-lmic-reports/master/AFG/projections.csv
https://raw.githubusercontent.com/mrc-ide/global-lmic-reports/master/AFG/projections.csv
https://raw.githubusercontent.com/mrc-ide/global-lmic-reports/master/AFG/projections.csv
https://raw.githubusercontent.com/mrc-ide/global-lmic-reports/master/AFG/projections.csv
https://raw.githubusercontent.com/mrc-ide/global-lmic-reports/master/AFG/projections.csv
https://raw.githubusercontent.com/mrc-ide/global-lmic-reports/master/AFG/projections.csv
https://raw.githubusercontent.com/mrc-ide/global-lmic-reports/master/AFG/projections.csv
https://raw.githubusercontent.com/mrc-ide/global-lmic-reports/master/AFG/projections.csv
https://raw.githubusercontent.com/mrc-ide/global-lmic-reports/master/AFG/projections.csv
https://raw.githubusercontent.com/mrc-ide/global-lmic-reports/master/AFG/projections.csv
https://raw.githubusercontent.com/mrc-ide/global-lmic-reports/master/AFG/projections.csv
https://raw.githubusercontent.com/mrc-ide/global-lmic-reports/master/AFG/projections.csv
https://raw.githubusercontent.com/mrc-ide/global-lmic-reports/master/AFG/projections.csv
https://raw.githubusercontent.com/mrc-ide/global-lmic-reports/master/AFG/projections.csv
https://raw.githubusercontent.com/mrc-ide/global-lmic-reports/master/AFG/projections.csv
https://raw.githubusercontent.com/mrc-ide/global-lmic-reports/master/AFG/projections.csv
https://raw.githubusercontent.com/mrc-ide/global-lmic-reports/master/AFG/projections.csv
https://raw.githubusercontent.com/mrc-ide/global-lmic-reports/master/AFG/projections.csv
https://raw.githubusercontent.com/mrc-ide/global-lmic-reports/master/AFG/projections.csv
https://raw.githubusercontent.com/mrc-ide/global-lmic-reports/master/AFG/projections.csv
https://raw.githubusercontent.com/mrc-ide/global-lmic-reports/master/AFG/projections.csv
https://raw.githubusercontent.com/mrc-ide/global-lmic-reports/master/AFG/projections.csv
https://raw.githubusercontent.com/mrc-ide/global-lmic-reports/master/AFG/projections.csv
https://raw.githubusercontent.com/mrc-ide/global-lmic-reports/master/AFG/projections.csv
https://raw.githubusercontent.com/mrc-ide/global-lmic-reports/master/AFG/projections.csv
https://raw.githubusercontent.com/mrc-ide/global-lmic-reports/master/AFG/projections.csv
https://raw.githubusercontent.com/mrc-ide/global-lmic-reports/master/AFG/projections.csv
https://raw.githubusercontent.com/mrc-ide/global-lmic-reports/master/AFG/projections.csv
https://raw.githubusercontent.com/mrc-ide/global-lmic-reports/master/AFG/projections.csv
https://raw.githubusercontent.com/mrc-ide/global-lmic-reports/master/AFG/projections.csv
https://raw.githubusercontent.com/mrc-ide/global-lmic-reports/master/AFG/projections.csv
https://raw.githubusercontent.com/mrc-ide/global-lmic-reports/master/AFG/projections.csv
https://raw.githubusercontent.com/mrc-ide/global-lmic-reports/master/AFG/projections.csv
https://raw.githubusercontent.com/mrc-ide/global-lmic-reports/master/AFG/projections.csv
https://raw.githubusercontent.com/mrc-ide/global-lmic-reports/master/AFG/projections.csv
https://raw.githubusercontent.com/mrc-ide/global-lmic-reports/master/AFG/projections.csv
https://raw.githubusercontent.com/mrc-ide/global-lmic-reports/master/AFG/projections.csv
https://raw.githubusercontent.com/mrc-ide/global-lmic-reports/master/AFG/projections.csv
https://raw.githubusercontent.com/mrc-ide/global-lmic-reports/master/AFG/projections.csv
https://raw.githubusercontent.com/mrc-ide/global-lmic-reports/master/AFG/projections.csv
https://raw.githubusercontent.com/mrc-ide/global-lmic-reports/master/AFG/projections.csv
https://raw.githubusercontent.com/mrc-ide/global-lmic-reports/master/AFG/projections.csv
https://raw.githubusercontent.com/mrc-ide/global-lmic-reports/master/AFG/projections.csv
https://raw.githubusercontent.com/mrc-ide/global-lmic-reports/master/AFG/projections.csv
https://raw.githubusercontent.com/mrc-ide/global-lmic-reports/master/AFG/projections.csv
https://raw.githubusercontent.com/mrc-ide/global-lmic-reports/master/AFG/projections.csv
https://raw.githubusercontent.com/mrc-ide/global-lmic-reports/master/AFG/projections.csv
https://raw.githubusercontent.com/mrc-ide/global-lmic-reports/master/AFG/projections.csv
https://raw.githubusercontent.com/mrc-ide/global-lmic-reports/master/AFG/projections.csv
https://raw.githubusercontent.com/mrc-ide/global-lmic-reports/master/AFG/projections.csv
https://raw.githubusercontent.com/mrc-ide/global-lmic-reports/master/AFG/projections.csv
https://raw.githubusercontent.com/mrc-ide/global-lmic-reports/master/AFG/projections.csv
https://raw.githubusercontent.com/mrc-ide/global-lmic-reports/master/AFG/projections.csv
https://raw.githubusercontent.com/mrc-ide/global-lmic-reports/master/AFG/projections.csv
https://raw.githubusercontent.com/mrc-ide/global-lmic-reports/master/AFG/projections.csv
https://raw.githubusercontent.com/mrc-ide/global-lmic-reports/master/AFG/projections.csv
https://raw.githubusercontent.com/mrc-ide/global-lmic-reports/master/AFG/projections.csv
https://raw.githubusercontent.com/mrc-ide/global-lmic-reports/master/AFG/projections.csv
https://raw.githubusercontent.com/mrc-ide/global-lmic-reports/master/AFG/projections.csv
https://raw.githubusercontent.com/mrc-ide/global-lmic-reports/master/AFG/projections.csv
https://raw.githubusercontent.com/mrc-ide/global-lmic-reports/master/AFG/projections.csv
https://raw.githubusercontent.com/mrc-ide/global-lmic-reports/master/AFG/projections.csv
https://raw.githubusercontent.com/mrc-ide/global-lmic-reports/master/AFG/projections.csv
https://raw.githubusercontent.com/mrc-ide/global-lmic-reports/master/AFG/projections.csv
https://raw.githubusercontent.com/mrc-ide/global-lmic-reports/master/AFG/projections.csv
https://raw.githubusercontent.com/mrc-ide/global-lmic-reports/master/AFG/projections.csv
https://raw.githubusercontent.com/mrc-ide/global-lmic-reports/master/AFG/projections.csv
https://raw.githubusercontent.com/mrc-ide/global-lmic-reports/master/AFG/projections.csv
https://raw.githubusercontent.com/mrc-ide/global-lmic-reports/master/AFG/projections.csv
https://raw.githubusercontent.com/mrc-ide/global-lmic-reports/master/AFG/projections.csv
https://raw.githubusercontent.com/mrc-ide/global-lmic-reports/master/AFG/projections.csv
https://raw.githubusercontent.com/mrc-ide/global-lmic-reports/master/AFG/projections.csv
https://raw.githubusercontent.com/mrc-ide/global-lmic-reports/master/AFG/projections.csv
https://raw.githubusercontent.com/mrc-ide/global-lmic-reports/master/AFG/projections.csv
https://raw.githubusercontent.com/mrc-ide/global-lmic-reports/master/AFG/projections.csv
https://raw.githubusercontent.com/mrc-ide/global-lmic-reports/master/AFG/projections.csv
https://raw.githubusercontent.com/mrc-ide/global-lmic-reports/master/AFG/projections.csv
https://raw.githubusercontent.com/mrc-ide/global-lmic-reports/master/AFG/projections.csv
https://raw.githubusercontent.com/mrc-ide/global-lmic-reports/master/AFG/projections.csv
https://raw.githubusercontent.com/mrc-ide/global-lmic-reports/master/AFG/projections.csv
https://raw.githubusercontent.com/mrc-ide/global-lmic-reports/master/AFG/projections.csv
https://raw.githubusercontent.com/mrc-ide/global-lmic-reports/master/AFG/projections.csv
https://raw.githubusercontent.com/mrc-ide/global-lmic-reports/master/AFG/projections.csv
https://raw.githubusercontent.com/mrc-ide/global-lmic-reports/master/AFG/projections.csv
https://raw.githubusercontent.com/mrc-ide/global-lmic-reports/master/AFG/projections.csv
https://raw.githubusercontent.com/mrc-ide/global-lmic-reports/master/AFG/projections.csv
https://raw.githubusercontent.com/mrc-ide/global-lmic-reports/master/AFG/projections.csv
https://raw.githubusercontent.com/mrc-ide/global-lmic-reports/master/AFG/projections.csv
https://raw.githubusercontent.com/mrc-ide/global-lmic-reports/master/AFG/projections.csv
https://raw.githubusercontent.com/mrc-ide/global-lmic-reports/master/AFG/projections.csv
https://raw.githubusercontent.com/mrc-ide/global-lmic-reports/master/AFG/projections.csv
https://raw.githubusercontent.com/mrc-ide/global-lmic-reports/master/AFG/projections.csv
https://raw.githubusercontent.com/mrc-ide/global-lmic-reports/master/AFG/projections.csv
https://raw.githubusercontent.com/mrc-ide/global-lmic-reports/master/AFG/projections.csv
https://raw.githubusercontent.com/mrc-ide/global-lmic-reports/master/AFG/projections.csv
https://raw.githubusercontent.com/mrc-ide/global-lmic-reports/master/AFG/projections.csv
https://raw.githubusercontent.com/mrc-ide/global-lmic-reports/master/AFG/projections.csv
https://raw.githubusercontent.com/mrc-ide/global-lmic-reports/master/AFG/projections.csv
https://raw.githubusercontent.com/mrc-ide/global-lmic-reports/master/AFG/projections.csv
https://raw.githubusercontent.com/mrc-ide/global-lmic-reports/master/AFG/projections.csv
https://raw.githubusercontent.com/mrc-ide/global-lmic-reports/master/AFG/projections.csv
https://raw.githubusercontent.com/mrc-ide/global-lmic-reports/master/AFG/projections.csv
https://raw.githubusercontent.com/mrc-ide/global-lmic-reports/master/AFG/projections.csv
https://raw.githubusercontent.com/mrc-ide/global-lmic-reports/master/AFG/projections.csv
https://raw.githubusercontent.com/mrc-ide/global-lmic-reports/master/AFG/projections.csv
https://raw.githubusercontent.com/mrc-ide/global-lmic-reports/master/AFG/projections.csv
https://raw.githubusercontent.com/mrc-ide/global-lmic-reports/master/AFG/projections.csv
https://raw.githubusercontent.com/mrc-ide/global-lmic-reports/master/AFG/projections.csv
https://raw.githubusercontent.com/mrc-ide/global-lmic-reports/master/AFG/projections.csv
https://raw.githubusercontent.com/mrc-ide/global-lmic-reports/master/AFG/projections.csv
https://raw.githubusercontent.com/mrc-ide/global-lmic-reports/master/AFG/projections.csv
https://raw.githubusercontent.com/mrc-ide/global-lmic-reports/master/AFG/projections.csv
https://raw.githubusercontent.com/mrc-ide/global-lmic-reports/master/AFG/projections.csv
https://raw.githubusercontent.com/mrc-ide/global-lmic-reports/master/AFG/projections.csv
https://raw.githubusercontent.com/mrc-ide/global-lmic-reports/master/AFG/projections.csv
https://raw.githubusercontent.com/mrc-ide/global-lmic-reports/master/AFG/projections.csv
https://raw.githubusercontent.com/mrc-ide/global-lmic-reports/master/AFG/projections.csv
https://raw.githubusercontent.com/mrc-ide/global-lmic-reports/master/AFG/projections.csv
https://raw.githubusercontent.com/mrc-ide/global-lmic-reports/master/AFG/projections.csv
https://raw.githubusercontent.com/mrc-ide/global-lmic-reports/master/AFG/projections.csv
https://raw.githubusercontent.com/mrc-ide/global-lmic-reports/master/AFG/projections.csv
https://raw.githubusercontent.com/mrc-ide/global-lmic-reports/master/AFG/projections.csv
https://raw.githubusercontent.com/mrc-ide/global-lmic-reports/master/AFG/projections.csv
https://raw.githubusercontent.com/mrc-ide/global-lmic-reports/master/AFG/projections.csv
https://raw.githubusercontent.com/mrc-ide/global-lmic-reports/master/AFG/projections.csv
https://raw.githubusercontent.com/mrc-ide/global-lmic-reports/master/AFG/projections.csv
https://raw.githubusercontent.com/mrc-ide/global-lmic-reports/master/AFG/projections.csv
https://raw.githubusercontent.com/mrc-ide/global-lmic-reports/master/AFG/projections.csv
https://raw.githubusercontent.com/mrc-ide/global-lmic-reports/master/AFG/projections.csv
https://raw.githubusercontent.com/mrc-ide/global-lmic-reports/master/AFG/projections.csv
https://raw.githubusercontent.com/mrc-ide/global-lmic-reports/master/AFG/projections.csv
https://raw.githubusercontent.com/mrc-ide/global-lmic-reports/master/AFG/projections.csv
https://raw.githubusercontent.com/mrc-ide/global-lmic-reports/master/AFG/projections.csv
https://raw.githubusercontent.com/mrc-ide/global-lmic-reports/master/AFG/projections.csv
https://raw.githubusercontent.com/mrc-ide/global-lmic-reports/master/AFG/projections.csv
https://raw.githubusercontent.com/mrc-ide/global-lmic-reports/master/AFG/projections.csv
https://raw.githubusercontent.com/mrc-ide/global-lmic-reports/master/AFG/projections.csv
https://raw.githubusercontent.com/mrc-ide/global-lmic-reports/master/AFG/projections.csv
https://raw.githubusercontent.com/mrc-ide/global-lmic-reports/master/AFG/projections.csv
https://raw.githubusercontent.com/mrc-ide/global-lmic-reports/master/AFG/projections.csv
https://raw.githubusercontent.com/mrc-ide/global-lmic-reports/master/AFG/projections.csv
https://raw.githubusercontent.com/mrc-ide/global-lmic-reports/master/AFG/projections.csv
https://raw.githubusercontent.com/mrc-ide/global-lmic-reports/master/AFG/projections.csv
https://raw.githubusercontent.com/mrc-ide/global-lmic-reports/master/AFG/projections.csv
https://raw.githubusercontent.com/mrc-ide/global-lmic-reports/master/AFG/projections.csv
https://raw.githubusercontent.com/mrc-ide/global-lmic-reports/master/AFG/projections.csv
https://raw.githubusercontent.com/mrc-ide/global-lmic-reports/master/AFG/projections.csv
https://raw.githubusercontent.com/mrc-ide/global-lmic-reports/master/AFG/projections.csv
https://raw.githubusercontent.com/mrc-ide/global-lmic-reports/master/AFG/projections.csv
https://raw.githubusercontent.com/mrc-ide/global-lmic-reports/master/AFG/projections.csv
https://raw.githubusercontent.com/mrc-ide/global-lmic-reports/master/AFG/projections.csv
https://raw.githubusercontent.com/mrc-ide/global-lmic-reports/master/AFG/projections.csv
https://raw.githubusercontent.com/mrc-ide/global-lmic-reports/master/AFG/projections.csv
https://raw.githubusercontent.com/mrc-ide/global-lmic-reports/master/AFG/projections.csv
https://raw.githubusercontent.com/mrc-ide/global-lmic-reports/master/AFG/projections.csv
https://raw.githubusercontent.com/mrc-ide/global-lmic-reports/master/AFG/projections.csv
https://raw.githubusercontent.com/mrc-ide/global-lmic-reports/master/AFG/projections.csv
https://raw.githubusercontent.com/mrc-ide/global-lmic-reports/master/AFG/projections.csv
https://raw.githubusercontent.com/mrc-ide/global-lmic-reports/master/AFG/projections.csv
https://raw.githubusercontent.com/mrc-ide/global-lmic-reports/master/AFG/projections.csv
https://raw.githubusercontent.com/mrc-ide/global-lmic-reports/master/AFG/projections.csv
https://raw.githubusercontent.com/mrc-ide/global-lmic-reports/master/AFG/projections.csv
https://raw.githubusercontent.com/mrc-ide/global-lmic-reports/master/AFG/projections.csv
https://raw.githubusercontent.com/mrc-ide/global-lmic-reports/master/AFG/projections.csv
https://raw.githubusercontent.com/mrc-ide/global-lmic-reports/master/AFG/projections.csv
https://raw.githubusercontent.com/mrc-ide/global-lmic-reports/master/AFG/projections.csv
https://raw.githubusercontent.com/mrc-ide/global-lmic-reports/master/AFG/projections.csv
https://raw.githubusercontent.com/mrc-ide/global-lmic-reports/master/AFG/projections.csv
https://raw.githubusercontent.com/mrc-ide/global-lmic-reports/master/AFG/projections.csv
https://raw.githubusercontent.com/mrc-ide/global-lmic-reports/master/AFG/projections.csv
https://raw.githubusercontent.com/mrc-ide/global-lmic-reports/master/AFG/projections.csv
https://raw.githubusercontent.com/mrc-ide/global-lmic-reports/master/AFG/projections.csv
https://raw.githubusercontent.com/mrc-ide/global-lmic-reports/master/AFG/projections.csv
https://raw.githubusercontent.com/mrc-ide/global-lmic-reports/master/AFG/projections.csv
https://raw.githubusercontent.com/mrc-ide/global-lmic-reports/master/AFG/projections.csv
https://raw.githubusercontent.com/mrc-ide/global-lmic-reports/master/AFG/projections.csv
https://raw.githubusercontent.com/mrc-ide/global-lmic-reports/master/AFG/projections.csv
https://raw.githubusercontent.com/mrc-ide/global-lmic-reports/master/AFG/projections.csv
https://raw.githubusercontent.com/mrc-ide/global-lmic-reports/master/AFG/projections.csv
https://raw.githubusercontent.com/mrc-ide/global-lmic-reports/master/AFG/projections.csv
https://raw.githubusercontent.com/mrc-ide/global-lmic-reports/master/AFG/projections.csv
https://raw.githubusercontent.com/mrc-ide/global-lmic-reports/master/AFG/projections.csv
https://raw.githubusercontent.com/mrc-ide/global-lmic-reports/master/AFG/projections.csv
https://raw.githubusercontent.com/mrc-ide/global-lmic-reports/master/AFG/projections.csv
https://raw.githubusercontent.com/mrc-ide/global-lmic-reports/master/AFG/projections.csv
https://raw.githubusercontent.com/mrc-ide/global-lmic-reports/master/AFG/projections.csv
https://raw.githubusercontent.com/mrc-ide/global-lmic-reports/master/AFG/projections.csv
https://raw.githubusercontent.com/mrc-ide/global-lmic-reports/master/AFG/projections.csv
https://raw.githubusercontent.com/mrc-ide/global-lmic-reports/master/AFG/projections.csv
https://raw.githubusercontent.com/mrc-ide/global-lmic-reports/master/AFG/projections.csv
https://raw.githubusercontent.com/mrc-ide/global-lmic-reports/master/AFG/projections.csv
https://raw.githubusercontent.com/mrc-ide/global-lmic-reports/master/AFG/projections.csv
https://raw.githubusercontent.com/mrc-ide/global-lmic-reports/master/AFG/projections.csv
https://raw.githubusercontent.com/mrc-ide/global-lmic-reports/master/AFG/projections.csv
https://raw.githubusercontent.com/mrc-ide/global-lmic-reports/master/AFG/projections.csv
https://raw.githubusercontent.com/mrc-ide/global-lmic-reports/master/AFG/projections.csv
https://raw.githubusercontent.com/mrc-ide/global-lmic-reports/master/AFG/projections.csv
https://raw.githubusercontent.com/mrc-ide/global-lmic-reports/master/AFG/projections.csv
https://raw.githubusercontent.com/mrc-ide/global-lmic-reports/master/AFG/projections.csv
https://raw.githubusercontent.com/mrc-ide/global-lmic-reports/master/AFG/projections.csv
https://raw.githubusercontent.com/mrc-ide/global-lmic-reports/master/AFG/projections.csv
https://raw.githubusercontent.com/mrc-ide/global-lmic-reports/master/AFG/projections.csv
https://raw.githubusercontent.com/mrc-ide/global-lmic-reports/master/AFG/projections.csv
https://raw.githubusercontent.com/mrc-ide/global-lmic-reports/master/AFG/projections.csv
https://raw.githubusercontent.com/mrc-ide/global-lmic-reports/master/AFG/projections.csv
https://raw.githubusercontent.com/mrc-ide/global-lmic-reports/master/AFG/projections.csv
https://raw.githubusercontent.com/mrc-ide/global-lmic-reports/master/AFG/projections.csv
https://raw.githubusercontent.com/mrc-ide/global-lmic-reports/master/AFG/projections.csv
https://raw.githubusercontent.com/mrc-ide/global-lmic-reports/master/AFG/projections.csv
https://raw.githubusercontent.com/mrc-ide/global-lmic-reports/master/AFG/projections.csv
https://raw.githubusercontent.com/mrc-ide/global-lmic-reports/master/AFG/projections.csv
https://raw.githubusercontent.com/mrc-ide/global-lmic-reports/master/AFG/projections.csv
https://raw.githubusercontent.com/mrc-ide/global-lmic-reports/master/AFG/projections.csv
https://raw.githubusercontent.com/mrc-ide/global-lmic-reports/master/AFG/projections.csv
https://raw.githubusercontent.com/mrc-ide/global-lmic-reports/master/AFG/projections.csv
https://raw.githubusercontent.com/mrc-ide/global-lmic-reports/master/AFG/projections.csv
https://raw.githubusercontent.com/mrc-ide/global-lmic-reports/master/AFG/projections.csv
https://raw.githubusercontent.com/mrc-ide/global-lmic-reports/master/AFG/projections.csv
https://raw.githubusercontent.com/mrc-ide/global-lmic-reports/master/AFG/projections.csv
https://raw.githubusercontent.com/mrc-ide/global-lmic-reports/master/AFG/projections.csv
https://raw.githubusercontent.com/mrc-ide/global-lmic-reports/master/AFG/projections.csv
https://raw.githubusercontent.com/mrc-ide/global-lmic-reports/master/AFG/projections.csv
https://raw.githubusercontent.com/mrc-ide/global-lmic-reports/master/AFG/projections.csv
https://raw.githubusercontent.com/mrc-ide/global-lmic-reports/master/AFG/projections.csv
https://raw.githubusercontent.com/mrc-ide/global-lmic-reports/master/AFG/projections.csv
https://raw.githubusercontent.com/mrc-ide/global-lmic-reports/master/AFG/projections.csv
https://raw.githubusercontent.com/mrc-ide/global-lmic-reports/master/AFG/projections.csv
https://raw.githubusercontent.com/mrc-ide/global-lmic-reports/master/AFG/projections.csv
https://raw.githubusercontent.com/mrc-ide/global-lmic-reports/master/AFG/projections.csv
https://raw.githubusercontent.com/mrc-ide/global-lmic-reports/master/AFG/projections.csv
https://raw.githubusercontent.com/mrc-ide/global-lmic-reports/master/AFG/projections.csv
https://raw.githubusercontent.com/mrc-ide/global-lmic-reports/master/AFG/projections.csv
https://raw.githubusercontent.com/mrc-ide/global-lmic-reports/master/AFG/projections.csv
https://raw.githubusercontent.com/mrc-ide/global-lmic-reports/master/AFG/projections.csv
https://raw.githubusercontent.com/mrc-ide/global-lmic-reports/master/AFG/projections.csv
https://raw.githubusercontent.com/mrc-ide/global-lmic-reports/master/AFG/projections.csv
https://raw.githubusercontent.com/mrc-ide/global-lmic-reports/master/AFG/projections.csv
https://raw.githubusercontent.com/mrc-ide/global-lmic-reports/master/AFG/projections.csv
https://raw.githubusercontent.com/mrc-ide/global-lmic-reports/master/AFG/projections.csv
https://raw.githubusercontent.com/mrc-ide/global-lmic-reports/master/AFG/projections.csv
https://raw.githubusercontent.com/mrc-ide/global-lmic-reports/master/AFG/projections.csv
https://raw.githubusercontent.com/mrc-ide/global-lmic-reports/master/AFG/projections.csv
https://raw.githubusercontent.com/mrc-ide/global-lmic-reports/master/AFG/projections.csv
https://raw.githubusercontent.com/mrc-ide/global-lmic-reports/master/AFG/projections.csv
https://raw.githubusercontent.com/mrc-ide/global-lmic-reports/master/AFG/projections.csv
https://raw.githubusercontent.com/mrc-ide/global-lmic-reports/master/AFG/projections.csv
https://raw.githubusercontent.com/mrc-ide/global-lmic-reports/master/AFG/projections.csv
https://raw.githubusercontent.com/mrc-ide/global-lmic-reports/master/AFG/projections.csv
https://raw.githubusercontent.com/mrc-ide/global-lmic-reports/master/AFG/projections.csv
https://raw.githubusercontent.com/mrc-ide/global-lmic-reports/master/AFG/projections.csv
https://raw.githubusercontent.com/mrc-ide/global-lmic-reports/master/AFG/projections.csv
https://raw.githubusercontent.com/mrc-ide/global-lmic-reports/master/AFG/projections.csv
https://raw.githubusercontent.com/mrc-ide/global-lmic-reports/master/AFG/projections.csv
https://raw.githubusercontent.com/mrc-ide/global-lmic-reports/master/AFG/projections.csv
https://raw.githubusercontent.com/mrc-ide/global-lmic-reports/master/AFG/projections.csv
https://raw.githubusercontent.com/mrc-ide/global-lmic-reports/master/AFG/projections.csv
https://raw.githubusercontent.com/mrc-ide/global-lmic-reports/master/AFG/projections.csv
https://raw.githubusercontent.com/mrc-ide/global-lmic-reports/master/AFG/projections.csv
https://raw.githubusercontent.com/mrc-ide/global-lmic-reports/master/AFG/projections.csv
https://raw.githubusercontent.com/mrc-ide/global-lmic-reports/master/AFG/projections.csv
https://raw.githubusercontent.com/mrc-ide/global-lmic-reports/master/AFG/projections.csv
https://raw.githubusercontent.com/mrc-ide/global-lmic-reports/master/AFG/projections.csv
https://raw.githubusercontent.com/mrc-ide/global-lmic-reports/master/AFG/projections.csv
https://raw.githubusercontent.com/mrc-ide/global-lmic-reports/master/AFG/projections.csv
https://raw.githubusercontent.com/mrc-ide/global-lmic-reports/master/AFG/projections.csv
https://raw.githubusercontent.com/mrc-ide/global-lmic-reports/master/AFG/projections.csv
https://raw.githubusercontent.com/mrc-ide/global-lmic-reports/master/AFG/projections.csv
https://raw.githubusercontent.com/mrc-ide/global-lmic-reports/master/AFG/projections.csv
https://raw.githubusercontent.com/mrc-ide/global-lmic-reports/master/AFG/projections.csv
https://raw.githubusercontent.com/mrc-ide/global-lmic-reports/master/AFG/projections.csv
https://raw.githubusercontent.com/mrc-ide/global-lmic-reports/master/AFG/projections.csv
https://raw.githubusercontent.com/mrc-ide/global-lmic-reports/master/AFG/projections.csv
https://raw.githubusercontent.com/mrc-ide/global-lmic-reports/master/AFG/projections.csv
https://raw.githubusercontent.com/mrc-ide/global-lmic-reports/master/AFG/projections.csv
https://raw.githubusercontent.com/mrc-ide/global-lmic-reports/master/AFG/projections.csv
https://raw.githubusercontent.com/mrc-ide/global-lmic-reports/master/AFG/projections.csv
https://raw.githubusercontent.com/mrc-ide/global-lmic-reports/master/AFG/projections.csv
https://raw.githubusercontent.com/mrc-ide/global-lmic-reports/master/AFG/projections.csv
https://raw.githubusercontent.com/mrc-ide/global-lmic-reports/master/AFG/projections.csv
https://raw.githubusercontent.com/mrc-ide/global-lmic-reports/master/AFG/projections.csv
https://raw.githubusercontent.com/mrc-ide/global-lmic-reports/master/AFG/projections.csv
https://raw.githubusercontent.com/mrc-ide/global-lmic-reports/master/AFG/projections.csv
https://raw.githubusercontent.com/mrc-ide/global-lmic-reports/master/AFG/projections.csv
https://raw.githubusercontent.com/mrc-ide/global-lmic-reports/master/AFG/projections.csv
https://raw.githubusercontent.com/mrc-ide/global-lmic-reports/master/AFG/projections.csv
https://raw.githubusercontent.com/mrc-ide/global-lmic-reports/master/AFG/projections.csv
https://raw.githubusercontent.com/mrc-ide/global-lmic-reports/master/AFG/projections.csv
https://raw.githubusercontent.com/mrc-ide/global-lmic-reports/master/AFG/projections.csv
https://raw.githubusercontent.com/mrc-ide/global-lmic-reports/master/AFG/projections.csv
https://raw.githubusercontent.com/mrc-ide/global-lmic-reports/master/AFG/projections.csv
https://raw.githubusercontent.com/mrc-ide/global-lmic-reports/master/AFG/projections.csv
https://raw.githubusercontent.com/mrc-ide/global-lmic-reports/master/AFG/projections.csv
https://raw.githubusercontent.com/mrc-ide/global-lmic-reports/master/AFG/projections.csv
https://raw.githubusercontent.com/mrc-ide/global-lmic-reports/master/AFG/projections.csv
https://raw.githubusercontent.com/mrc-ide/global-lmic-reports/master/AFG/projections.csv
https://raw.githubusercontent.com/mrc-ide/global-lmic-reports/master/AFG/projections.csv
https://raw.githubusercontent.com/mrc-ide/global-lmic-reports/master/AFG/projections.csv
https://raw.githubusercontent.com/mrc-ide/global-lmic-reports/master/AFG/projections.csv
https://raw.githubusercontent.com/mrc-ide/global-lmic-reports/master/AFG/projections.csv
https://raw.githubusercontent.com/mrc-ide/global-lmic-reports/master/AFG/projections.csv
https://raw.githubusercontent.com/mrc-ide/global-lmic-reports/master/AFG/projections.csv
https://raw.githubusercontent.com/mrc-ide/global-lmic-reports/master/AFG/projections.csv
https://raw.githubusercontent.com/mrc-ide/global-lmic-reports/master/AFG/projections.csv
https://raw.githubusercontent.com/mrc-ide/global-lmic-reports/master/AFG/projections.csv
https://raw.githubusercontent.com/mrc-ide/global-lmic-reports/master/AFG/projections.csv
https://raw.githubusercontent.com/mrc-ide/global-lmic-reports/master/AFG/projections.csv
https://raw.githubusercontent.com/mrc-ide/global-lmic-reports/master/AFG/projections.csv
https://raw.githubusercontent.com/mrc-ide/global-lmic-reports/master/AFG/projections.csv
https://raw.githubusercontent.com/mrc-ide/global-lmic-reports/master/AFG/projections.csv
https://raw.githubusercontent.com/mrc-ide/global-lmic-reports/master/AFG/projections.csv
https://raw.githubusercontent.com/mrc-ide/global-lmic-reports/master/AFG/projections.csv
https://raw.githubusercontent.com/mrc-ide/global-lmic-reports/master/AFG/projections.csv
https://raw.githubusercontent.com/mrc-ide/global-lmic-reports/master/AFG/projections.csv
https://raw.githubusercontent.com/mrc-ide/global-lmic-reports/master/AFG/projections.csv
https://raw.githubusercontent.com/mrc-ide/global-lmic-reports/master/AFG/projections.csv
https://raw.githubusercontent.com/mrc-ide/global-lmic-reports/master/AFG/projections.csv
https://raw.githubusercontent.com/mrc-ide/global-lmic-reports/master/AFG/projections.csv
https://raw.githubusercontent.com/mrc-ide/global-lmic-reports/master/AFG/projections.csv
https://raw.githubusercontent.com/mrc-ide/global-lmic-reports/master/AFG/projections.csv
https://raw.githubusercontent.com/mrc-ide/global-lmic-reports/master/AFG/projections.csv
https://raw.githubusercontent.com/mrc-ide/global-lmic-reports/master/AFG/projections.csv
https://raw.githubusercontent.com/mrc-ide/global-lmic-reports/master/AFG/projections.csv
https://raw.githubusercontent.com/mrc-ide/global-lmic-reports/master/AFG/projections.csv
https://raw.githubusercontent.com/mrc-ide/global-lmic-reports/master/AFG/projections.csv
https://raw.githubusercontent.com/mrc-ide/global-lmic-reports/master/AFG/projections.csv
https://raw.githubusercontent.com/mrc-ide/global-lmic-reports/master/AFG/projections.csv
https://raw.githubusercontent.com/mrc-ide/global-lmic-reports/master/AFG/projections.csv
https://raw.githubusercontent.com/mrc-ide/global-lmic-reports/master/AFG/projections.csv
https://raw.githubusercontent.com/mrc-ide/global-lmic-reports/master/AFG/projections.csv
https://raw.githubusercontent.com/mrc-ide/global-lmic-reports/master/AFG/projections.csv
https://raw.githubusercontent.com/mrc-ide/global-lmic-reports/master/AFG/projections.csv
https://raw.githubusercontent.com/mrc-ide/global-lmic-reports/master/AFG/projections.csv
https://raw.githubusercontent.com/mrc-ide/global-lmic-reports/master/AFG/projections.csv
https://raw.githubusercontent.com/mrc-ide/global-lmic-reports/master/AFG/projections.csv
https://raw.githubusercontent.com/mrc-ide/global-lmic-reports/master/AFG/projections.csv
https://raw.githubusercontent.com/mrc-ide/global-lmic-reports/master/AFG/projections.csv
https://raw.githubusercontent.com/mrc-ide/global-lmic-reports/master/AFG/projections.csv
https://raw.githubusercontent.com/mrc-ide/global-lmic-reports/master/AFG/projections.csv
https://raw.githubusercontent.com/mrc-ide/global-lmic-reports/master/AFG/projections.csv
https://raw.githubusercontent.com/mrc-ide/global-lmic-reports/master/AFG/projections.csv
https://raw.githubusercontent.com/mrc-ide/global-lmic-reports/master/AFG/projections.csv
https://raw.githubusercontent.com/mrc-ide/global-lmic-reports/master/AFG/projections.csv
https://raw.githubusercontent.com/mrc-ide/global-lmic-reports/master/AFG/projections.csv
https://raw.githubusercontent.com/mrc-ide/global-lmic-reports/master/AFG/projections.csv
https://raw.githubusercontent.com/mrc-ide/global-lmic-reports/master/AFG/projections.csv
https://raw.githubusercontent.com/mrc-ide/global-lmic-reports/master/AFG/projections.csv
https://raw.githubusercontent.com/mrc-ide/global-lmic-reports/master/AFG/projections.csv
https://raw.githubusercontent.com/mrc-ide/global-lmic-reports/master/AFG/projections.csv
https://raw.githubusercontent.com/mrc-ide/global-lmic-reports/master/AFG/projections.csv
https://raw.githubusercontent.com/mrc-ide/global-lmic-reports/master/AFG/projections.csv
https://raw.githubusercontent.com/mrc-ide/global-lmic-reports/master/AFG/projections.csv
https://raw.githubusercontent.com/mrc-ide/global-lmic-reports/master/AFG/projections.csv
https://raw.githubusercontent.com/mrc-ide/global-lmic-reports/master/AFG/projections.csv
https://raw.githubusercontent.com/mrc-ide/global-lmic-reports/master/AFG/projections.csv
https://raw.githubusercontent.com/mrc-ide/global-lmic-reports/master/AFG/projections.csv
https://raw.githubusercontent.com/mrc-ide/global-lmic-reports/master/AFG/projections.csv
https://raw.githubusercontent.com/mrc-ide/global-lmic-reports/master/AFG/projections.csv
https://raw.githubusercontent.com/mrc-ide/global-lmic-reports/master/AFG/projections.csv
https://raw.githubusercontent.com/mrc-ide/global-lmic-reports/master/AFG/projections.csv
https://raw.githubusercontent.com/mrc-ide/global-lmic-reports/master/AFG/projections.csv
https://raw.githubusercontent.com/mrc-ide/global-lmic-reports/master/AFG/projections.csv
https://raw.githubusercontent.com/mrc-ide/global-lmic-reports/master/AFG/projections.csv
https://raw.githubusercontent.com/mrc-ide/global-lmic-reports/master/AFG/projections.csv
https://raw.githubusercontent.com/mrc-ide/global-lmic-reports/master/AFG/projections.csv
https://raw.githubusercontent.com/mrc-ide/global-lmic-reports/master/AFG/projections.csv
https://raw.githubusercontent.com/mrc-ide/global-lmic-reports/master/AFG/projections.csv
https://raw.githubusercontent.com/mrc-ide/global-lmic-reports/master/AFG/projections.csv
https://raw.githubusercontent.com/mrc-ide/global-lmic-reports/master/AFG/projections.csv
https://raw.githubusercontent.com/mrc-ide/global-lmic-reports/master/AFG/projections.csv
https://raw.githubusercontent.com/mrc-ide/global-lmic-reports/master/AFG/projections.csv
https://raw.githubusercontent.com/mrc-ide/global-lmic-reports/master/AFG/projections.csv
https://raw.githubusercontent.com/mrc-ide/global-lmic-reports/master/AFG/projections.csv
https://raw.githubusercontent.com/mrc-ide/global-lmic-reports/master/AFG/projections.csv
https://raw.githubusercontent.com/mrc-ide/global-lmic-reports/master/AFG/projections.csv
https://raw.githubusercontent.com/mrc-ide/global-lmic-reports/master/AFG/projections.csv
https://raw.githubusercontent.com/mrc-ide/global-lmic-reports/master/AFG/projections.csv
https://raw.githubusercontent.com/mrc-ide/global-lmic-reports/master/AFG/projections.csv
https://raw.githubusercontent.com/mrc-ide/global-lmic-reports/master/AFG/projections.csv
https://raw.githubusercontent.com/mrc-ide/global-lmic-reports/master/AFG/projections.csv
https://raw.githubusercontent.com/mrc-ide/global-lmic-reports/master/AFG/projections.csv
https://raw.githubusercontent.com/mrc-ide/global-lmic-reports/master/AFG/projections.csv
https://raw.githubusercontent.com/mrc-ide/global-lmic-reports/master/AFG/projections.csv
https://raw.githubusercontent.com/mrc-ide/global-lmic-reports/master/AFG/projections.csv
https://raw.githubusercontent.com/mrc-ide/global-lmic-reports/master/AFG/projections.csv
https://raw.githubusercontent.com/mrc-ide/global-lmic-reports/master/AFG/projections.csv
https://raw.githubusercontent.com/mrc-ide/global-lmic-reports/master/AFG/projections.csv
https://raw.githubusercontent.com/mrc-ide/global-lmic-reports/master/AFG/projections.csv
https://raw.githubusercontent.com/mrc-ide/global-lmic-reports/master/AFG/projections.csv
https://raw.githubusercontent.com/mrc-ide/global-lmic-reports/master/AFG/projections.csv
https://raw.githubusercontent.com/mrc-ide/global-lmic-reports/master/AFG/projections.csv
https://raw.githubusercontent.com/mrc-ide/global-lmic-reports/master/AFG/projections.csv
https://raw.githubusercontent.com/mrc-ide/global-lmic-reports/master/AFG/projections.csv
https://raw.githubusercontent.com/mrc-ide/global-lmic-reports/master/AFG/projections.csv
https://raw.githubusercontent.com/mrc-ide/global-lmic-reports/master/AFG/projections.csv
https://raw.githubusercontent.com/mrc-ide/global-lmic-reports/master/AFG/projections.csv
https://raw.githubusercontent.com/mrc-ide/global-lmic-reports/master/AFG/projections.csv
https://raw.githubusercontent.com/mrc-ide/global-lmic-reports/master/AFG/projections.csv
https://raw.githubusercontent.com/mrc-ide/global-lmic-reports/master/AFG/projections.csv
https://raw.githubusercontent.com/mrc-ide/global-lmic-reports/master/AFG/projections.csv
https://raw.githubusercontent.com/mrc-ide/global-lmic-reports/master/AFG/projections.csv
https://raw.githubusercontent.com/mrc-ide/global-lmic-reports/master/AFG/projections.csv
https://raw.githubusercontent.com/mrc-ide/global-lmic-reports/master/AFG/projections.csv
https://raw.githubusercontent.com/mrc-ide/global-lmic-reports/master/AFG/projections.csv
https://raw.githubusercontent.com/mrc-ide/global-lmic-reports/master/AFG/projections.csv
https://raw.githubusercontent.com/mrc-ide/global-lmic-reports/master/AFG/projections.csv
https://raw.githubusercontent.com/mrc-ide/global-lmic-reports/master/AFG/projections.csv
https://raw.githubusercontent.com/mrc-ide/global-lmic-reports/master/AFG/projections.csv
https://raw.githubusercontent.com/mrc-ide/global-lmic-reports/master/AFG/projections.csv
https://raw.githubusercontent.com/mrc-ide/global-lmic-reports/master/AFG/projections.csv
https://raw.githubusercontent.com/mrc-ide/global-lmic-reports/master/AFG/projections.csv
https://raw.githubusercontent.com/mrc-ide/global-lmic-reports/master/AFG/projections.csv
https://raw.githubusercontent.com/mrc-ide/global-lmic-reports/master/AFG/projections.csv
https://raw.githubusercontent.com/mrc-ide/global-lmic-reports/master/AFG/projections.csv
https://raw.githubusercontent.com/mrc-ide/global-lmic-reports/master/AFG/projections.csv
https://raw.githubusercontent.com/mrc-ide/global-lmic-reports/master/AFG/projections.csv
https://raw.githubusercontent.com/mrc-ide/global-lmic-reports/master/AFG/projections.csv
https://raw.githubusercontent.com/mrc-ide/global-lmic-reports/master/AFG/projections.csv
https://raw.githubusercontent.com/mrc-ide/global-lmic-reports/master/AFG/projections.csv
https://raw.githubusercontent.com/mrc-ide/global-lmic-reports/master/AFG/projections.csv
https://raw.githubusercontent.com/mrc-ide/global-lmic-reports/master/AFG/projections.csv
https://raw.githubusercontent.com/mrc-ide/global-lmic-reports/master/AFG/projections.csv
https://raw.githubusercontent.com/mrc-ide/global-lmic-reports/master/AFG/projections.csv
https://raw.githubusercontent.com/mrc-ide/global-lmic-reports/master/AFG/projections.csv
https://raw.githubusercontent.com/mrc-ide/global-lmic-reports/master/AFG/projections.csv
https://raw.githubusercontent.com/mrc-ide/global-lmic-reports/master/AFG/projections.csv
https://raw.githubusercontent.com/mrc-ide/global-lmic-reports/master/AFG/projections.csv
https://raw.githubusercontent.com/mrc-ide/global-lmic-reports/master/AFG/projections.csv
https://raw.githubusercontent.com/mrc-ide/global-lmic-reports/master/AFG/projections.csv
https://raw.githubusercontent.com/mrc-ide/global-lmic-reports/master/AFG/projections.csv
https://raw.githubusercontent.com/mrc-ide/global-lmic-reports/master/AFG/projections.csv
https://raw.githubusercontent.com/mrc-ide/global-lmic-reports/master/AFG/projections.csv
https://raw.githubusercontent.com/mrc-ide/global-lmic-reports/master/AFG/projections.csv
https://raw.githubusercontent.com/mrc-ide/global-lmic-reports/master/AFG/projections.csv
https://raw.githubusercontent.com/mrc-ide/global-lmic-reports/master/AFG/projections.csv
https://raw.githubusercontent.com/mrc-ide/global-lmic-reports/master/AFG/projections.csv
https://raw.githubusercontent.com/mrc-ide/global-lmic-reports/master/AFG/projections.csv
https://raw.githubusercontent.com/mrc-ide/global-lmic-reports/master/AFG/projections.csv
https://raw.githubusercontent.com/mrc-ide/global-lmic-reports/master/AFG/projections.csv
https://raw.githubusercontent.com/mrc-ide/global-lmic-reports/master/AFG/projections.csv
https://raw.githubusercontent.com/mrc-ide/global-lmic-reports/master/AFG/projections.csv
https://raw.githubusercontent.com/mrc-ide/global-lmic-reports/master/AFG/projections.csv
https://raw.githubusercontent.com/mrc-ide/global-lmic-reports/master/AFG/projections.csv
https://raw.githubusercontent.com/mrc-ide/global-lmic-reports/master/AFG/projections.csv
https://raw.githubusercontent.com/mrc-ide/global-lmic-reports/master/AFG/projections.csv
https://raw.githubusercontent.com/mrc-ide/global-lmic-reports/master/AFG/projections.csv
https://raw.githubusercontent.com/mrc-ide/global-lmic-reports/master/AFG/projections.csv
https://raw.githubusercontent.com/mrc-ide/global-lmic-reports/master/AFG/projections.csv
https://raw.githubusercontent.com/mrc-ide/global-lmic-reports/master/AFG/projections.csv
https://raw.githubusercontent.com/mrc-ide/global-lmic-reports/master/AFG/projections.csv
https://raw.githubusercontent.com/mrc-ide/global-lmic-reports/master/AFG/projections.csv
https://raw.githubusercontent.com/mrc-ide/global-lmic-reports/master/AFG/projections.csv
https://raw.githubusercontent.com/mrc-ide/global-lmic-reports/master/AFG/projections.csv
https://raw.githubusercontent.com/mrc-ide/global-lmic-reports/master/AFG/projections.csv
https://raw.githubusercontent.com/mrc-ide/global-lmic-reports/master/AFG/projections.csv
https://raw.githubusercontent.com/mrc-ide/global-lmic-reports/master/AFG/projections.csv
https://raw.githubusercontent.com/mrc-ide/global-lmic-reports/master/AFG/projections.csv
https://raw.githubusercontent.com/mrc-ide/global-lmic-reports/master/AFG/projections.csv
https://raw.githubusercontent.com/mrc-ide/global-lmic-reports/master/AFG/projections.csv
https://raw.githubusercontent.com/mrc-ide/global-lmic-reports/master/AFG/projections.csv
https://raw.githubusercontent.com/mrc-ide/global-lmic-reports/master/AFG/projections.csv
https://raw.githubusercontent.com/mrc-ide/global-lmic-reports/master/AFG/projections.csv
https://raw.githubusercontent.com/mrc-ide/global-lmic-reports/master/AFG/projections.csv
https://raw.githubusercontent.com/mrc-ide/global-lmic-reports/master/AFG/projections.csv
https://raw.githubusercontent.com/mrc-ide/global-lmic-reports/master/AFG/projections.csv
https://raw.githubusercontent.com/mrc-ide/global-lmic-reports/master/AFG/projections.csv
https://raw.githubusercontent.com/mrc-ide/global-lmic-reports/master/AFG/projections.csv
https://raw.githubusercontent.com/mrc-ide/global-lmic-reports/master/AFG/projections.csv
https://raw.githubusercontent.com/mrc-ide/global-lmic-reports/master/AFG/projections.csv
https://raw.githubusercontent.com/mrc-ide/global-lmic-reports/master/AFG/projections.csv
https://raw.githubusercontent.com/mrc-ide/global-lmic-reports/master/AFG/projections.csv
https://raw.githubusercontent.com/mrc-ide/global-lmic-reports/master/AFG/projections.csv
https://raw.githubusercontent.com/mrc-ide/global-lmic-reports/master/AFG/projections.csv
https://raw.githubusercontent.com/mrc-ide/global-lmic-reports/master/AFG/projections.csv
https://raw.githubusercontent.com/mrc-ide/global-lmic-reports/master/AFG/projections.csv
https://raw.githubusercontent.com/mrc-ide/global-lmic-reports/master/AFG/projections.csv
https://raw.githubusercontent.com/mrc-ide/global-lmic-reports/master/AFG/projections.csv
https://raw.githubusercontent.com/mrc-ide/global-lmic-reports/master/AFG/projections.csv
https://raw.githubusercontent.com/mrc-ide/global-lmic-reports/master/AFG/projections.csv
https://raw.githubusercontent.com/mrc-ide/global-lmic-reports/master/AFG/projections.csv
https://raw.githubusercontent.com/mrc-ide/global-lmic-reports/master/AFG/projections.csv
https://raw.githubusercontent.com/mrc-ide/global-lmic-reports/master/AFG/projections.csv
https://raw.githubusercontent.com/mrc-ide/global-lmic-reports/master/AFG/projections.csv
https://raw.githubusercontent.com/mrc-ide/global-lmic-reports/master/AFG/projections.csv
https://raw.githubusercontent.com/mrc-ide/global-lmic-reports/master/AFG/projections.csv
https://raw.githubusercontent.com/mrc-ide/global-lmic-reports/master/AFG/projections.csv
https://raw.githubusercontent.com/mrc-ide/global-lmic-reports/master/AFG/projections.csv
https://raw.githubusercontent.com/mrc-ide/global-lmic-reports/master/AFG/projections.csv
https://raw.githubusercontent.com/mrc-ide/global-lmic-reports/master/AFG/projections.csv
https://raw.githubusercontent.com/mrc-ide/global-lmic-reports/master/AFG/projections.csv
https://raw.githubusercontent.com/mrc-ide/global-lmic-reports/master/AFG/projections.csv
https://raw.githubusercontent.com/mrc-ide/global-lmic-reports/master/AFG/projections.csv
https://raw.githubusercontent.com/mrc-ide/global-lmic-reports/master/AFG/projections.csv
https://raw.githubusercontent.com/mrc-ide/global-lmic-reports/master/AFG/projections.csv
https://raw.githubusercontent.com/mrc-ide/global-lmic-reports/master/AFG/projections.csv
https://raw.githubusercontent.com/mrc-ide/global-lmic-reports/master/AFG/projections.csv
https://raw.githubusercontent.com/mrc-ide/global-lmic-reports/master/AFG/projections.csv
https://raw.githubusercontent.com/mrc-ide/global-lmic-reports/master/AFG/projections.csv
https://raw.githubusercontent.com/mrc-ide/global-lmic-reports/master/AFG/projections.csv
https://raw.githubusercontent.com/mrc-ide/global-lmic-reports/master/AFG/projections.csv
https://raw.githubusercontent.com/mrc-ide/global-lmic-reports/master/AFG/projections.csv
https://raw.githubusercontent.com/mrc-ide/global-lmic-reports/master/AFG/projections.csv
https://raw.githubusercontent.com/mrc-ide/global-lmic-reports/master/AFG/projections.csv
https://raw.githubusercontent.com/mrc-ide/global-lmic-reports/master/AFG/projections.csv
https://raw.githubusercontent.com/mrc-ide/global-lmic-reports/master/AFG/projections.csv
https://raw.githubusercontent.com/mrc-ide/global-lmic-reports/master/AFG/projections.csv
https://raw.githubusercontent.com/mrc-ide/global-lmic-reports/master/AFG/projections.csv
https://raw.githubusercontent.com/mrc-ide/global-lmic-reports/master/AFG/projections.csv
https://raw.githubusercontent.com/mrc-ide/global-lmic-reports/master/AFG/projections.csv
https://raw.githubusercontent.com/mrc-ide/global-lmic-reports/master/AFG/projections.csv
https://raw.githubusercontent.com/mrc-ide/global-lmic-reports/master/AFG/projections.csv
https://raw.githubusercontent.com/mrc-ide/global-lmic-reports/master/AFG/projections.csv
https://raw.githubusercontent.com/mrc-ide/global-lmic-reports/master/AFG/projections.csv
https://raw.githubusercontent.com/mrc-ide/global-lmic-reports/master/AFG/projections.csv
https://raw.githubusercontent.com/mrc-ide/global-lmic-reports/master/AFG/projections.csv
https://raw.githubusercontent.com/mrc-ide/global-lmic-reports/master/AFG/projections.csv
https://raw.githubusercontent.com/mrc-ide/global-lmic-reports/master/AFG/projections.csv
https://raw.githubusercontent.com/mrc-ide/global-lmic-reports/master/AFG/projections.csv
https://raw.githubusercontent.com/mrc-ide/global-lmic-reports/master/AFG/projections.csv
https://raw.githubusercontent.com/mrc-ide/global-lmic-reports/master/AFG/projections.csv
https://raw.githubusercontent.com/mrc-ide/global-lmic-reports/master/AFG/projections.csv
https://raw.githubusercontent.com/mrc-ide/global-lmic-reports/master/AFG/projections.csv
https://raw.githubusercontent.com/mrc-ide/global-lmic-reports/master/AFG/projections.csv
https://raw.githubusercontent.com/mrc-ide/global-lmic-reports/master/AFG/projections.csv
https://raw.githubusercontent.com/mrc-ide/global-lmic-reports/master/AFG/projections.csv
https://raw.githubusercontent.com/mrc-ide/global-lmic-reports/master/AFG/projections.csv
https://raw.githubusercontent.com/mrc-ide/global-lmic-reports/master/AFG/projections.csv
https://raw.githubusercontent.com/mrc-ide/global-lmic-reports/master/AFG/projections.csv
https://raw.githubusercontent.com/mrc-ide/global-lmic-reports/master/AFG/projections.csv
https://raw.githubusercontent.com/mrc-ide/global-lmic-reports/master/AFG/projections.csv
https://raw.githubusercontent.com/mrc-ide/global-lmic-reports/master/AFG/projections.csv
https://raw.githubusercontent.com/mrc-ide/global-lmic-reports/master/AFG/projections.csv
https://raw.githubusercontent.com/mrc-ide/global-lmic-reports/master/AFG/projections.csv
https://raw.githubusercontent.com/mrc-ide/global-lmic-reports/master/AFG/projections.csv
https://raw.githubusercontent.com/mrc-ide/global-lmic-reports/master/AFG/projections.csv
https://raw.githubusercontent.com/mrc-ide/global-lmic-reports/master/AFG/projections.csv
https://raw.githubusercontent.com/mrc-ide/global-lmic-reports/master/AFG/projections.csv
https://raw.githubusercontent.com/mrc-ide/global-lmic-reports/master/AFG/projections.csv
https://raw.githubusercontent.com/mrc-ide/global-lmic-reports/master/AFG/projections.csv
https://raw.githubusercontent.com/mrc-ide/global-lmic-reports/master/AFG/projections.csv
https://raw.githubusercontent.com/mrc-ide/global-lmic-reports/master/AFG/projections.csv
https://raw.githubusercontent.com/mrc-ide/global-lmic-reports/master/AFG/projections.csv
https://raw.githubusercontent.com/mrc-ide/global-lmic-reports/master/AFG/projections.csv
https://raw.githubusercontent.com/mrc-ide/global-lmic-reports/master/AFG/projections.csv
https://raw.githubusercontent.com/mrc-ide/global-lmic-reports/master/AFG/projections.csv
https://raw.githubusercontent.com/mrc-ide/global-lmic-reports/master/AFG/projections.csv
https://raw.githubusercontent.com/mrc-ide/global-lmic-reports/master/AFG/projections.csv
https://raw.githubusercontent.com/mrc-ide/global-lmic-reports/master/AFG/projections.csv
https://raw.githubusercontent.com/mrc-ide/global-lmic-reports/master/AFG/projections.csv
https://raw.githubusercontent.com/mrc-ide/global-lmic-reports/master/AFG/projections.csv
https://raw.githubusercontent.com/mrc-ide/global-lmic-reports/master/AFG/projections.csv
https://raw.githubusercontent.com/mrc-ide/global-lmic-reports/master/AFG/projections.csv
https://raw.githubusercontent.com/mrc-ide/global-lmic-reports/master/AFG/projections.csv
https://raw.githubusercontent.com/mrc-ide/global-lmic-reports/master/AFG/projections.csv
https://raw.githubusercontent.com/mrc-ide/global-lmic-reports/master/AFG/projections.csv
https://raw.githubusercontent.com/mrc-ide/global-lmic-reports/master/AFG/projections.csv
https://raw.githubusercontent.com/mrc-ide/global-lmic-reports/master/AFG/projections.csv
https://raw.githubusercontent.com/mrc-ide/global-lmic-reports/master/AFG/projections.csv
https://raw.githubusercontent.com/mrc-ide/global-lmic-reports/master/AFG/projections.csv
https://raw.githubusercontent.com/mrc-ide/global-lmic-reports/master/AFG/projections.csv
https://raw.githubusercontent.com/mrc-ide/global-lmic-reports/master/AFG/projections.csv
https://raw.githubusercontent.com/mrc-ide/global-lmic-reports/master/AFG/projections.csv
https://raw.githubusercontent.com/mrc-ide/global-lmic-reports/master/AFG/projections.csv
https://raw.githubusercontent.com/mrc-ide/global-lmic-reports/master/AFG/projections.csv
https://raw.githubusercontent.com/mrc-ide/global-lmic-reports/master/AFG/projections.csv
https://raw.githubusercontent.com/mrc-ide/global-lmic-reports/master/AFG/projections.csv
https://raw.githubusercontent.com/mrc-ide/global-lmic-reports/master/AFG/projections.csv
https://raw.githubusercontent.com/mrc-ide/global-lmic-reports/master/AFG/projections.csv
https://raw.githubusercontent.com/mrc-ide/global-lmic-reports/master/AFG/projections.csv
https://raw.githubusercontent.com/mrc-ide/global-lmic-reports/master/AFG/projections.csv
https://raw.githubusercontent.com/mrc-ide/global-lmic-reports/master/AFG/projections.csv
https://raw.githubusercontent.com/mrc-ide/global-lmic-reports/master/AFG/projections.csv
https://raw.githubusercontent.com/mrc-ide/global-lmic-reports/master/AFG/projections.csv
https://raw.githubusercontent.com/mrc-ide/global-lmic-reports/master/AFG/projections.csv
https://raw.githubusercontent.com/mrc-ide/global-lmic-reports/master/AFG/projections.csv
https://raw.githubusercontent.com/mrc-ide/global-lmic-reports/master/AFG/projections.csv
https://raw.githubusercontent.com/mrc-ide/global-lmic-reports/master/AFG/projections.csv
https://raw.githubusercontent.com/mrc-ide/global-lmic-reports/master/AFG/projections.csv
https://raw.githubusercontent.com/mrc-ide/global-lmic-reports/master/AFG/projections.csv
https://raw.githubusercontent.com/mrc-ide/global-lmic-reports/master/AFG/projections.csv
https://raw.githubusercontent.com/mrc-ide/global-lmic-reports/master/AFG/projections.csv
https://raw.githubusercontent.com/mrc-ide/global-lmic-reports/master/AFG/projections.csv
https://raw.githubusercontent.com/mrc-ide/global-lmic-reports/master/AFG/projections.csv
https://raw.githubusercontent.com/mrc-ide/global-lmic-reports/master/AFG/projections.csv
https://raw.githubusercontent.com/mrc-ide/global-lmic-reports/master/AFG/projections.csv
https://raw.githubusercontent.com/mrc-ide/global-lmic-reports/master/AFG/projections.csv
https://raw.githubusercontent.com/mrc-ide/global-lmic-reports/master/AFG/projections.csv
https://raw.githubusercontent.com/mrc-ide/global-lmic-reports/master/AFG/projections.csv
https://raw.githubusercontent.com/mrc-ide/global-lmic-reports/master/AFG/projections.csv
https://raw.githubusercontent.com/mrc-ide/global-lmic-reports/master/AFG/projections.csv
https://raw.githubusercontent.com/mrc-ide/global-lmic-reports/master/AFG/projections.csv
https://raw.githubusercontent.com/mrc-ide/global-lmic-reports/master/AFG/projections.csv
https://raw.githubusercontent.com/mrc-ide/global-lmic-reports/master/AFG/projections.csv
https://raw.githubusercontent.com/mrc-ide/global-lmic-reports/master/AFG/projections.csv
https://raw.githubusercontent.com/mrc-ide/global-lmic-reports/master/AFG/projections.csv
https://raw.githubusercontent.com/mrc-ide/global-lmic-reports/master/AFG/projections.csv
https://raw.githubusercontent.com/mrc-ide/global-lmic-reports/master/AFG/projections.csv
https://raw.githubusercontent.com/mrc-ide/global-lmic-reports/master/AFG/projections.csv
https://raw.githubusercontent.com/mrc-ide/global-lmic-reports/master/AFG/projections.csv
https://raw.githubusercontent.com/mrc-ide/global-lmic-reports/master/AFG/projections.csv
https://raw.githubusercontent.com/mrc-ide/global-lmic-reports/master/AFG/projections.csv
https://raw.githubusercontent.com/mrc-ide/global-lmic-reports/master/AFG/projections.csv
https://raw.githubusercontent.com/mrc-ide/global-lmic-reports/master/AFG/projections.csv
https://raw.githubusercontent.com/mrc-ide/global-lmic-reports/master/AFG/projections.csv
https://raw.githubusercontent.com/mrc-ide/global-lmic-reports/master/AFG/projections.csv
https://raw.githubusercontent.com/mrc-ide/global-lmic-reports/master/AFG/projections.csv
https://raw.githubusercontent.com/mrc-ide/global-lmic-reports/master/AFG/projections.csv
https://raw.githubusercontent.com/mrc-ide/global-lmic-reports/master/AFG/projections.csv
https://raw.githubusercontent.com/mrc-ide/global-lmic-reports/master/AFG/projections.csv
https://raw.githubusercontent.com/mrc-ide/global-lmic-reports/master/AFG/projections.csv
https://raw.githubusercontent.com/mrc-ide/global-lmic-reports/master/AFG/projections.csv
https://raw.githubusercontent.com/mrc-ide/global-lmic-reports/master/AFG/projections.csv
https://raw.githubusercontent.com/mrc-ide/global-lmic-reports/master/AFG/projections.csv
https://raw.githubusercontent.com/mrc-ide/global-lmic-reports/master/AFG/projections.csv
https://raw.githubusercontent.com/mrc-ide/global-lmic-reports/master/AFG/projections.csv
https://raw.githubusercontent.com/mrc-ide/global-lmic-reports/master/AFG/projections.csv
https://raw.githubusercontent.com/mrc-ide/global-lmic-reports/master/AFG/projections.csv
https://raw.githubusercontent.com/mrc-ide/global-lmic-reports/master/AFG/projections.csv
https://raw.githubusercontent.com/mrc-ide/global-lmic-reports/master/AFG/projections.csv
https://raw.githubusercontent.com/mrc-ide/global-lmic-reports/master/AFG/projections.csv
https://raw.githubusercontent.com/mrc-ide/global-lmic-reports/master/AFG/projections.csv
https://raw.githubusercontent.com/mrc-ide/global-lmic-reports/master/AFG/projections.csv
https://raw.githubusercontent.com/mrc-ide/global-lmic-reports/master/AFG/projections.csv
https://raw.githubusercontent.com/mrc-ide/global-lmic-reports/master/AFG/projections.csv
https://raw.githubusercontent.com/mrc-ide/global-lmic-reports/master/AFG/projections.csv
https://raw.githubusercontent.com/mrc-ide/global-lmic-reports/master/AFG/projections.csv
https://raw.githubusercontent.com/mrc-ide/global-lmic-reports/master/AFG/projections.csv
https://raw.githubusercontent.com/mrc-ide/global-lmic-reports/master/AFG/projections.csv
https://raw.githubusercontent.com/mrc-ide/global-lmic-reports/master/AFG/projections.csv
https://raw.githubusercontent.com/mrc-ide/global-lmic-reports/master/AFG/projections.csv
https://raw.githubusercontent.com/mrc-ide/global-lmic-reports/master/AFG/projections.csv
https://raw.githubusercontent.com/mrc-ide/global-lmic-reports/master/AFG/projections.csv
https://raw.githubusercontent.com/mrc-ide/global-lmic-reports/master/AFG/projections.csv
https://raw.githubusercontent.com/mrc-ide/global-lmic-reports/master/AFG/projections.csv
https://raw.githubusercontent.com/mrc-ide/global-lmic-reports/master/AFG/projections.csv
https://raw.githubusercontent.com/mrc-ide/global-lmic-reports/master/AFG/projections.csv
https://raw.githubusercontent.com/mrc-ide/global-lmic-reports/master/AFG/projections.csv
https://raw.githubusercontent.com/mrc-ide/global-lmic-reports/master/AFG/projections.csv
https://raw.githubusercontent.com/mrc-ide/global-lmic-reports/master/AFG/projections.csv
https://raw.githubusercontent.com/mrc-ide/global-lmic-reports/master/AFG/projections.csv
https://raw.githubusercontent.com/mrc-ide/global-lmic-reports/master/AFG/projections.csv
https://raw.githubusercontent.com/mrc-ide/global-lmic-reports/master/AFG/projections.csv
https://raw.githubusercontent.com/mrc-ide/global-lmic-reports/master/AFG/projections.csv
https://raw.githubusercontent.com/mrc-ide/global-lmic-reports/master/AFG/projections.csv
https://raw.githubusercontent.com/mrc-ide/global-lmic-reports/master/AFG/projections.csv
https://raw.githubusercontent.com/mrc-ide/global-lmic-reports/master/AFG/projections.csv
https://raw.githubusercontent.com/mrc-ide/global-lmic-reports/master/AFG/projections.csv
https://raw.githubusercontent.com/mrc-ide/global-lmic-reports/master/AFG/projections.csv
https://raw.githubusercontent.com/mrc-ide/global-lmic-reports/master/AFG/projections.csv
https://raw.githubusercontent.com/mrc-ide/global-lmic-reports/master/AFG/projections.csv
https://raw.githubusercontent.com/mrc-ide/global-lmic-reports/master/AFG/projections.csv
https://raw.githubusercontent.com/mrc-ide/global-lmic-reports/master/AFG/projections.csv
https://raw.githubusercontent.com/mrc-ide/global-lmic-reports/master/AFG/projections.csv
https://raw.githubusercontent.com/mrc-ide/global-lmic-reports/master/AFG/projections.csv
https://raw.githubusercontent.com/mrc-ide/global-lmic-reports/master/AFG/projections.csv
https://raw.githubusercontent.com/mrc-ide/global-lmic-reports/master/AFG/projections.csv
https://raw.githubusercontent.com/mrc-ide/global-lmic-reports/master/AFG/projections.csv
https://raw.githubusercontent.com/mrc-ide/global-lmic-reports/master/AFG/projections.csv
https://raw.githubusercontent.com/mrc-ide/global-lmic-reports/master/AFG/projections.csv
https://raw.githubusercontent.com/mrc-ide/global-lmic-reports/master/AFG/projections.csv
https://raw.githubusercontent.com/mrc-ide/global-lmic-reports/master/AFG/projections.csv
https://raw.githubusercontent.com/mrc-ide/global-lmic-reports/master/AFG/projections.csv
https://raw.githubusercontent.com/mrc-ide/global-lmic-reports/master/AFG/projections.csv
https://raw.githubusercontent.com/mrc-ide/global-lmic-reports/master/AFG/projections.csv
https://raw.githubusercontent.com/mrc-ide/global-lmic-reports/master/AFG/projections.csv
https://raw.githubusercontent.com/mrc-ide/global-lmic-reports/master/AFG/projections.csv
https://raw.githubusercontent.com/mrc-ide/global-lmic-reports/master/AFG/projections.csv
https://raw.githubusercontent.com/mrc-ide/global-lmic-reports/master/AFG/projections.csv
https://raw.githubusercontent.com/mrc-ide/global-lmic-reports/master/AFG/projections.csv
https://raw.githubusercontent.com/mrc-ide/global-lmic-reports/master/AFG/projections.csv
https://raw.githubusercontent.com/mrc-ide/global-lmic-reports/master/AFG/projections.csv
https://raw.githubusercontent.com/mrc-ide/global-lmic-reports/master/AFG/projections.csv
https://raw.githubusercontent.com/mrc-ide/global-lmic-reports/master/AFG/projections.csv
https://raw.githubusercontent.com/mrc-ide/global-lmic-reports/master/AFG/projections.csv
https://raw.githubusercontent.com/mrc-ide/global-lmic-reports/master/AFG/projections.csv
https://raw.githubusercontent.com/mrc-ide/global-lmic-reports/master/AFG/projections.csv
https://raw.githubusercontent.com/mrc-ide/global-lmic-reports/master/AFG/projections.csv
https://raw.githubusercontent.com/mrc-ide/global-lmic-reports/master/AFG/projections.csv
https://raw.githubusercontent.com/mrc-ide/global-lmic-reports/master/AFG/projections.csv
https://raw.githubusercontent.com/mrc-ide/global-lmic-reports/master/AFG/projections.csv
https://raw.githubusercontent.com/mrc-ide/global-lmic-reports/master/AFG/projections.csv
https://raw.githubusercontent.com/mrc-ide/global-lmic-reports/master/AFG/projections.csv
https://raw.githubusercontent.com/mrc-ide/global-lmic-reports/master/AFG/projections.csv
https://raw.githubusercontent.com/mrc-ide/global-lmic-reports/master/AFG/projections.csv
https://raw.githubusercontent.com/mrc-ide/global-lmic-reports/master/AFG/projections.csv
https://raw.githubusercontent.com/mrc-ide/global-lmic-reports/master/AFG/projections.csv
https://raw.githubusercontent.com/mrc-ide/global-lmic-reports/master/AFG/projections.csv
https://raw.githubusercontent.com/mrc-ide/global-lmic-reports/master/AFG/projections.csv
https://raw.githubusercontent.com/mrc-ide/global-lmic-reports/master/AFG/projections.csv
https://raw.githubusercontent.com/mrc-ide/global-lmic-reports/master/AFG/projections.csv
https://raw.githubusercontent.com/mrc-ide/global-lmic-reports/master/AFG/projections.csv
https://raw.githubusercontent.com/mrc-ide/global-lmic-reports/master/AFG/projections.csv
https://raw.githubusercontent.com/mrc-ide/global-lmic-reports/master/AFG/projections.csv
https://raw.githubusercontent.com/mrc-ide/global-lmic-reports/master/AFG/projections.csv
https://raw.githubusercontent.com/mrc-ide/global-lmic-reports/master/AFG/projections.csv
https://raw.githubusercontent.com/mrc-ide/global-lmic-reports/master/AFG/projections.csv
https://raw.githubusercontent.com/mrc-ide/global-lmic-reports/master/AFG/projections.csv
https://raw.githubusercontent.com/mrc-ide/global-lmic-reports/master/AFG/projections.csv
https://raw.githubusercontent.com/mrc-ide/global-lmic-reports/master/AFG/projections.csv
https://raw.githubusercontent.com/mrc-ide/global-lmic-reports/master/AFG/projections.csv
https://raw.githubusercontent.com/mrc-ide/global-lmic-reports/master/AFG/projections.csv
https://raw.githubusercontent.com/mrc-ide/global-lmic-reports/master/AFG/projections.csv
https://raw.githubusercontent.com/mrc-ide/global-lmic-reports/master/AFG/projections.csv
https://raw.githubusercontent.com/mrc-ide/global-lmic-reports/master/AFG/projections.csv
https://raw.githubusercontent.com/mrc-ide/global-lmic-reports/master/AFG/projections.csv
https://raw.githubusercontent.com/mrc-ide/global-lmic-reports/master/AFG/projections.csv
https://raw.githubusercontent.com/mrc-ide/global-lmic-reports/master/AFG/projections.csv
https://raw.githubusercontent.com/mrc-ide/global-lmic-reports/master/AFG/projections.csv
https://raw.githubusercontent.com/mrc-ide/global-lmic-reports/master/AFG/projections.csv
https://raw.githubusercontent.com/mrc-ide/global-lmic-reports/master/AFG/projections.csv
https://raw.githubusercontent.com/mrc-ide/global-lmic-reports/master/AFG/projections.csv
https://raw.githubusercontent.com/mrc-ide/global-lmic-reports/master/AFG/projections.csv
https://raw.githubusercontent.com/mrc-ide/global-lmic-reports/master/AFG/projections.csv
https://raw.githubusercontent.com/mrc-ide/global-lmic-reports/master/AFG/projections.csv
https://raw.githubusercontent.com/mrc-ide/global-lmic-reports/master/AFG/projections.csv
https://raw.githubusercontent.com/mrc-ide/global-lmic-reports/master/AFG/projections.csv
https://raw.githubusercontent.com/mrc-ide/global-lmic-reports/master/AFG/projections.csv
https://raw.githubusercontent.com/mrc-ide/global-lmic-reports/master/AFG/projections.csv
https://raw.githubusercontent.com/mrc-ide/global-lmic-reports/master/AFG/projections.csv
https://raw.githubusercontent.com/mrc-ide/global-lmic-reports/master/AFG/projections.csv
https://raw.githubusercontent.com/mrc-ide/global-lmic-reports/master/AFG/projections.csv
https://raw.githubusercontent.com/mrc-ide/global-lmic-reports/master/AFG/projections.csv
https://raw.githubusercontent.com/mrc-ide/global-lmic-reports/master/AFG/projections.csv
https://raw.githubusercontent.com/mrc-ide/global-lmic-reports/master/AFG/projections.csv
https://raw.githubusercontent.com/mrc-ide/global-lmic-reports/master/AFG/projections.csv
https://raw.githubusercontent.com/mrc-ide/global-lmic-reports/master/AFG/projections.csv
https://raw.githubusercontent.com/mrc-ide/global-lmic-reports/master/AFG/projections.csv
https://raw.githubusercontent.com/mrc-ide/global-lmic-reports/master/AFG/projections.csv
https://raw.githubusercontent.com/mrc-ide/global-lmic-reports/master/AFG/projections.csv
https://raw.githubusercontent.com/mrc-ide/global-lmic-reports/master/AFG/projections.csv
https://raw.githubusercontent.com/mrc-ide/global-lmic-reports/master/AFG/projections.csv
https://raw.githubusercontent.com/mrc-ide/global-lmic-reports/master/AFG/projections.csv
https://raw.githubusercontent.com/mrc-ide/global-lmic-reports/master/AFG/projections.csv
https://raw.githubusercontent.com/mrc-ide/global-lmic-reports/master/AFG/projections.csv
https://raw.githubusercontent.com/mrc-ide/global-lmic-reports/master/AFG/projections.csv
https://raw.githubusercontent.com/mrc-ide/global-lmic-reports/master/AFG/projections.csv
https://raw.githubusercontent.com/mrc-ide/global-lmic-reports/master/AFG/projections.csv
https://raw.githubusercontent.com/mrc-ide/global-lmic-reports/master/AFG/projections.csv
https://raw.githubusercontent.com/mrc-ide/global-lmic-reports/master/AFG/projections.csv
https://raw.githubusercontent.com/mrc-ide/global-lmic-reports/master/AFG/projections.csv
https://raw.githubusercontent.com/mrc-ide/global-lmic-reports/master/AFG/projections.csv
https://raw.githubusercontent.com/mrc-ide/global-lmic-reports/master/AFG/projections.csv
https://raw.githubusercontent.com/mrc-ide/global-lmic-reports/master/AFG/projections.csv
https://raw.githubusercontent.com/mrc-ide/global-lmic-reports/master/AFG/projections.csv
https://raw.githubusercontent.com/mrc-ide/global-lmic-reports/master/AFG/projections.csv
https://raw.githubusercontent.com/mrc-ide/global-lmic-reports/master/AFG/projections.csv
https://raw.githubusercontent.com/mrc-ide/global-lmic-reports/master/AFG/projections.csv
https://raw.githubusercontent.com/mrc-ide/global-lmic-reports/master/AFG/projections.csv
https://raw.githubusercontent.com/mrc-ide/global-lmic-reports/master/AFG/projections.csv
https://raw.githubusercontent.com/mrc-ide/global-lmic-reports/master/AFG/projections.csv
https://raw.githubusercontent.com/mrc-ide/global-lmic-reports/master/AFG/projections.csv
https://raw.githubusercontent.com/mrc-ide/global-lmic-reports/master/AFG/projections.csv
https://raw.githubusercontent.com/mrc-ide/global-lmic-reports/master/AFG/projections.csv
https://raw.githubusercontent.com/mrc-ide/global-lmic-reports/master/AFG/projections.csv
https://raw.githubusercontent.com/mrc-ide/global-lmic-reports/master/AFG/projections.csv
https://raw.githubusercontent.com/mrc-ide/global-lmic-reports/master/AFG/projections.csv
https://raw.githubusercontent.com/mrc-ide/global-lmic-reports/master/AFG/projections.csv
https://raw.githubusercontent.com/mrc-ide/global-lmic-reports/master/AFG/projections.csv
https://raw.githubusercontent.com/mrc-ide/global-lmic-reports/master/AFG/projections.csv
https://raw.githubusercontent.com/mrc-ide/global-lmic-reports/master/AFG/projections.csv
https://raw.githubusercontent.com/mrc-ide/global-lmic-reports/master/AFG/projections.csv
https://raw.githubusercontent.com/mrc-ide/global-lmic-reports/master/AFG/projections.csv
https://raw.githubusercontent.com/mrc-ide/global-lmic-reports/master/AFG/projections.csv
https://raw.githubusercontent.com/mrc-ide/global-lmic-reports/master/AFG/projections.csv
https://raw.githubusercontent.com/mrc-ide/global-lmic-reports/master/AFG/projections.csv
https://raw.githubusercontent.com/mrc-ide/global-lmic-reports/master/AFG/projections.csv
https://raw.githubusercontent.com/mrc-ide/global-lmic-reports/master/AFG/projections.csv
https://raw.githubusercontent.com/mrc-ide/global-lmic-reports/master/AFG/projections.csv
https://raw.githubusercontent.com/mrc-ide/global-lmic-reports/master/AFG/projections.csv
https://raw.githubusercontent.com/mrc-ide/global-lmic-reports/master/AFG/projections.csv
https://raw.githubusercontent.com/mrc-ide/global-lmic-reports/master/AFG/projections.csv
https://raw.githubusercontent.com/mrc-ide/global-lmic-reports/master/AFG/projections.csv
https://raw.githubusercontent.com/mrc-ide/global-lmic-reports/master/AFG/projections.csv
https://raw.githubusercontent.com/mrc-ide/global-lmic-reports/master/AFG/projections.csv
https://raw.githubusercontent.com/mrc-ide/global-lmic-reports/master/AFG/projections.csv
https://raw.githubusercontent.com/mrc-ide/global-lmic-reports/master/AFG/projections.csv
https://raw.githubusercontent.com/mrc-ide/global-lmic-reports/master/AFG/projections.csv
https://raw.githubusercontent.com/mrc-ide/global-lmic-reports/master/AFG/projections.csv
https://raw.githubusercontent.com/mrc-ide/global-lmic-reports/master/AFG/projections.csv
https://raw.githubusercontent.com/mrc-ide/global-lmic-reports/master/AFG/projections.csv
https://raw.githubusercontent.com/mrc-ide/global-lmic-reports/master/AFG/projections.csv
https://raw.githubusercontent.com/mrc-ide/global-lmic-reports/master/AFG/projections.csv
https://raw.githubusercontent.com/mrc-ide/global-lmic-reports/master/AFG/projections.csv
https://raw.githubusercontent.com/mrc-ide/global-lmic-reports/master/AFG/projections.csv
https://raw.githubusercontent.com/mrc-ide/global-lmic-reports/master/AFG/projections.csv
https://raw.githubusercontent.com/mrc-ide/global-lmic-reports/master/AFG/projections.csv
https://raw.githubusercontent.com/mrc-ide/global-lmic-reports/master/AFG/projections.csv
https://raw.githubusercontent.com/mrc-ide/global-lmic-reports/master/AFG/projections.csv
https://raw.githubusercontent.com/mrc-ide/global-lmic-reports/master/AFG/projections.csv
https://raw.githubusercontent.com/mrc-ide/global-lmic-reports/master/AFG/projections.csv
https://raw.githubusercontent.com/mrc-ide/global-lmic-reports/master/AFG/projections.csv
https://raw.githubusercontent.com/mrc-ide/global-lmic-reports/master/AFG/projections.csv
https://raw.githubusercontent.com/mrc-ide/global-lmic-reports/master/AFG/projections.csv
https://raw.githubusercontent.com/mrc-ide/global-lmic-reports/master/AFG/projections.csv
https://raw.githubusercontent.com/mrc-ide/global-lmic-reports/master/AFG/projections.csv
https://raw.githubusercontent.com/mrc-ide/global-lmic-reports/master/AFG/projections.csv
https://raw.githubusercontent.com/mrc-ide/global-lmic-reports/master/AFG/projections.csv
https://raw.githubusercontent.com/mrc-ide/global-lmic-reports/master/AFG/projections.csv
https://raw.githubusercontent.com/mrc-ide/global-lmic-reports/master/AFG/projections.csv
https://raw.githubusercontent.com/mrc-ide/global-lmic-reports/master/AFG/projections.csv
https://raw.githubusercontent.com/mrc-ide/global-lmic-reports/master/AFG/projections.csv
https://raw.githubusercontent.com/mrc-ide/global-lmic-reports/master/AFG/projections.csv
https://raw.githubusercontent.com/mrc-ide/global-lmic-reports/master/AFG/projections.csv
https://raw.githubusercontent.com/mrc-ide/global-lmic-reports/master/AFG/projections.csv
https://raw.githubusercontent.com/mrc-ide/global-lmic-reports/master/AFG/projections.csv
https://raw.githubusercontent.com/mrc-ide/global-lmic-reports/master/AFG/projections.csv
https://raw.githubusercontent.com/mrc-ide/global-lmic-reports/master/AFG/projections.csv
https://raw.githubusercontent.com/mrc-ide/global-lmic-reports/master/AFG/projections.csv
https://raw.githubusercontent.com/mrc-ide/global-lmic-reports/master/AFG/projections.csv
https://raw.githubusercontent.com/mrc-ide/global-lmic-reports/master/AFG/projections.csv
https://raw.githubusercontent.com/mrc-ide/global-lmic-reports/master/AFG/projections.csv
https://raw.githubusercontent.com/mrc-ide/global-lmic-reports/master/AFG/projections.csv
https://raw.githubusercontent.com/mrc-ide/global-lmic-reports/master/AFG/projections.csv
https://raw.githubusercontent.com/mrc-ide/global-lmic-reports/master/AFG/projections.csv
https://raw.githubusercontent.com/mrc-ide/global-lmic-reports/master/AFG/projections.csv
https://raw.githubusercontent.com/mrc-ide/global-lmic-reports/master/AFG/projections.csv
https://raw.githubusercontent.com/mrc-ide/global-lmic-reports/master/AFG/projections.csv
https://raw.githubusercontent.com/mrc-ide/global-lmic-reports/master/AFG/projections.csv
https://raw.githubusercontent.com/mrc-ide/global-lmic-reports/master/AFG/projections.csv
https://raw.githubusercontent.com/mrc-ide/global-lmic-reports/master/AFG/projections.csv
https://raw.githubusercontent.com/mrc-ide/global-lmic-reports/master/AFG/projections.csv
https://raw.githubusercontent.com/mrc-ide/global-lmic-reports/master/AFG/projections.csv
https://raw.githubusercontent.com/mrc-ide/global-lmic-reports/master/AFG/projections.csv
https://raw.githubusercontent.com/mrc-ide/global-lmic-reports/master/AFG/projections.csv
https://raw.githubusercontent.com/mrc-ide/global-lmic-reports/master/AFG/projections.csv
https://raw.githubusercontent.com/mrc-ide/global-lmic-reports/master/AFG/projections.csv
https://raw.githubusercontent.com/mrc-ide/global-lmic-reports/master/AFG/projections.csv
https://raw.githubusercontent.com/mrc-ide/global-lmic-reports/master/AFG/projections.csv
https://raw.githubusercontent.com/mrc-ide/global-lmic-reports/master/AFG/projections.csv
https://raw.githubusercontent.com/mrc-ide/global-lmic-reports/master/AFG/projections.csv
https://raw.githubusercontent.com/mrc-ide/global-lmic-reports/master/AFG/projections.csv
https://raw.githubusercontent.com/mrc-ide/global-lmic-reports/master/AFG/projections.csv
https://raw.githubusercontent.com/mrc-ide/global-lmic-reports/master/AFG/projections.csv
https://raw.githubusercontent.com/mrc-ide/global-lmic-reports/master/AFG/projections.csv
https://raw.githubusercontent.com/mrc-ide/global-lmic-reports/master/AFG/projections.csv
https://raw.githubusercontent.com/mrc-ide/global-lmic-reports/master/AFG/projections.csv
https://raw.githubusercontent.com/mrc-ide/global-lmic-reports/master/AFG/projections.csv
https://raw.githubusercontent.com/mrc-ide/global-lmic-reports/master/AFG/projections.csv
https://raw.githubusercontent.com/mrc-ide/global-lmic-reports/master/AFG/projections.csv
https://raw.githubusercontent.com/mrc-ide/global-lmic-reports/master/AFG/projections.csv
https://raw.githubusercontent.com/mrc-ide/global-lmic-reports/master/AFG/projections.csv
https://raw.githubusercontent.com/mrc-ide/global-lmic-reports/master/AFG/projections.csv
https://raw.githubusercontent.com/mrc-ide/global-lmic-reports/master/AFG/projections.csv
https://raw.githubusercontent.com/mrc-ide/global-lmic-reports/master/AFG/projections.csv
https://raw.githubusercontent.com/mrc-ide/global-lmic-reports/master/AFG/projections.csv
https://raw.githubusercontent.com/mrc-ide/global-lmic-reports/master/AFG/projections.csv
https://raw.githubusercontent.com/mrc-ide/global-lmic-reports/master/AFG/projections.csv
https://raw.githubusercontent.com/mrc-ide/global-lmic-reports/master/AFG/projections.csv
https://raw.githubusercontent.com/mrc-ide/global-lmic-reports/master/AFG/projections.csv
https://raw.githubusercontent.com/mrc-ide/global-lmic-reports/master/AFG/projections.csv
https://raw.githubusercontent.com/mrc-ide/global-lmic-reports/master/AFG/projections.csv
https://raw.githubusercontent.com/mrc-ide/global-lmic-reports/master/AFG/projections.csv
https://raw.githubusercontent.com/mrc-ide/global-lmic-reports/master/AFG/projections.csv
https://raw.githubusercontent.com/mrc-ide/global-lmic-reports/master/AFG/projections.csv
https://raw.githubusercontent.com/mrc-ide/global-lmic-reports/master/AFG/projections.csv
https://raw.githubusercontent.com/mrc-ide/global-lmic-reports/master/AFG/projections.csv
https://raw.githubusercontent.com/mrc-ide/global-lmic-reports/master/AFG/projections.csv
https://raw.githubusercontent.com/mrc-ide/global-lmic-reports/master/AFG/projections.csv
https://raw.githubusercontent.com/mrc-ide/global-lmic-reports/master/AFG/projections.csv
https://raw.githubusercontent.com/mrc-ide/global-lmic-reports/master/AFG/projections.csv
https://raw.githubusercontent.com/mrc-ide/global-lmic-reports/master/AFG/projections.csv
https://raw.githubusercontent.com/mrc-ide/global-lmic-reports/master/AFG/projections.csv
https://raw.githubusercontent.com/mrc-ide/global-lmic-reports/master/AFG/projections.csv
https://raw.githubusercontent.com/mrc-ide/global-lmic-reports/master/AFG/projections.csv
https://raw.githubusercontent.com/mrc-ide/global-lmic-reports/master/AFG/projections.csv
https://raw.githubusercontent.com/mrc-ide/global-lmic-reports/master/AFG/projections.csv
https://raw.githubusercontent.com/mrc-ide/global-lmic-reports/master/AFG/projections.csv
https://raw.githubusercontent.com/mrc-ide/global-lmic-reports/master/AFG/projections.csv
https://raw.githubusercontent.com/mrc-ide/global-lmic-reports/master/AFG/projections.csv
https://raw.githubusercontent.com/mrc-ide/global-lmic-reports/master/AFG/projections.csv
https://raw.githubusercontent.com/mrc-ide/global-lmic-reports/master/AFG/projections.csv
https://raw.githubusercontent.com/mrc-ide/global-lmic-reports/master/AFG/projections.csv
https://raw.githubusercontent.com/mrc-ide/global-lmic-reports/master/AFG/projections.csv
https://raw.githubusercontent.com/mrc-ide/global-lmic-reports/master/AFG/projections.csv
https://raw.githubusercontent.com/mrc-ide/global-lmic-reports/master/AFG/projections.csv
https://raw.githubusercontent.com/mrc-ide/global-lmic-reports/master/AFG/projections.csv
https://raw.githubusercontent.com/mrc-ide/global-lmic-reports/master/AFG/projections.csv
https://raw.githubusercontent.com/mrc-ide/global-lmic-reports/master/AFG/projections.csv
https://raw.githubusercontent.com/mrc-ide/global-lmic-reports/master/AFG/projections.csv
https://raw.githubusercontent.com/mrc-ide/global-lmic-reports/master/AFG/projections.csv
https://raw.githubusercontent.com/mrc-ide/global-lmic-reports/master/AFG/projections.csv
https://raw.githubusercontent.com/mrc-ide/global-lmic-reports/master/AFG/projections.csv
https://raw.githubusercontent.com/mrc-ide/global-lmic-reports/master/AFG/projections.csv
https://raw.githubusercontent.com/mrc-ide/global-lmic-reports/master/AFG/projections.csv
https://raw.githubusercontent.com/mrc-ide/global-lmic-reports/master/AFG/projections.csv
https://raw.githubusercontent.com/mrc-ide/global-lmic-reports/master/AFG/projections.csv
https://raw.githubusercontent.com/mrc-ide/global-lmic-reports/master/AFG/projections.csv
https://raw.githubusercontent.com/mrc-ide/global-lmic-reports/master/AFG/projections.csv
https://raw.githubusercontent.com/mrc-ide/global-lmic-reports/master/AFG/projections.csv
https://raw.githubusercontent.com/mrc-ide/global-lmic-reports/master/AFG/projections.csv
https://raw.githubusercontent.com/mrc-ide/global-lmic-reports/master/AFG/projections.csv
https://raw.githubusercontent.com/mrc-ide/global-lmic-reports/master/AFG/projections.csv
https://raw.githubusercontent.com/mrc-ide/global-lmic-reports/master/AFG/projections.csv
https://raw.githubusercontent.com/mrc-ide/global-lmic-reports/master/AFG/projections.csv
https://raw.githubusercontent.com/mrc-ide/global-lmic-reports/master/AFG/projections.csv
https://raw.githubusercontent.com/mrc-ide/global-lmic-reports/master/AFG/projections.csv
https://raw.githubusercontent.com/mrc-ide/global-lmic-reports/master/AFG/projections.csv
https://raw.githubusercontent.com/mrc-ide/global-lmic-reports/master/AFG/projections.csv
https://raw.githubusercontent.com/mrc-ide/global-lmic-reports/master/AFG/projections.csv
https://raw.githubusercontent.com/mrc-ide/global-lmic-reports/master/AFG/projections.csv
https://raw.githubusercontent.com/mrc-ide/global-lmic-reports/master/AFG/projections.csv
https://raw.githubusercontent.com/mrc-ide/global-lmic-reports/master/AFG/projections.csv
https://raw.githubusercontent.com/mrc-ide/global-lmic-reports/master/AFG/projections.csv
https://raw.githubusercontent.com/mrc-ide/global-lmic-reports/master/AFG/projections.csv
https://raw.githubusercontent.com/mrc-ide/global-lmic-reports/master/AFG/projections.csv
https://raw.githubusercontent.com/mrc-ide/global-lmic-reports/master/AFG/projections.csv
https://raw.githubusercontent.com/mrc-ide/global-lmic-reports/master/AFG/projections.csv
https://raw.githubusercontent.com/mrc-ide/global-lmic-reports/master/AFG/projections.csv
https://raw.githubusercontent.com/mrc-ide/global-lmic-reports/master/AFG/projections.csv
https://raw.githubusercontent.com/mrc-ide/global-lmic-reports/master/AFG/projections.csv
https://raw.githubusercontent.com/mrc-ide/global-lmic-reports/master/AFG/projections.csv
https://raw.githubusercontent.com/mrc-ide/global-lmic-reports/master/AFG/projections.csv
https://raw.githubusercontent.com/mrc-ide/global-lmic-reports/master/AFG/projections.csv
https://raw.githubusercontent.com/mrc-ide/global-lmic-reports/master/AFG/projections.csv
https://raw.githubusercontent.com/mrc-ide/global-lmic-reports/master/AFG/projections.csv
https://raw.githubusercontent.com/mrc-ide/global-lmic-reports/master/AFG/projections.csv
https://raw.githubusercontent.com/mrc-ide/global-lmic-reports/master/AFG/projections.csv
https://raw.githubusercontent.com/mrc-ide/global-lmic-reports/master/AFG/projections.csv
https://raw.githubusercontent.com/mrc-ide/global-lmic-reports/master/AFG/projections.csv
https://raw.githubusercontent.com/mrc-ide/global-lmic-reports/master/AFG/projections.csv
https://raw.githubusercontent.com/mrc-ide/global-lmic-reports/master/AFG/projections.csv
https://raw.githubusercontent.com/mrc-ide/global-lmic-reports/master/AFG/projections.csv
https://raw.githubusercontent.com/mrc-ide/global-lmic-reports/master/AFG/projections.csv
https://raw.githubusercontent.com/mrc-ide/global-lmic-reports/master/AFG/projections.csv
https://raw.githubusercontent.com/mrc-ide/global-lmic-reports/master/AFG/projections.csv
https://raw.githubusercontent.com/mrc-ide/global-lmic-reports/master/AFG/projections.csv
https://raw.githubusercontent.com/mrc-ide/global-lmic-reports/master/AFG/projections.csv
https://raw.githubusercontent.com/mrc-ide/global-lmic-reports/master/AFG/projections.csv
https://raw.githubusercontent.com/mrc-ide/global-lmic-reports/master/AFG/projections.csv
https://raw.githubusercontent.com/mrc-ide/global-lmic-reports/master/AFG/projections.csv
https://raw.githubusercontent.com/mrc-ide/global-lmic-reports/master/AFG/projections.csv
https://raw.githubusercontent.com/mrc-ide/global-lmic-reports/master/AFG/projections.csv
https://raw.githubusercontent.com/mrc-ide/global-lmic-reports/master/AFG/projections.csv
https://raw.githubusercontent.com/mrc-ide/global-lmic-reports/master/AFG/projections.csv
https://raw.githubusercontent.com/mrc-ide/global-lmic-reports/master/AFG/projections.csv
https://raw.githubusercontent.com/mrc-ide/global-lmic-reports/master/AFG/projections.csv
https://raw.githubusercontent.com/mrc-ide/global-lmic-reports/master/AFG/projections.csv
https://raw.githubusercontent.com/mrc-ide/global-lmic-reports/master/AFG/projections.csv
https://raw.githubusercontent.com/mrc-ide/global-lmic-reports/master/AFG/projections.csv
https://raw.githubusercontent.com/mrc-ide/global-lmic-reports/master/AFG/projections.csv
https://raw.githubusercontent.com/mrc-ide/global-lmic-reports/master/AFG/projections.csv
https://raw.githubusercontent.com/mrc-ide/global-lmic-reports/master/AFG/projections.csv
https://raw.githubusercontent.com/mrc-ide/global-lmic-reports/master/AFG/projections.csv
https://raw.githubusercontent.com/mrc-ide/global-lmic-reports/master/AFG/projections.csv
https://raw.githubusercontent.com/mrc-ide/global-lmic-reports/master/AFG/projections.csv
https://raw.githubusercontent.com/mrc-ide/global-lmic-reports/master/AFG/projections.csv
https://raw.githubusercontent.com/mrc-ide/global-lmic-reports/master/AFG/projections.csv
https://raw.githubusercontent.com/mrc-ide/global-lmic-reports/master/AFG/projections.csv
https://raw.githubusercontent.com/mrc-ide/global-lmic-reports/master/AFG/projections.csv
https://raw.githubusercontent.com/mrc-ide/global-lmic-reports/master/AFG/projections.csv
https://raw.githubusercontent.com/mrc-ide/global-lmic-reports/master/AFG/projections.csv
https://raw.githubusercontent.com/mrc-ide/global-lmic-reports/master/AFG/projections.csv
https://raw.githubusercontent.com/mrc-ide/global-lmic-reports/master/AFG/projections.csv
https://raw.githubusercontent.com/mrc-ide/global-lmic-reports/master/AFG/projections.csv
https://raw.githubusercontent.com/mrc-ide/global-lmic-reports/master/AFG/projections.csv
https://raw.githubusercontent.com/mrc-ide/global-lmic-reports/master/AFG/projections.csv
https://raw.githubusercontent.com/mrc-ide/global-lmic-reports/master/AFG/projections.csv
https://raw.githubusercontent.com/mrc-ide/global-lmic-reports/master/AFG/projections.csv
https://raw.githubusercontent.com/mrc-ide/global-lmic-reports/master/AFG/projections.csv
https://raw.githubusercontent.com/mrc-ide/global-lmic-reports/master/AFG/projections.csv
https://raw.githubusercontent.com/mrc-ide/global-lmic-reports/master/AFG/projections.csv
https://raw.githubusercontent.com/mrc-ide/global-lmic-reports/master/AFG/projections.csv
https://raw.githubusercontent.com/mrc-ide/global-lmic-reports/master/AFG/projections.csv
https://raw.githubusercontent.com/mrc-ide/global-lmic-reports/master/AFG/projections.csv
https://raw.githubusercontent.com/mrc-ide/global-lmic-reports/master/AFG/projections.csv
https://raw.githubusercontent.com/mrc-ide/global-lmic-reports/master/AFG/projections.csv
https://raw.githubusercontent.com/mrc-ide/global-lmic-reports/master/AFG/projections.csv
https://raw.githubusercontent.com/mrc-ide/global-lmic-reports/master/AFG/projections.csv
https://raw.githubusercontent.com/mrc-ide/global-lmic-reports/master/AFG/projections.csv
https://raw.githubusercontent.com/mrc-ide/global-lmic-reports/master/AFG/projections.csv
https://raw.githubusercontent.com/mrc-ide/global-lmic-reports/master/AFG/projections.csv
https://raw.githubusercontent.com/mrc-ide/global-lmic-reports/master/AFG/projections.csv
https://raw.githubusercontent.com/mrc-ide/global-lmic-reports/master/AFG/projections.csv
https://raw.githubusercontent.com/mrc-ide/global-lmic-reports/master/AFG/projections.csv
https://raw.githubusercontent.com/mrc-ide/global-lmic-reports/master/AFG/projections.csv
https://raw.githubusercontent.com/mrc-ide/global-lmic-reports/master/AFG/projections.csv
https://raw.githubusercontent.com/mrc-ide/global-lmic-reports/master/AFG/projections.csv
https://raw.githubusercontent.com/mrc-ide/global-lmic-reports/master/AFG/projections.csv
https://raw.githubusercontent.com/mrc-ide/global-lmic-reports/master/AFG/projections.csv
https://raw.githubusercontent.com/mrc-ide/global-lmic-reports/master/AFG/projections.csv
https://raw.githubusercontent.com/mrc-ide/global-lmic-reports/master/AFG/projections.csv
https://raw.githubusercontent.com/mrc-ide/global-lmic-reports/master/AFG/projections.csv
https://raw.githubusercontent.com/mrc-ide/global-lmic-reports/master/AFG/projections.csv
https://raw.githubusercontent.com/mrc-ide/global-lmic-reports/master/AFG/projections.csv
https://raw.githubusercontent.com/mrc-ide/global-lmic-reports/master/AFG/projections.csv
https://raw.githubusercontent.com/mrc-ide/global-lmic-reports/master/AFG/projections.csv
https://raw.githubusercontent.com/mrc-ide/global-lmic-reports/master/AFG/projections.csv
https://raw.githubusercontent.com/mrc-ide/global-lmic-reports/master/AFG/projections.csv
https://raw.githubusercontent.com/mrc-ide/global-lmic-reports/master/AFG/projections.csv
https://raw.githubusercontent.com/mrc-ide/global-lmic-reports/master/AFG/projections.csv
https://raw.githubusercontent.com/mrc-ide/global-lmic-reports/master/AFG/projections.csv
https://raw.githubusercontent.com/mrc-ide/global-lmic-reports/master/AFG/projections.csv
https://raw.githubusercontent.com/mrc-ide/global-lmic-reports/master/AFG/projections.csv
https://raw.githubusercontent.com/mrc-ide/global-lmic-reports/master/AFG/projections.csv
https://raw.githubusercontent.com/mrc-ide/global-lmic-reports/master/AFG/projections.csv
https://raw.githubusercontent.com/mrc-ide/global-lmic-reports/master/AFG/projections.csv
https://raw.githubusercontent.com/mrc-ide/global-lmic-reports/master/AFG/projections.csv
https://raw.githubusercontent.com/mrc-ide/global-lmic-reports/master/AFG/projections.csv
https://raw.githubusercontent.com/mrc-ide/global-lmic-reports/master/AFG/projections.csv
https://raw.githubusercontent.com/mrc-ide/global-lmic-reports/master/AFG/projections.csv
https://raw.githubusercontent.com/mrc-ide/global-lmic-reports/master/AFG/projections.csv
https://raw.githubusercontent.com/mrc-ide/global-lmic-reports/master/AFG/projections.csv
https://raw.githubusercontent.com/mrc-ide/global-lmic-reports/master/AFG/projections.csv
https://raw.githubusercontent.com/mrc-ide/global-lmic-reports/master/AFG/projections.csv
https://raw.githubusercontent.com/mrc-ide/global-lmic-reports/master/AFG/projections.csv
https://raw.githubusercontent.com/mrc-ide/global-lmic-reports/master/AFG/projections.csv
https://raw.githubusercontent.com/mrc-ide/global-lmic-reports/master/AFG/projections.csv
https://raw.githubusercontent.com/mrc-ide/global-lmic-reports/master/AFG/projections.csv
https://raw.githubusercontent.com/mrc-ide/global-lmic-reports/master/AFG/projections.csv
https://raw.githubusercontent.com/mrc-ide/global-lmic-reports/master/AFG/projections.csv
https://raw.githubusercontent.com/mrc-ide/global-lmic-reports/master/AFG/projections.csv
https://raw.githubusercontent.com/mrc-ide/global-lmic-reports/master/AFG/projections.csv
https://raw.githubusercontent.com/mrc-ide/global-lmic-reports/master/AFG/projections.csv
https://raw.githubusercontent.com/mrc-ide/global-lmic-reports/master/AFG/projections.csv
https://raw.githubusercontent.com/mrc-ide/global-lmic-reports/master/AFG/projections.csv
https://raw.githubusercontent.com/mrc-ide/global-lmic-reports/master/AFG/projections.csv
https://raw.githubusercontent.com/mrc-ide/global-lmic-reports/master/AFG/projections.csv
https://raw.githubusercontent.com/mrc-ide/global-lmic-reports/master/AFG/projections.csv
https://raw.githubusercontent.com/mrc-ide/global-lmic-reports/master/AFG/projections.csv
https://raw.githubusercontent.com/mrc-ide/global-lmic-reports/master/AFG/projections.csv
https://raw.githubusercontent.com/mrc-ide/global-lmic-reports/master/AFG/projections.csv
https://raw.githubusercontent.com/mrc-ide/global-lmic-reports/master/AFG/projections.csv
https://raw.githubusercontent.com/mrc-ide/global-lmic-reports/master/AFG/projections.csv
https://raw.githubusercontent.com/mrc-ide/global-lmic-reports/master/AFG/projections.csv
https://raw.githubusercontent.com/mrc-ide/global-lmic-reports/master/AFG/projections.csv
https://raw.githubusercontent.com/mrc-ide/global-lmic-reports/master/AFG/projections.csv
https://raw.githubusercontent.com/mrc-ide/global-lmic-reports/master/AFG/projections.csv
https://raw.githubusercontent.com/mrc-ide/global-lmic-reports/master/AFG/projections.csv
https://raw.githubusercontent.com/mrc-ide/global-lmic-reports/master/AFG/projections.csv
https://raw.githubusercontent.com/mrc-ide/global-lmic-reports/master/AFG/projections.csv
https://raw.githubusercontent.com/mrc-ide/global-lmic-reports/master/AFG/projections.csv
https://raw.githubusercontent.com/mrc-ide/global-lmic-reports/master/AFG/projections.csv
https://raw.githubusercontent.com/mrc-ide/global-lmic-reports/master/AFG/projections.csv
https://raw.githubusercontent.com/mrc-ide/global-lmic-reports/master/AFG/projections.csv
https://raw.githubusercontent.com/mrc-ide/global-lmic-reports/master/AFG/projections.csv
https://raw.githubusercontent.com/mrc-ide/global-lmic-reports/master/AFG/projections.csv
https://raw.githubusercontent.com/mrc-ide/global-lmic-reports/master/AFG/projections.csv
https://raw.githubusercontent.com/mrc-ide/global-lmic-reports/master/AFG/projections.csv
https://raw.githubusercontent.com/mrc-ide/global-lmic-reports/master/AFG/projections.csv
https://raw.githubusercontent.com/mrc-ide/global-lmic-reports/master/AFG/projections.csv
https://raw.githubusercontent.com/mrc-ide/global-lmic-reports/master/AFG/projections.csv
https://raw.githubusercontent.com/mrc-ide/global-lmic-reports/master/AFG/projections.csv
https://raw.githubusercontent.com/mrc-ide/global-lmic-reports/master/AFG/projections.csv
https://raw.githubusercontent.com/mrc-ide/global-lmic-reports/master/AFG/projections.csv
https://raw.githubusercontent.com/mrc-ide/global-lmic-reports/master/AFG/projections.csv
https://raw.githubusercontent.com/mrc-ide/global-lmic-reports/master/AFG/projections.csv
https://raw.githubusercontent.com/mrc-ide/global-lmic-reports/master/AFG/projections.csv
https://raw.githubusercontent.com/mrc-ide/global-lmic-reports/master/AFG/projections.csv
https://raw.githubusercontent.com/mrc-ide/global-lmic-reports/master/AFG/projections.csv
https://raw.githubusercontent.com/mrc-ide/global-lmic-reports/master/AFG/projections.csv
https://raw.githubusercontent.com/mrc-ide/global-lmic-reports/master/AFG/projections.csv
https://raw.githubusercontent.com/mrc-ide/global-lmic-reports/master/AFG/projections.csv
https://raw.githubusercontent.com/mrc-ide/global-lmic-reports/master/AFG/projections.csv
https://raw.githubusercontent.com/mrc-ide/global-lmic-reports/master/AFG/projections.csv
https://raw.githubusercontent.com/mrc-ide/global-lmic-reports/master/AFG/projections.csv
https://raw.githubusercontent.com/mrc-ide/global-lmic-reports/master/AFG/projections.csv
https://raw.githubusercontent.com/mrc-ide/global-lmic-reports/master/AFG/projections.csv
https://raw.githubusercontent.com/mrc-ide/global-lmic-reports/master/AFG/projections.csv
https://raw.githubusercontent.com/mrc-ide/global-lmic-reports/master/AFG/projections.csv
https://raw.githubusercontent.com/mrc-ide/global-lmic-reports/master/AFG/projections.csv
https://raw.githubusercontent.com/mrc-ide/global-lmic-reports/master/AFG/projections.csv
https://raw.githubusercontent.com/mrc-ide/global-lmic-reports/master/AFG/projections.csv
https://raw.githubusercontent.com/mrc-ide/global-lmic-reports/master/AFG/projections.csv
https://raw.githubusercontent.com/mrc-ide/global-lmic-reports/master/AFG/projections.csv
https://raw.githubusercontent.com/mrc-ide/global-lmic-reports/master/AFG/projections.csv
https://raw.githubusercontent.com/mrc-ide/global-lmic-reports/master/AFG/projections.csv
https://raw.githubusercontent.com/mrc-ide/global-lmic-reports/master/AFG/projections.csv
https://raw.githubusercontent.com/mrc-ide/global-lmic-reports/master/AFG/projections.csv
https://raw.githubusercontent.com/mrc-ide/global-lmic-reports/master/AFG/projections.csv
https://raw.githubusercontent.com/mrc-ide/global-lmic-reports/master/AFG/projections.csv
https://raw.githubusercontent.com/mrc-ide/global-lmic-reports/master/AFG/projections.csv
https://raw.githubusercontent.com/mrc-ide/global-lmic-reports/master/AFG/projections.csv
https://raw.githubusercontent.com/mrc-ide/global-lmic-reports/master/AFG/projections.csv
https://raw.githubusercontent.com/mrc-ide/global-lmic-reports/master/AFG/projections.csv
https://raw.githubusercontent.com/mrc-ide/global-lmic-reports/master/AFG/projections.csv
https://raw.githubusercontent.com/mrc-ide/global-lmic-reports/master/AFG/projections.csv
https://raw.githubusercontent.com/mrc-ide/global-lmic-reports/master/AFG/projections.csv
https://raw.githubusercontent.com/mrc-ide/global-lmic-reports/master/AFG/projections.csv
https://raw.githubusercontent.com/mrc-ide/global-lmic-reports/master/AFG/projections.csv
https://raw.githubusercontent.com/mrc-ide/global-lmic-reports/master/AFG/projections.csv
https://raw.githubusercontent.com/mrc-ide/global-lmic-reports/master/AFG/projections.csv
https://raw.githubusercontent.com/mrc-ide/global-lmic-reports/master/AFG/projections.csv
https://raw.githubusercontent.com/mrc-ide/global-lmic-reports/master/AFG/projections.csv
https://raw.githubusercontent.com/mrc-ide/global-lmic-reports/master/AFG/projections.csv
https://raw.githubusercontent.com/mrc-ide/global-lmic-reports/master/AFG/projections.csv
https://raw.githubusercontent.com/mrc-ide/global-lmic-reports/master/AFG/projections.csv
https://raw.githubusercontent.com/mrc-ide/global-lmic-reports/master/AFG/projections.csv
https://raw.githubusercontent.com/mrc-ide/global-lmic-reports/master/AFG/projections.csv
https://raw.githubusercontent.com/mrc-ide/global-lmic-reports/master/AFG/projections.csv
https://raw.githubusercontent.com/mrc-ide/global-lmic-reports/master/AFG/projections.csv
https://raw.githubusercontent.com/mrc-ide/global-lmic-reports/master/AFG/projections.csv
https://raw.githubusercontent.com/mrc-ide/global-lmic-reports/master/AFG/projections.csv
https://raw.githubusercontent.com/mrc-ide/global-lmic-reports/master/AFG/projections.csv
https://raw.githubusercontent.com/mrc-ide/global-lmic-reports/master/AFG/projections.csv
https://raw.githubusercontent.com/mrc-ide/global-lmic-reports/master/AFG/projections.csv
https://raw.githubusercontent.com/mrc-ide/global-lmic-reports/master/AFG/projections.csv
https://raw.githubusercontent.com/mrc-ide/global-lmic-reports/master/AFG/projections.csv
https://raw.githubusercontent.com/mrc-ide/global-lmic-reports/master/AFG/projections.csv
https://raw.githubusercontent.com/mrc-ide/global-lmic-reports/master/AFG/projections.csv
https://raw.githubusercontent.com/mrc-ide/global-lmic-reports/master/AFG/projections.csv
https://raw.githubusercontent.com/mrc-ide/global-lmic-reports/master/AFG/projections.csv
https://raw.githubusercontent.com/mrc-ide/global-lmic-reports/master/AFG/projections.csv
https://raw.githubusercontent.com/mrc-ide/global-lmic-reports/master/AFG/projections.csv
https://raw.githubusercontent.com/mrc-ide/global-lmic-reports/master/AFG/projections.csv
https://raw.githubusercontent.com/mrc-ide/global-lmic-reports/master/AFG/projections.csv
https://raw.githubusercontent.com/mrc-ide/global-lmic-reports/master/AFG/projections.csv
https://raw.githubusercontent.com/mrc-ide/global-lmic-reports/master/AFG/projections.csv
https://raw.githubusercontent.com/mrc-ide/global-lmic-reports/master/AFG/projections.csv
https://raw.githubusercontent.com/mrc-ide/global-lmic-reports/master/AFG/projections.csv
https://raw.githubusercontent.com/mrc-ide/global-lmic-reports/master/AFG/projections.csv
https://raw.githubusercontent.com/mrc-ide/global-lmic-reports/master/AFG/projections.csv
https://raw.githubusercontent.com/mrc-ide/global-lmic-reports/master/AFG/projections.csv
https://raw.githubusercontent.com/mrc-ide/global-lmic-reports/master/AFG/projections.csv
https://raw.githubusercontent.com/mrc-ide/global-lmic-reports/master/AFG/projections.csv
https://raw.githubusercontent.com/mrc-ide/global-lmic-reports/master/AFG/projections.csv
https://raw.githubusercontent.com/mrc-ide/global-lmic-reports/master/AFG/projections.csv
https://raw.githubusercontent.com/mrc-ide/global-lmic-reports/master/AFG/projections.csv
https://raw.githubusercontent.com/mrc-ide/global-lmic-reports/master/AFG/projections.csv
https://raw.githubusercontent.com/mrc-ide/global-lmic-reports/master/AFG/projections.csv
https://raw.githubusercontent.com/mrc-ide/global-lmic-reports/master/AFG/projections.csv
https://raw.githubusercontent.com/mrc-ide/global-lmic-reports/master/AFG/projections.csv
https://raw.githubusercontent.com/mrc-ide/global-lmic-reports/master/AFG/projections.csv
https://raw.githubusercontent.com/mrc-ide/global-lmic-reports/master/AFG/projections.csv
https://raw.githubusercontent.com/mrc-ide/global-lmic-reports/master/AFG/projections.csv
https://raw.githubusercontent.com/mrc-ide/global-lmic-reports/master/AFG/projections.csv
https://raw.githubusercontent.com/mrc-ide/global-lmic-reports/master/AFG/projections.csv
https://raw.githubusercontent.com/mrc-ide/global-lmic-reports/master/AFG/projections.csv
https://raw.githubusercontent.com/mrc-ide/global-lmic-reports/master/AFG/projections.csv
https://raw.githubusercontent.com/mrc-ide/global-lmic-reports/master/AFG/projections.csv
https://raw.githubusercontent.com/mrc-ide/global-lmic-reports/master/AFG/projections.csv
https://raw.githubusercontent.com/mrc-ide/global-lmic-reports/master/AFG/projections.csv
https://raw.githubusercontent.com/mrc-ide/global-lmic-reports/master/AFG/projections.csv
https://raw.githubusercontent.com/mrc-ide/global-lmic-reports/master/AFG/projections.csv
https://raw.githubusercontent.com/mrc-ide/global-lmic-reports/master/AFG/projections.csv
https://raw.githubusercontent.com/mrc-ide/global-lmic-reports/master/AFG/projections.csv
https://raw.githubusercontent.com/mrc-ide/global-lmic-reports/master/AFG/projections.csv
https://raw.githubusercontent.com/mrc-ide/global-lmic-reports/master/AFG/projections.csv
https://raw.githubusercontent.com/mrc-ide/global-lmic-reports/master/AFG/projections.csv
https://raw.githubusercontent.com/mrc-ide/global-lmic-reports/master/AFG/projections.csv
https://raw.githubusercontent.com/mrc-ide/global-lmic-reports/master/AFG/projections.csv
https://raw.githubusercontent.com/mrc-ide/global-lmic-reports/master/AFG/projections.csv
https://raw.githubusercontent.com/mrc-ide/global-lmic-reports/master/AFG/projections.csv
https://raw.githubusercontent.com/mrc-ide/global-lmic-reports/master/AFG/projections.csv
https://raw.githubusercontent.com/mrc-ide/global-lmic-reports/master/AFG/projections.csv
https://raw.githubusercontent.com/mrc-ide/global-lmic-reports/master/AFG/projections.csv
https://raw.githubusercontent.com/mrc-ide/global-lmic-reports/master/AFG/projections.csv
https://raw.githubusercontent.com/mrc-ide/global-lmic-reports/master/AFG/projections.csv
https://raw.githubusercontent.com/mrc-ide/global-lmic-reports/master/AFG/projections.csv
https://raw.githubusercontent.com/mrc-ide/global-lmic-reports/master/AFG/projections.csv
https://raw.githubusercontent.com/mrc-ide/global-lmic-reports/master/AFG/projections.csv
https://raw.githubusercontent.com/mrc-ide/global-lmic-reports/master/AFG/projections.csv
https://raw.githubusercontent.com/mrc-ide/global-lmic-reports/master/AFG/projections.csv
https://raw.githubusercontent.com/mrc-ide/global-lmic-reports/master/AFG/projections.csv
https://raw.githubusercontent.com/mrc-ide/global-lmic-reports/master/AFG/projections.csv
https://raw.githubusercontent.com/mrc-ide/global-lmic-reports/master/AFG/projections.csv
https://raw.githubusercontent.com/mrc-ide/global-lmic-reports/master/AFG/projections.csv
https://raw.githubusercontent.com/mrc-ide/global-lmic-reports/master/AFG/projections.csv
https://raw.githubusercontent.com/mrc-ide/global-lmic-reports/master/AFG/projections.csv
https://raw.githubusercontent.com/mrc-ide/global-lmic-reports/master/AFG/projections.csv
https://raw.githubusercontent.com/mrc-ide/global-lmic-reports/master/AFG/projections.csv
https://raw.githubusercontent.com/mrc-ide/global-lmic-reports/master/AFG/projections.csv
https://raw.githubusercontent.com/mrc-ide/global-lmic-reports/master/AFG/projections.csv
https://raw.githubusercontent.com/mrc-ide/global-lmic-reports/master/AFG/projections.csv
https://raw.githubusercontent.com/mrc-ide/global-lmic-reports/master/AFG/projections.csv
https://raw.githubusercontent.com/mrc-ide/global-lmic-reports/master/AFG/projections.csv
https://raw.githubusercontent.com/mrc-ide/global-lmic-reports/master/AFG/projections.csv
https://raw.githubusercontent.com/mrc-ide/global-lmic-reports/master/AFG/projections.csv
https://raw.githubusercontent.com/mrc-ide/global-lmic-reports/master/AFG/projections.csv
https://raw.githubusercontent.com/mrc-ide/global-lmic-reports/master/AFG/projections.csv
https://raw.githubusercontent.com/mrc-ide/global-lmic-reports/master/AFG/projections.csv
https://raw.githubusercontent.com/mrc-ide/global-lmic-reports/master/AFG/projections.csv
https://raw.githubusercontent.com/mrc-ide/global-lmic-reports/master/AFG/projections.csv
https://raw.githubusercontent.com/mrc-ide/global-lmic-reports/master/AFG/projections.csv
https://raw.githubusercontent.com/mrc-ide/global-lmic-reports/master/AFG/projections.csv
https://raw.githubusercontent.com/mrc-ide/global-lmic-reports/master/AFG/projections.csv
https://raw.githubusercontent.com/mrc-ide/global-lmic-reports/master/AFG/projections.csv
https://raw.githubusercontent.com/mrc-ide/global-lmic-reports/master/AFG/projections.csv
https://raw.githubusercontent.com/mrc-ide/global-lmic-reports/master/AFG/projections.csv
https://raw.githubusercontent.com/mrc-ide/global-lmic-reports/master/AFG/projections.csv
https://raw.githubusercontent.com/mrc-ide/global-lmic-reports/master/AFG/projections.csv
https://raw.githubusercontent.com/mrc-ide/global-lmic-reports/master/AFG/projections.csv
https://raw.githubusercontent.com/mrc-ide/global-lmic-reports/master/AFG/projections.csv
https://raw.githubusercontent.com/mrc-ide/global-lmic-reports/master/AFG/projections.csv
https://raw.githubusercontent.com/mrc-ide/global-lmic-reports/master/AFG/projections.csv
https://raw.githubusercontent.com/mrc-ide/global-lmic-reports/master/AFG/projections.csv
https://raw.githubusercontent.com/mrc-ide/global-lmic-reports/master/AFG/projections.csv
https://raw.githubusercontent.com/mrc-ide/global-lmic-reports/master/AFG/projections.csv
https://raw.githubusercontent.com/mrc-ide/global-lmic-reports/master/AFG/projections.csv
https://raw.githubusercontent.com/mrc-ide/global-lmic-reports/master/AFG/projections.csv
https://raw.githubusercontent.com/mrc-ide/global-lmic-reports/master/AFG/projections.csv
https://raw.githubusercontent.com/mrc-ide/global-lmic-reports/master/AFG/projections.csv
https://raw.githubusercontent.com/mrc-ide/global-lmic-reports/master/AFG/projections.csv
https://raw.githubusercontent.com/mrc-ide/global-lmic-reports/master/AFG/projections.csv
https://raw.githubusercontent.com/mrc-ide/global-lmic-reports/master/AFG/projections.csv
https://raw.githubusercontent.com/mrc-ide/global-lmic-reports/master/AFG/projections.csv
https://raw.githubusercontent.com/mrc-ide/global-lmic-reports/master/AFG/projections.csv
https://raw.githubusercontent.com/mrc-ide/global-lmic-reports/master/AFG/projections.csv
https://raw.githubusercontent.com/mrc-ide/global-lmic-reports/master/AFG/projections.csv
https://raw.githubusercontent.com/mrc-ide/global-lmic-reports/master/AFG/projections.csv
https://raw.githubusercontent.com/mrc-ide/global-lmic-reports/master/AFG/projections.csv
https://raw.githubusercontent.com/mrc-ide/global-lmic-reports/master/AFG/projections.csv
https://raw.githubusercontent.com/mrc-ide/global-lmic-reports/master/AFG/projections.csv
https://raw.githubusercontent.com/mrc-ide/global-lmic-reports/master/AFG/projections.csv
https://raw.githubusercontent.com/mrc-ide/global-lmic-reports/master/AFG/projections.csv
https://raw.githubusercontent.com/mrc-ide/global-lmic-reports/master/AFG/projections.csv
https://raw.githubusercontent.com/mrc-ide/global-lmic-reports/master/AFG/projections.csv
https://raw.githubusercontent.com/mrc-ide/global-lmic-reports/master/AFG/projections.csv
https://raw.githubusercontent.com/mrc-ide/global-lmic-reports/master/AFG/projections.csv
https://raw.githubusercontent.com/mrc-ide/global-lmic-reports/master/AFG/projections.csv
https://raw.githubusercontent.com/mrc-ide/global-lmic-reports/master/AFG/projections.csv
https://raw.githubusercontent.com/mrc-ide/global-lmic-reports/master/AFG/projections.csv
https://raw.githubusercontent.com/mrc-ide/global-lmic-reports/master/AFG/projections.csv
https://raw.githubusercontent.com/mrc-ide/global-lmic-reports/master/AFG/projections.csv
https://raw.githubusercontent.com/mrc-ide/global-lmic-reports/master/AFG/projections.csv
https://raw.githubusercontent.com/mrc-ide/global-lmic-reports/master/AFG/projections.csv
https://raw.githubusercontent.com/mrc-ide/global-lmic-reports/master/AFG/projections.csv
https://raw.githubusercontent.com/mrc-ide/global-lmic-reports/master/AFG/projections.csv
https://raw.githubusercontent.com/mrc-ide/global-lmic-reports/master/AFG/projections.csv
https://raw.githubusercontent.com/mrc-ide/global-lmic-reports/master/AFG/projections.csv
https://raw.githubusercontent.com/mrc-ide/global-lmic-reports/master/AFG/projections.csv
https://raw.githubusercontent.com/mrc-ide/global-lmic-reports/master/AFG/projections.csv
https://raw.githubusercontent.com/mrc-ide/global-lmic-reports/master/AFG/projections.csv
https://raw.githubusercontent.com/mrc-ide/global-lmic-reports/master/AFG/projections.csv
https://raw.githubusercontent.com/mrc-ide/global-lmic-reports/master/AFG/projections.csv
https://raw.githubusercontent.com/mrc-ide/global-lmic-reports/master/AFG/projections.csv
https://raw.githubusercontent.com/mrc-ide/global-lmic-reports/master/AFG/projections.csv
https://raw.githubusercontent.com/mrc-ide/global-lmic-reports/master/AFG/projections.csv
https://raw.githubusercontent.com/mrc-ide/global-lmic-reports/master/AFG/projections.csv
https://raw.githubusercontent.com/mrc-ide/global-lmic-reports/master/AFG/projections.csv
https://raw.githubusercontent.com/mrc-ide/global-lmic-reports/master/AFG/projections.csv
https://raw.githubusercontent.com/mrc-ide/global-lmic-reports/master/AFG/projections.csv
https://raw.githubusercontent.com/mrc-ide/global-lmic-reports/master/AFG/projections.csv
https://raw.githubusercontent.com/mrc-ide/global-lmic-reports/master/AFG/projections.csv
https://raw.githubusercontent.com/mrc-ide/global-lmic-reports/master/AFG/projections.csv
https://raw.githubusercontent.com/mrc-ide/global-lmic-reports/master/AFG/projections.csv
https://raw.githubusercontent.com/mrc-ide/global-lmic-reports/master/AFG/projections.csv
https://raw.githubusercontent.com/mrc-ide/global-lmic-reports/master/AFG/projections.csv
https://raw.githubusercontent.com/mrc-ide/global-lmic-reports/master/AFG/projections.csv
https://raw.githubusercontent.com/mrc-ide/global-lmic-reports/master/AFG/projections.csv
https://raw.githubusercontent.com/mrc-ide/global-lmic-reports/master/AFG/projections.csv
https://raw.githubusercontent.com/mrc-ide/global-lmic-reports/master/AFG/projections.csv
https://raw.githubusercontent.com/mrc-ide/global-lmic-reports/master/AFG/projections.csv
https://raw.githubusercontent.com/mrc-ide/global-lmic-reports/master/AFG/projections.csv
https://raw.githubusercontent.com/mrc-ide/global-lmic-reports/master/AFG/projections.csv
https://raw.githubusercontent.com/mrc-ide/global-lmic-reports/master/AFG/projections.csv
https://raw.githubusercontent.com/mrc-ide/global-lmic-reports/master/AFG/projections.csv
https://raw.githubusercontent.com/mrc-ide/global-lmic-reports/master/AFG/projections.csv
https://raw.githubusercontent.com/mrc-ide/global-lmic-reports/master/AFG/projections.csv
https://raw.githubusercontent.com/mrc-ide/global-lmic-reports/master/AFG/projections.csv
https://raw.githubusercontent.com/mrc-ide/global-lmic-reports/master/AFG/projections.csv
https://raw.githubusercontent.com/mrc-ide/global-lmic-reports/master/AFG/projections.csv
https://raw.githubusercontent.com/mrc-ide/global-lmic-reports/master/AFG/projections.csv
https://raw.githubusercontent.com/mrc-ide/global-lmic-reports/master/AFG/projections.csv
https://raw.githubusercontent.com/mrc-ide/global-lmic-reports/master/AFG/projections.csv
https://raw.githubusercontent.com/mrc-ide/global-lmic-reports/master/AFG/projections.csv
https://raw.githubusercontent.com/mrc-ide/global-lmic-reports/master/AFG/projections.csv
https://raw.githubusercontent.com/mrc-ide/global-lmic-reports/master/AFG/projections.csv
https://raw.githubusercontent.com/mrc-ide/global-lmic-reports/master/AFG/projections.csv
https://raw.githubusercontent.com/mrc-ide/global-lmic-reports/master/AFG/projections.csv
https://raw.githubusercontent.com/mrc-ide/global-lmic-reports/master/AFG/projections.csv
https://raw.githubusercontent.com/mrc-ide/global-lmic-reports/master/AFG/projections.csv
https://raw.githubusercontent.com/mrc-ide/global-lmic-reports/master/AFG/projections.csv
https://raw.githubusercontent.com/mrc-ide/global-lmic-reports/master/AFG/projections.csv
https://raw.githubusercontent.com/mrc-ide/global-lmic-reports/master/AFG/projections.csv
https://raw.githubusercontent.com/mrc-ide/global-lmic-reports/master/AFG/projections.csv
https://raw.githubusercontent.com/mrc-ide/global-lmic-reports/master/AFG/projections.csv
https://raw.githubusercontent.com/mrc-ide/global-lmic-reports/master/AFG/projections.csv
https://raw.githubusercontent.com/mrc-ide/global-lmic-reports/master/AFG/projections.csv
https://raw.githubusercontent.com/mrc-ide/global-lmic-reports/master/AFG/projections.csv
https://raw.githubusercontent.com/mrc-ide/global-lmic-reports/master/AFG/projections.csv
https://raw.githubusercontent.com/mrc-ide/global-lmic-reports/master/AFG/projections.csv
https://raw.githubusercontent.com/mrc-ide/global-lmic-reports/master/AFG/projections.csv
https://raw.githubusercontent.com/mrc-ide/global-lmic-reports/master/AFG/projections.csv
https://raw.githubusercontent.com/mrc-ide/global-lmic-reports/master/AFG/projections.csv
https://raw.githubusercontent.com/mrc-ide/global-lmic-reports/master/AFG/projections.csv
https://raw.githubusercontent.com/mrc-ide/global-lmic-reports/master/AFG/projections.csv
https://raw.githubusercontent.com/mrc-ide/global-lmic-reports/master/AFG/projections.csv
https://raw.githubusercontent.com/mrc-ide/global-lmic-reports/master/AFG/projections.csv
https://raw.githubusercontent.com/mrc-ide/global-lmic-reports/master/AFG/projections.csv
https://raw.githubusercontent.com/mrc-ide/global-lmic-reports/master/AFG/projections.csv
https://raw.githubusercontent.com/mrc-ide/global-lmic-reports/master/AFG/projections.csv
https://raw.githubusercontent.com/mrc-ide/global-lmic-reports/master/AFG/projections.csv
https://raw.githubusercontent.com/mrc-ide/global-lmic-reports/master/AFG/projections.csv
https://raw.githubusercontent.com/mrc-ide/global-lmic-reports/master/AFG/projections.csv
https://raw.githubusercontent.com/mrc-ide/global-lmic-reports/master/AFG/projections.csv
https://raw.githubusercontent.com/mrc-ide/global-lmic-reports/master/AFG/projections.csv
https://raw.githubusercontent.com/mrc-ide/global-lmic-reports/master/AFG/projections.csv
https://raw.githubusercontent.com/mrc-ide/global-lmic-reports/master/AFG/projections.csv
https://raw.githubusercontent.com/mrc-ide/global-lmic-reports/master/AFG/projections.csv
https://raw.githubusercontent.com/mrc-ide/global-lmic-reports/master/AFG/projections.csv
https://raw.githubusercontent.com/mrc-ide/global-lmic-reports/master/AFG/projections.csv
https://raw.githubusercontent.com/mrc-ide/global-lmic-reports/master/AFG/projections.csv
https://raw.githubusercontent.com/mrc-ide/global-lmic-reports/master/AFG/projections.csv
https://raw.githubusercontent.com/mrc-ide/global-lmic-reports/master/AFG/projections.csv
https://raw.githubusercontent.com/mrc-ide/global-lmic-reports/master/AFG/projections.csv
https://raw.githubusercontent.com/mrc-ide/global-lmic-reports/master/AFG/projections.csv
https://raw.githubusercontent.com/mrc-ide/global-lmic-reports/master/AFG/projections.csv
https://raw.githubusercontent.com/mrc-ide/global-lmic-reports/master/AFG/projections.csv
https://raw.githubusercontent.com/mrc-ide/global-lmic-reports/master/AFG/projections.csv
https://raw.githubusercontent.com/mrc-ide/global-lmic-reports/master/AFG/projections.csv
https://raw.githubusercontent.com/mrc-ide/global-lmic-reports/master/AFG/projections.csv
https://raw.githubusercontent.com/mrc-ide/global-lmic-reports/master/AFG/projections.csv
https://raw.githubusercontent.com/mrc-ide/global-lmic-reports/master/AFG/projections.csv
https://raw.githubusercontent.com/mrc-ide/global-lmic-reports/master/AFG/projections.csv
https://raw.githubusercontent.com/mrc-ide/global-lmic-reports/master/AFG/projections.csv
https://raw.githubusercontent.com/mrc-ide/global-lmic-reports/master/AFG/projections.csv
https://raw.githubusercontent.com/mrc-ide/global-lmic-reports/master/AFG/projections.csv
https://raw.githubusercontent.com/mrc-ide/global-lmic-reports/master/AFG/projections.csv
https://raw.githubusercontent.com/mrc-ide/global-lmic-reports/master/AFG/projections.csv
https://raw.githubusercontent.com/mrc-ide/global-lmic-reports/master/AFG/projections.csv
https://raw.githubusercontent.com/mrc-ide/global-lmic-reports/master/AFG/projections.csv
https://raw.githubusercontent.com/mrc-ide/global-lmic-reports/master/AFG/projections.csv
https://raw.githubusercontent.com/mrc-ide/global-lmic-reports/master/AFG/projections.csv
https://raw.githubusercontent.com/mrc-ide/global-lmic-reports/master/AFG/projections.csv
https://raw.githubusercontent.com/mrc-ide/global-lmic-reports/master/AFG/projections.csv
https://raw.githubusercontent.com/mrc-ide/global-lmic-reports/master/AFG/projections.csv
https://raw.githubusercontent.com/mrc-ide/global-lmic-reports/master/AFG/projections.csv
https://raw.githubusercontent.com/mrc-ide/global-lmic-reports/master/AFG/projections.csv
https://raw.githubusercontent.com/mrc-ide/global-lmic-reports/master/AFG/projections.csv
https://raw.githubusercontent.com/mrc-ide/global-lmic-reports/master/AFG/projections.csv
https://raw.githubusercontent.com/mrc-ide/global-lmic-reports/master/AFG/projections.csv
https://raw.githubusercontent.com/mrc-ide/global-lmic-reports/master/AFG/projections.csv
https://raw.githubusercontent.com/mrc-ide/global-lmic-reports/master/AFG/projections.csv
https://raw.githubusercontent.com/mrc-ide/global-lmic-reports/master/AFG/projections.csv
https://raw.githubusercontent.com/mrc-ide/global-lmic-reports/master/AFG/projections.csv
https://raw.githubusercontent.com/mrc-ide/global-lmic-reports/master/AFG/projections.csv
https://raw.githubusercontent.com/mrc-ide/global-lmic-reports/master/AFG/projections.csv
https://raw.githubusercontent.com/mrc-ide/global-lmic-reports/master/AFG/projections.csv
https://raw.githubusercontent.com/mrc-ide/global-lmic-reports/master/AFG/projections.csv
https://raw.githubusercontent.com/mrc-ide/global-lmic-reports/master/AFG/projections.csv
https://raw.githubusercontent.com/mrc-ide/global-lmic-reports/master/AFG/projections.csv
https://raw.githubusercontent.com/mrc-ide/global-lmic-reports/master/AFG/projections.csv
https://raw.githubusercontent.com/mrc-ide/global-lmic-reports/master/AFG/projections.csv
https://raw.githubusercontent.com/mrc-ide/global-lmic-reports/master/AFG/projections.csv
https://raw.githubusercontent.com/mrc-ide/global-lmic-reports/master/AFG/projections.csv
https://raw.githubusercontent.com/mrc-ide/global-lmic-reports/master/AFG/projections.csv
https://raw.githubusercontent.com/mrc-ide/global-lmic-reports/master/AFG/projections.csv
https://raw.githubusercontent.com/mrc-ide/global-lmic-reports/master/AFG/projections.csv
https://raw.githubusercontent.com/mrc-ide/global-lmic-reports/master/AFG/projections.csv
https://raw.githubusercontent.com/mrc-ide/global-lmic-reports/master/AFG/projections.csv
https://raw.githubusercontent.com/mrc-ide/global-lmic-reports/master/AFG/projections.csv
https://raw.githubusercontent.com/mrc-ide/global-lmic-reports/master/AFG/projections.csv
https://raw.githubusercontent.com/mrc-ide/global-lmic-reports/master/AFG/projections.csv
https://raw.githubusercontent.com/mrc-ide/global-lmic-reports/master/AFG/projections.csv
https://raw.githubusercontent.com/mrc-ide/global-lmic-reports/master/AFG/projections.csv
https://raw.githubusercontent.com/mrc-ide/global-lmic-reports/master/AFG/projections.csv
https://raw.githubusercontent.com/mrc-ide/global-lmic-reports/master/AFG/projections.csv
https://raw.githubusercontent.com/mrc-ide/global-lmic-reports/master/AFG/projections.csv
https://raw.githubusercontent.com/mrc-ide/global-lmic-reports/master/AFG/projections.csv
https://raw.githubusercontent.com/mrc-ide/global-lmic-reports/master/AFG/projections.csv
https://raw.githubusercontent.com/mrc-ide/global-lmic-reports/master/AFG/projections.csv
https://raw.githubusercontent.com/mrc-ide/global-lmic-reports/master/AFG/projections.csv
https://raw.githubusercontent.com/mrc-ide/global-lmic-reports/master/AFG/projections.csv
https://raw.githubusercontent.com/mrc-ide/global-lmic-reports/master/AFG/projections.csv
https://raw.githubusercontent.com/mrc-ide/global-lmic-reports/master/AFG/projections.csv
https://raw.githubusercontent.com/mrc-ide/global-lmic-reports/master/AFG/projections.csv
https://raw.githubusercontent.com/mrc-ide/global-lmic-reports/master/AFG/projections.csv
https://raw.githubusercontent.com/mrc-ide/global-lmic-reports/master/AFG/projections.csv
https://raw.githubusercontent.com/mrc-ide/global-lmic-reports/master/AFG/projections.csv
https://raw.githubusercontent.com/mrc-ide/global-lmic-reports/master/AFG/projections.csv
https://raw.githubusercontent.com/mrc-ide/global-lmic-reports/master/AFG/projections.csv
https://raw.githubusercontent.com/mrc-ide/global-lmic-reports/master/AFG/projections.csv
https://raw.githubusercontent.com/mrc-ide/global-lmic-reports/master/AFG/projections.csv
https://raw.githubusercontent.com/mrc-ide/global-lmic-reports/master/AFG/projections.csv
https://raw.githubusercontent.com/mrc-ide/global-lmic-reports/master/AFG/projections.csv
https://raw.githubusercontent.com/mrc-ide/global-lmic-reports/master/AFG/projections.csv
https://raw.githubusercontent.com/mrc-ide/global-lmic-reports/master/AFG/projections.csv
https://raw.githubusercontent.com/mrc-ide/global-lmic-reports/master/AFG/projections.csv
https://raw.githubusercontent.com/mrc-ide/global-lmic-reports/master/AFG/projections.csv
https://raw.githubusercontent.com/mrc-ide/global-lmic-reports/master/AFG/projections.csv
https://raw.githubusercontent.com/mrc-ide/global-lmic-reports/master/AFG/projections.csv
https://raw.githubusercontent.com/mrc-ide/global-lmic-reports/master/AFG/projections.csv
https://raw.githubusercontent.com/mrc-ide/global-lmic-reports/master/AFG/projections.csv
https://raw.githubusercontent.com/mrc-ide/global-lmic-reports/master/AFG/projections.csv
https://raw.githubusercontent.com/mrc-ide/global-lmic-reports/master/AFG/projections.csv
https://raw.githubusercontent.com/mrc-ide/global-lmic-reports/master/AFG/projections.csv
https://raw.githubusercontent.com/mrc-ide/global-lmic-reports/master/AFG/projections.csv
https://raw.githubusercontent.com/mrc-ide/global-lmic-reports/master/AFG/projections.csv
https://raw.githubusercontent.com/mrc-ide/global-lmic-reports/master/AFG/projections.csv
https://raw.githubusercontent.com/mrc-ide/global-lmic-reports/master/AFG/projections.csv
https://raw.githubusercontent.com/mrc-ide/global-lmic-reports/master/AFG/projections.csv
https://raw.githubusercontent.com/mrc-ide/global-lmic-reports/master/AFG/projections.csv
https://raw.githubusercontent.com/mrc-ide/global-lmic-reports/master/AFG/projections.csv
https://raw.githubusercontent.com/mrc-ide/global-lmic-reports/master/AFG/projections.csv
https://raw.githubusercontent.com/mrc-ide/global-lmic-reports/master/AFG/projections.csv
https://raw.githubusercontent.com/mrc-ide/global-lmic-reports/master/AFG/projections.csv
https://raw.githubusercontent.com/mrc-ide/global-lmic-reports/master/AFG/projections.csv
https://raw.githubusercontent.com/mrc-ide/global-lmic-reports/master/AFG/projections.csv
https://raw.githubusercontent.com/mrc-ide/global-lmic-reports/master/AFG/projections.csv
https://raw.githubusercontent.com/mrc-ide/global-lmic-reports/master/AFG/projections.csv
https://raw.githubusercontent.com/mrc-ide/global-lmic-reports/master/AFG/projections.csv
https://raw.githubusercontent.com/mrc-ide/global-lmic-reports/master/AFG/projections.csv
https://raw.githubusercontent.com/mrc-ide/global-lmic-reports/master/AFG/projections.csv
https://raw.githubusercontent.com/mrc-ide/global-lmic-reports/master/AFG/projections.csv
https://raw.githubusercontent.com/mrc-ide/global-lmic-reports/master/AFG/projections.csv
https://raw.githubusercontent.com/mrc-ide/global-lmic-reports/master/AFG/projections.csv
https://raw.githubusercontent.com/mrc-ide/global-lmic-reports/master/AFG/projections.csv
https://raw.githubusercontent.com/mrc-ide/global-lmic-reports/master/AFG/projections.csv
https://raw.githubusercontent.com/mrc-ide/global-lmic-reports/master/AFG/projections.csv
https://raw.githubusercontent.com/mrc-ide/global-lmic-reports/master/AFG/projections.csv
https://raw.githubusercontent.com/mrc-ide/global-lmic-reports/master/AFG/projections.csv
https://raw.githubusercontent.com/mrc-ide/global-lmic-reports/master/AFG/projections.csv
https://raw.githubusercontent.com/mrc-ide/global-lmic-reports/master/AFG/projections.csv
https://raw.githubusercontent.com/mrc-ide/global-lmic-reports/master/AFG/projections.csv
https://raw.githubusercontent.com/mrc-ide/global-lmic-reports/master/AFG/projections.csv
https://raw.githubusercontent.com/mrc-ide/global-lmic-reports/master/AFG/projections.csv
https://raw.githubusercontent.com/mrc-ide/global-lmic-reports/master/AFG/projections.csv
https://raw.githubusercontent.com/mrc-ide/global-lmic-reports/master/AFG/projections.csv
https://raw.githubusercontent.com/mrc-ide/global-lmic-reports/master/AFG/projections.csv
https://raw.githubusercontent.com/mrc-ide/global-lmic-reports/master/AFG/projections.csv
https://raw.githubusercontent.com/mrc-ide/global-lmic-reports/master/AFG/projections.csv
https://raw.githubusercontent.com/mrc-ide/global-lmic-reports/master/AFG/projections.csv
https://raw.githubusercontent.com/mrc-ide/global-lmic-reports/master/AFG/projections.csv
https://raw.githubusercontent.com/mrc-ide/global-lmic-reports/master/AFG/projections.csv
https://raw.githubusercontent.com/mrc-ide/global-lmic-reports/master/AFG/projections.csv
https://raw.githubusercontent.com/mrc-ide/global-lmic-reports/master/AFG/projections.csv
https://raw.githubusercontent.com/mrc-ide/global-lmic-reports/master/AFG/projections.csv
https://raw.githubusercontent.com/mrc-ide/global-lmic-reports/master/AFG/projections.csv
https://raw.githubusercontent.com/mrc-ide/global-lmic-reports/master/AFG/projections.csv
https://raw.githubusercontent.com/mrc-ide/global-lmic-reports/master/AFG/projections.csv
https://raw.githubusercontent.com/mrc-ide/global-lmic-reports/master/AFG/projections.csv
https://raw.githubusercontent.com/mrc-ide/global-lmic-reports/master/AFG/projections.csv
https://raw.githubusercontent.com/mrc-ide/global-lmic-reports/master/AFG/projections.csv
https://raw.githubusercontent.com/mrc-ide/global-lmic-reports/master/AFG/projections.csv
https://raw.githubusercontent.com/mrc-ide/global-lmic-reports/master/AFG/projections.csv
https://raw.githubusercontent.com/mrc-ide/global-lmic-reports/master/AFG/projections.csv
https://raw.githubusercontent.com/mrc-ide/global-lmic-reports/master/AFG/projections.csv
https://raw.githubusercontent.com/mrc-ide/global-lmic-reports/master/AFG/projections.csv
https://raw.githubusercontent.com/mrc-ide/global-lmic-reports/master/AFG/projections.csv
https://raw.githubusercontent.com/mrc-ide/global-lmic-reports/master/AFG/projections.csv
https://raw.githubusercontent.com/mrc-ide/global-lmic-reports/master/AFG/projections.csv
https://raw.githubusercontent.com/mrc-ide/global-lmic-reports/master/AFG/projections.csv
https://raw.githubusercontent.com/mrc-ide/global-lmic-reports/master/AFG/projections.csv
https://raw.githubusercontent.com/mrc-ide/global-lmic-reports/master/AFG/projections.csv
https://raw.githubusercontent.com/mrc-ide/global-lmic-reports/master/AFG/projections.csv
https://raw.githubusercontent.com/mrc-ide/global-lmic-reports/master/AFG/projections.csv
https://raw.githubusercontent.com/mrc-ide/global-lmic-reports/master/AFG/projections.csv
https://raw.githubusercontent.com/mrc-ide/global-lmic-reports/master/AFG/projections.csv
https://raw.githubusercontent.com/mrc-ide/global-lmic-reports/master/AFG/projections.csv
https://raw.githubusercontent.com/mrc-ide/global-lmic-reports/master/AFG/projections.csv
https://raw.githubusercontent.com/mrc-ide/global-lmic-reports/master/AFG/projections.csv
https://raw.githubusercontent.com/mrc-ide/global-lmic-reports/master/AFG/projections.csv
https://raw.githubusercontent.com/mrc-ide/global-lmic-reports/master/AFG/projections.csv
https://raw.githubusercontent.com/mrc-ide/global-lmic-reports/master/AFG/projections.csv
https://raw.githubusercontent.com/mrc-ide/global-lmic-reports/master/AFG/projections.csv
https://raw.githubusercontent.com/mrc-ide/global-lmic-reports/master/AFG/projections.csv
https://raw.githubusercontent.com/mrc-ide/global-lmic-reports/master/AFG/projections.csv
https://raw.githubusercontent.com/mrc-ide/global-lmic-reports/master/AFG/projections.csv
https://raw.githubusercontent.com/mrc-ide/global-lmic-reports/master/AFG/projections.csv
https://raw.githubusercontent.com/mrc-ide/global-lmic-reports/master/AFG/projections.csv
https://raw.githubusercontent.com/mrc-ide/global-lmic-reports/master/AFG/projections.csv
https://raw.githubusercontent.com/mrc-ide/global-lmic-reports/master/AFG/projections.csv
https://raw.githubusercontent.com/mrc-ide/global-lmic-reports/master/AFG/projections.csv
https://raw.githubusercontent.com/mrc-ide/global-lmic-reports/master/AFG/projections.csv
https://raw.githubusercontent.com/mrc-ide/global-lmic-reports/master/AFG/projections.csv
https://raw.githubusercontent.com/mrc-ide/global-lmic-reports/master/AFG/projections.csv
https://raw.githubusercontent.com/mrc-ide/global-lmic-reports/master/AFG/projections.csv
https://raw.githubusercontent.com/mrc-ide/global-lmic-reports/master/AFG/projections.csv
https://raw.githubusercontent.com/mrc-ide/global-lmic-reports/master/AFG/projections.csv
https://raw.githubusercontent.com/mrc-ide/global-lmic-reports/master/AFG/projections.csv
https://raw.githubusercontent.com/mrc-ide/global-lmic-reports/master/AFG/projections.csv
https://raw.githubusercontent.com/mrc-ide/global-lmic-reports/master/AFG/projections.csv
https://raw.githubusercontent.com/mrc-ide/global-lmic-reports/master/AFG/projections.csv
https://raw.githubusercontent.com/mrc-ide/global-lmic-reports/master/AFG/projections.csv
https://raw.githubusercontent.com/mrc-ide/global-lmic-reports/master/AFG/projections.csv
https://raw.githubusercontent.com/mrc-ide/global-lmic-reports/master/AFG/projections.csv
https://raw.githubusercontent.com/mrc-ide/global-lmic-reports/master/AFG/projections.csv
https://raw.githubusercontent.com/mrc-ide/global-lmic-reports/master/AFG/projections.csv
https://raw.githubusercontent.com/mrc-ide/global-lmic-reports/master/AFG/projections.csv
https://raw.githubusercontent.com/mrc-ide/global-lmic-reports/master/AFG/projections.csv
https://raw.githubusercontent.com/mrc-ide/global-lmic-reports/master/AFG/projections.csv
https://raw.githubusercontent.com/mrc-ide/global-lmic-reports/master/AFG/projections.csv
https://raw.githubusercontent.com/mrc-ide/global-lmic-reports/master/AFG/projections.csv
https://raw.githubusercontent.com/mrc-ide/global-lmic-reports/master/AFG/projections.csv
https://raw.githubusercontent.com/mrc-ide/global-lmic-reports/master/AFG/projections.csv
https://raw.githubusercontent.com/mrc-ide/global-lmic-reports/master/AFG/projections.csv
https://raw.githubusercontent.com/mrc-ide/global-lmic-reports/master/AFG/projections.csv
https://raw.githubusercontent.com/mrc-ide/global-lmic-reports/master/AFG/projections.csv
https://raw.githubusercontent.com/mrc-ide/global-lmic-reports/master/AFG/projections.csv
https://raw.githubusercontent.com/mrc-ide/global-lmic-reports/master/AFG/projections.csv
https://raw.githubusercontent.com/mrc-ide/global-lmic-reports/master/AFG/projections.csv
https://raw.githubusercontent.com/mrc-ide/global-lmic-reports/master/AFG/projections.csv
https://raw.githubusercontent.com/mrc-ide/global-lmic-reports/master/AFG/projections.csv
https://raw.githubusercontent.com/mrc-ide/global-lmic-reports/master/AFG/projections.csv
https://raw.githubusercontent.com/mrc-ide/global-lmic-reports/master/AFG/projections.csv
https://raw.githubusercontent.com/mrc-ide/global-lmic-reports/master/AFG/projections.csv
https://raw.githubusercontent.com/mrc-ide/global-lmic-reports/master/AFG/projections.csv
https://raw.githubusercontent.com/mrc-ide/global-lmic-reports/master/AFG/projections.csv
https://raw.githubusercontent.com/mrc-ide/global-lmic-reports/master/AFG/projections.csv
https://raw.githubusercontent.com/mrc-ide/global-lmic-reports/master/AFG/projections.csv
https://raw.githubusercontent.com/mrc-ide/global-lmic-reports/master/AFG/projections.csv
https://raw.githubusercontent.com/mrc-ide/global-lmic-reports/master/AFG/projections.csv
https://raw.githubusercontent.com/mrc-ide/global-lmic-reports/master/AFG/projections.csv
https://raw.githubusercontent.com/mrc-ide/global-lmic-reports/master/AFG/projections.csv
https://raw.githubusercontent.com/mrc-ide/global-lmic-reports/master/AFG/projections.csv
https://raw.githubusercontent.com/mrc-ide/global-lmic-reports/master/AFG/projections.csv
https://raw.githubusercontent.com/mrc-ide/global-lmic-reports/master/AFG/projections.csv
https://raw.githubusercontent.com/mrc-ide/global-lmic-reports/master/AFG/projections.csv
https://raw.githubusercontent.com/mrc-ide/global-lmic-reports/master/AFG/projections.csv
https://raw.githubusercontent.com/mrc-ide/global-lmic-reports/master/AFG/projections.csv
https://raw.githubusercontent.com/mrc-ide/global-lmic-reports/master/AFG/projections.csv
https://raw.githubusercontent.com/mrc-ide/global-lmic-reports/master/AFG/projections.csv
https://raw.githubusercontent.com/mrc-ide/global-lmic-reports/master/AFG/projections.csv
https://raw.githubusercontent.com/mrc-ide/global-lmic-reports/master/AFG/projections.csv
https://raw.githubusercontent.com/mrc-ide/global-lmic-reports/master/AFG/projections.csv
https://raw.githubusercontent.com/mrc-ide/global-lmic-reports/master/AFG/projections.csv
https://raw.githubusercontent.com/mrc-ide/global-lmic-reports/master/AFG/projections.csv
https://raw.githubusercontent.com/mrc-ide/global-lmic-reports/master/AFG/projections.csv
https://raw.githubusercontent.com/mrc-ide/global-lmic-reports/master/AFG/projections.csv
https://raw.githubusercontent.com/mrc-ide/global-lmic-reports/master/AFG/projections.csv
https://raw.githubusercontent.com/mrc-ide/global-lmic-reports/master/AFG/projections.csv
https://raw.githubusercontent.com/mrc-ide/global-lmic-reports/master/AFG/projections.csv
https://raw.githubusercontent.com/mrc-ide/global-lmic-reports/master/AFG/projections.csv
https://raw.githubusercontent.com/mrc-ide/global-lmic-reports/master/AFG/projections.csv
https://raw.githubusercontent.com/mrc-ide/global-lmic-reports/master/AFG/projections.csv
https://raw.githubusercontent.com/mrc-ide/global-lmic-reports/master/AFG/projections.csv
https://raw.githubusercontent.com/mrc-ide/global-lmic-reports/master/AFG/projections.csv
https://raw.githubusercontent.com/mrc-ide/global-lmic-reports/master/AFG/projections.csv
https://raw.githubusercontent.com/mrc-ide/global-lmic-reports/master/AFG/projections.csv
https://raw.githubusercontent.com/mrc-ide/global-lmic-reports/master/AFG/projections.csv
https://raw.githubusercontent.com/mrc-ide/global-lmic-reports/master/AFG/projections.csv
https://raw.githubusercontent.com/mrc-ide/global-lmic-reports/master/AFG/projections.csv
https://raw.githubusercontent.com/mrc-ide/global-lmic-reports/master/AFG/projections.csv
https://raw.githubusercontent.com/mrc-ide/global-lmic-reports/master/AFG/projections.csv
https://raw.githubusercontent.com/mrc-ide/global-lmic-reports/master/AFG/projections.csv
https://raw.githubusercontent.com/mrc-ide/global-lmic-reports/master/AFG/projections.csv
https://raw.githubusercontent.com/mrc-ide/global-lmic-reports/master/AFG/projections.csv
https://raw.githubusercontent.com/mrc-ide/global-lmic-reports/master/AFG/projections.csv
https://raw.githubusercontent.com/mrc-ide/global-lmic-reports/master/AFG/projections.csv
https://raw.githubusercontent.com/mrc-ide/global-lmic-reports/master/AFG/projections.csv
https://raw.githubusercontent.com/mrc-ide/global-lmic-reports/master/AFG/projections.csv
https://raw.githubusercontent.com/mrc-ide/global-lmic-reports/master/AFG/projections.csv
https://raw.githubusercontent.com/mrc-ide/global-lmic-reports/master/AFG/projections.csv
https://raw.githubusercontent.com/mrc-ide/global-lmic-reports/master/AFG/projections.csv
https://raw.githubusercontent.com/mrc-ide/global-lmic-reports/master/AFG/projections.csv
https://raw.githubusercontent.com/mrc-ide/global-lmic-reports/master/AFG/projections.csv
https://raw.githubusercontent.com/mrc-ide/global-lmic-reports/master/AFG/projections.csv
https://raw.githubusercontent.com/mrc-ide/global-lmic-reports/master/AFG/projections.csv
https://raw.githubusercontent.com/mrc-ide/global-lmic-reports/master/AFG/projections.csv
https://raw.githubusercontent.com/mrc-ide/global-lmic-reports/master/AFG/projections.csv
https://raw.githubusercontent.com/mrc-ide/global-lmic-reports/master/AFG/projections.csv
https://raw.githubusercontent.com/mrc-ide/global-lmic-reports/master/AFG/projections.csv
https://raw.githubusercontent.com/mrc-ide/global-lmic-reports/master/AFG/projections.csv
https://raw.githubusercontent.com/mrc-ide/global-lmic-reports/master/AFG/projections.csv
https://raw.githubusercontent.com/mrc-ide/global-lmic-reports/master/AFG/projections.csv
https://raw.githubusercontent.com/mrc-ide/global-lmic-reports/master/AFG/projections.csv
https://raw.githubusercontent.com/mrc-ide/global-lmic-reports/master/AFG/projections.csv
https://raw.githubusercontent.com/mrc-ide/global-lmic-reports/master/AFG/projections.csv
https://raw.githubusercontent.com/mrc-ide/global-lmic-reports/master/AFG/projections.csv
https://raw.githubusercontent.com/mrc-ide/global-lmic-reports/master/AFG/projections.csv
https://raw.githubusercontent.com/mrc-ide/global-lmic-reports/master/AFG/projections.csv
https://raw.githubusercontent.com/mrc-ide/global-lmic-reports/master/AFG/projections.csv
https://raw.githubusercontent.com/mrc-ide/global-lmic-reports/master/AFG/projections.csv
https://raw.githubusercontent.com/mrc-ide/global-lmic-reports/master/AFG/projections.csv
https://raw.githubusercontent.com/mrc-ide/global-lmic-reports/master/AFG/projections.csv
https://raw.githubusercontent.com/mrc-ide/global-lmic-reports/master/AFG/projections.csv
https://raw.githubusercontent.com/mrc-ide/global-lmic-reports/master/AFG/projections.csv
https://raw.githubusercontent.com/mrc-ide/global-lmic-reports/master/AFG/projections.csv
https://raw.githubusercontent.com/mrc-ide/global-lmic-reports/master/AFG/projections.csv
https://raw.githubusercontent.com/mrc-ide/global-lmic-reports/master/AFG/projections.csv
https://raw.githubusercontent.com/mrc-ide/global-lmic-reports/master/AFG/projections.csv
https://raw.githubusercontent.com/mrc-ide/global-lmic-reports/master/AFG/projections.csv
https://raw.githubusercontent.com/mrc-ide/global-lmic-reports/master/AFG/projections.csv
https://raw.githubusercontent.com/mrc-ide/global-lmic-reports/master/AFG/projections.csv
https://raw.githubusercontent.com/mrc-ide/global-lmic-reports/master/AFG/projections.csv
https://raw.githubusercontent.com/mrc-ide/global-lmic-reports/master/AFG/projections.csv
https://raw.githubusercontent.com/mrc-ide/global-lmic-reports/master/AFG/projections.csv
https://raw.githubusercontent.com/mrc-ide/global-lmic-reports/master/AFG/projections.csv
https://raw.githubusercontent.com/mrc-ide/global-lmic-reports/master/AFG/projections.csv
https://raw.githubusercontent.com/mrc-ide/global-lmic-reports/master/AFG/projections.csv
https://raw.githubusercontent.com/mrc-ide/global-lmic-reports/master/AFG/projections.csv
https://raw.githubusercontent.com/mrc-ide/global-lmic-reports/master/AFG/projections.csv
https://raw.githubusercontent.com/mrc-ide/global-lmic-reports/master/AFG/projections.csv
https://raw.githubusercontent.com/mrc-ide/global-lmic-reports/master/AFG/projections.csv
https://raw.githubusercontent.com/mrc-ide/global-lmic-reports/master/AFG/projections.csv
https://raw.githubusercontent.com/mrc-ide/global-lmic-reports/master/AFG/projections.csv
https://raw.githubusercontent.com/mrc-ide/global-lmic-reports/master/AFG/projections.csv
https://raw.githubusercontent.com/mrc-ide/global-lmic-reports/master/AFG/projections.csv
https://raw.githubusercontent.com/mrc-ide/global-lmic-reports/master/AFG/projections.csv
https://raw.githubusercontent.com/mrc-ide/global-lmic-reports/master/AFG/projections.csv
https://raw.githubusercontent.com/mrc-ide/global-lmic-reports/master/AFG/projections.csv
https://raw.githubusercontent.com/mrc-ide/global-lmic-reports/master/AFG/projections.csv
https://raw.githubusercontent.com/mrc-ide/global-lmic-reports/master/AFG/projections.csv
https://raw.githubusercontent.com/mrc-ide/global-lmic-reports/master/AFG/projections.csv
https://raw.githubusercontent.com/mrc-ide/global-lmic-reports/master/AFG/projections.csv
https://raw.githubusercontent.com/mrc-ide/global-lmic-reports/master/AFG/projections.csv
https://raw.githubusercontent.com/mrc-ide/global-lmic-reports/master/AFG/projections.csv
https://raw.githubusercontent.com/mrc-ide/global-lmic-reports/master/AFG/projections.csv
https://raw.githubusercontent.com/mrc-ide/global-lmic-reports/master/AFG/projections.csv
https://raw.githubusercontent.com/mrc-ide/global-lmic-reports/master/AFG/projections.csv
https://raw.githubusercontent.com/mrc-ide/global-lmic-reports/master/AFG/projections.csv
https://raw.githubusercontent.com/mrc-ide/global-lmic-reports/master/AFG/projections.csv
https://raw.githubusercontent.com/mrc-ide/global-lmic-reports/master/AFG/projections.csv
https://raw.githubusercontent.com/mrc-ide/global-lmic-reports/master/AFG/projections.csv
https://raw.githubusercontent.com/mrc-ide/global-lmic-reports/master/AFG/projections.csv
https://raw.githubusercontent.com/mrc-ide/global-lmic-reports/master/AFG/projections.csv
https://raw.githubusercontent.com/mrc-ide/global-lmic-reports/master/AFG/projections.csv
https://raw.githubusercontent.com/mrc-ide/global-lmic-reports/master/AFG/projections.csv
https://raw.githubusercontent.com/mrc-ide/global-lmic-reports/master/AFG/projections.csv
https://raw.githubusercontent.com/mrc-ide/global-lmic-reports/master/AFG/projections.csv
https://raw.githubusercontent.com/mrc-ide/global-lmic-reports/master/AFG/projections.csv
https://raw.githubusercontent.com/mrc-ide/global-lmic-reports/master/AFG/projections.csv
https://raw.githubusercontent.com/mrc-ide/global-lmic-reports/master/AFG/projections.csv
https://raw.githubusercontent.com/mrc-ide/global-lmic-reports/master/AFG/projections.csv
https://raw.githubusercontent.com/mrc-ide/global-lmic-reports/master/AFG/projections.csv
https://raw.githubusercontent.com/mrc-ide/global-lmic-reports/master/AFG/projections.csv
https://raw.githubusercontent.com/mrc-ide/global-lmic-reports/master/AFG/projections.csv
https://raw.githubusercontent.com/mrc-ide/global-lmic-reports/master/AFG/projections.csv
https://raw.githubusercontent.com/mrc-ide/global-lmic-reports/master/AFG/projections.csv
https://raw.githubusercontent.com/mrc-ide/global-lmic-reports/master/AFG/projections.csv
https://raw.githubusercontent.com/mrc-ide/global-lmic-reports/master/AFG/projections.csv
https://raw.githubusercontent.com/mrc-ide/global-lmic-reports/master/AFG/projections.csv
https://raw.githubusercontent.com/mrc-ide/global-lmic-reports/master/AFG/projections.csv
https://raw.githubusercontent.com/mrc-ide/global-lmic-reports/master/AFG/projections.csv
https://raw.githubusercontent.com/mrc-ide/global-lmic-reports/master/AFG/projections.csv
https://raw.githubusercontent.com/mrc-ide/global-lmic-reports/master/AFG/projections.csv
https://raw.githubusercontent.com/mrc-ide/global-lmic-reports/master/AFG/projections.csv
https://raw.githubusercontent.com/mrc-ide/global-lmic-reports/master/AFG/projections.csv
https://raw.githubusercontent.com/mrc-ide/global-lmic-reports/master/AFG/projections.csv
https://raw.githubusercontent.com/mrc-ide/global-lmic-reports/master/AFG/projections.csv
https://raw.githubusercontent.com/mrc-ide/global-lmic-reports/master/AFG/projections.csv
https://raw.githubusercontent.com/mrc-ide/global-lmic-reports/master/AFG/projections.csv
https://raw.githubusercontent.com/mrc-ide/global-lmic-reports/master/AFG/projections.csv
https://raw.githubusercontent.com/mrc-ide/global-lmic-reports/master/AFG/projections.csv
https://raw.githubusercontent.com/mrc-ide/global-lmic-reports/master/AFG/projections.csv
https://raw.githubusercontent.com/mrc-ide/global-lmic-reports/master/AFG/projections.csv
https://raw.githubusercontent.com/mrc-ide/global-lmic-reports/master/AFG/projections.csv
https://raw.githubusercontent.com/mrc-ide/global-lmic-reports/master/AFG/projections.csv
https://raw.githubusercontent.com/mrc-ide/global-lmic-reports/master/AFG/projections.csv
https://raw.githubusercontent.com/mrc-ide/global-lmic-reports/master/AFG/projections.csv
https://raw.githubusercontent.com/mrc-ide/global-lmic-reports/master/AFG/projections.csv
https://raw.githubusercontent.com/mrc-ide/global-lmic-reports/master/AFG/projections.csv
https://raw.githubusercontent.com/mrc-ide/global-lmic-reports/master/AFG/projections.csv
https://raw.githubusercontent.com/mrc-ide/global-lmic-reports/master/AFG/projections.csv
https://raw.githubusercontent.com/mrc-ide/global-lmic-reports/master/AFG/projections.csv
https://raw.githubusercontent.com/mrc-ide/global-lmic-reports/master/AFG/projections.csv
https://raw.githubusercontent.com/mrc-ide/global-lmic-reports/master/AFG/projections.csv
https://raw.githubusercontent.com/mrc-ide/global-lmic-reports/master/AFG/projections.csv
https://raw.githubusercontent.com/mrc-ide/global-lmic-reports/master/AFG/projections.csv
https://raw.githubusercontent.com/mrc-ide/global-lmic-reports/master/AFG/projections.csv
https://raw.githubusercontent.com/mrc-ide/global-lmic-reports/master/AFG/projections.csv
https://raw.githubusercontent.com/mrc-ide/global-lmic-reports/master/AFG/projections.csv
https://raw.githubusercontent.com/mrc-ide/global-lmic-reports/master/AFG/projections.csv
https://raw.githubusercontent.com/mrc-ide/global-lmic-reports/master/AFG/projections.csv
https://raw.githubusercontent.com/mrc-ide/global-lmic-reports/master/AFG/projections.csv
https://raw.githubusercontent.com/mrc-ide/global-lmic-reports/master/AFG/projections.csv
https://raw.githubusercontent.com/mrc-ide/global-lmic-reports/master/AFG/projections.csv
https://raw.githubusercontent.com/mrc-ide/global-lmic-reports/master/AFG/projections.csv
https://raw.githubusercontent.com/mrc-ide/global-lmic-reports/master/AFG/projections.csv
https://raw.githubusercontent.com/mrc-ide/global-lmic-reports/master/AFG/projections.csv
https://raw.githubusercontent.com/mrc-ide/global-lmic-reports/master/AFG/projections.csv
https://raw.githubusercontent.com/mrc-ide/global-lmic-reports/master/AFG/projections.csv
https://raw.githubusercontent.com/mrc-ide/global-lmic-reports/master/AFG/projections.csv
https://raw.githubusercontent.com/mrc-ide/global-lmic-reports/master/AFG/projections.csv
https://raw.githubusercontent.com/mrc-ide/global-lmic-reports/master/AFG/projections.csv
https://raw.githubusercontent.com/mrc-ide/global-lmic-reports/master/AFG/projections.csv
https://raw.githubusercontent.com/mrc-ide/global-lmic-reports/master/AFG/projections.csv
https://raw.githubusercontent.com/mrc-ide/global-lmic-reports/master/AFG/projections.csv
https://raw.githubusercontent.com/mrc-ide/global-lmic-reports/master/AFG/projections.csv
https://raw.githubusercontent.com/mrc-ide/global-lmic-reports/master/AFG/projections.csv
https://raw.githubusercontent.com/mrc-ide/global-lmic-reports/master/AFG/projections.csv
https://raw.githubusercontent.com/mrc-ide/global-lmic-reports/master/AFG/projections.csv
https://raw.githubusercontent.com/mrc-ide/global-lmic-reports/master/AFG/projections.csv
https://raw.githubusercontent.com/mrc-ide/global-lmic-reports/master/AFG/projections.csv
https://raw.githubusercontent.com/mrc-ide/global-lmic-reports/master/AFG/projections.csv
https://raw.githubusercontent.com/mrc-ide/global-lmic-reports/master/AFG/projections.csv
https://raw.githubusercontent.com/mrc-ide/global-lmic-reports/master/AFG/projections.csv
https://raw.githubusercontent.com/mrc-ide/global-lmic-reports/master/AFG/projections.csv
https://raw.githubusercontent.com/mrc-ide/global-lmic-reports/master/AFG/projections.csv
https://raw.githubusercontent.com/mrc-ide/global-lmic-reports/master/AFG/projections.csv
https://raw.githubusercontent.com/mrc-ide/global-lmic-reports/master/AFG/projections.csv
https://raw.githubusercontent.com/mrc-ide/global-lmic-reports/master/AFG/projections.csv
https://raw.githubusercontent.com/mrc-ide/global-lmic-reports/master/AFG/projections.csv
https://raw.githubusercontent.com/mrc-ide/global-lmic-reports/master/AFG/projections.csv
https://raw.githubusercontent.com/mrc-ide/global-lmic-reports/master/AFG/projections.csv
https://raw.githubusercontent.com/mrc-ide/global-lmic-reports/master/AFG/projections.csv
https://raw.githubusercontent.com/mrc-ide/global-lmic-reports/master/AFG/projections.csv
https://raw.githubusercontent.com/mrc-ide/global-lmic-reports/master/AFG/projections.csv
https://raw.githubusercontent.com/mrc-ide/global-lmic-reports/master/AFG/projections.csv
https://raw.githubusercontent.com/mrc-ide/global-lmic-reports/master/AFG/projections.csv
https://raw.githubusercontent.com/mrc-ide/global-lmic-reports/master/AFG/projections.csv
https://raw.githubusercontent.com/mrc-ide/global-lmic-reports/master/AFG/projections.csv
https://raw.githubusercontent.com/mrc-ide/global-lmic-reports/master/AFG/projections.csv
https://raw.githubusercontent.com/mrc-ide/global-lmic-reports/master/AFG/projections.csv
https://raw.githubusercontent.com/mrc-ide/global-lmic-reports/master/AFG/projections.csv
https://raw.githubusercontent.com/mrc-ide/global-lmic-reports/master/AFG/projections.csv
https://raw.githubusercontent.com/mrc-ide/global-lmic-reports/master/AFG/projections.csv
https://raw.githubusercontent.com/mrc-ide/global-lmic-reports/master/AFG/projections.csv
https://raw.githubusercontent.com/mrc-ide/global-lmic-reports/master/AFG/projections.csv
https://raw.githubusercontent.com/mrc-ide/global-lmic-reports/master/AFG/projections.csv
https://raw.githubusercontent.com/mrc-ide/global-lmic-reports/master/AFG/projections.csv
https://raw.githubusercontent.com/mrc-ide/global-lmic-reports/master/AFG/projections.csv
https://raw.githubusercontent.com/mrc-ide/global-lmic-reports/master/AFG/projections.csv
https://raw.githubusercontent.com/mrc-ide/global-lmic-reports/master/AFG/projections.csv
https://raw.githubusercontent.com/mrc-ide/global-lmic-reports/master/AFG/projections.csv
https://raw.githubusercontent.com/mrc-ide/global-lmic-reports/master/AFG/projections.csv
https://raw.githubusercontent.com/mrc-ide/global-lmic-reports/master/AFG/projections.csv
https://raw.githubusercontent.com/mrc-ide/global-lmic-reports/master/AFG/projections.csv
https://raw.githubusercontent.com/mrc-ide/global-lmic-reports/master/AFG/projections.csv
https://raw.githubusercontent.com/mrc-ide/global-lmic-reports/master/AFG/projections.csv
https://raw.githubusercontent.com/mrc-ide/global-lmic-reports/master/AFG/projections.csv
https://raw.githubusercontent.com/mrc-ide/global-lmic-reports/master/AFG/projections.csv
https://raw.githubusercontent.com/mrc-ide/global-lmic-reports/master/AFG/projections.csv
https://raw.githubusercontent.com/mrc-ide/global-lmic-reports/master/AFG/projections.csv
https://raw.githubusercontent.com/mrc-ide/global-lmic-reports/master/AFG/projections.csv
https://raw.githubusercontent.com/mrc-ide/global-lmic-reports/master/AFG/projections.csv
https://raw.githubusercontent.com/mrc-ide/global-lmic-reports/master/AFG/projections.csv
https://raw.githubusercontent.com/mrc-ide/global-lmic-reports/master/AFG/projections.csv
https://raw.githubusercontent.com/mrc-ide/global-lmic-reports/master/AFG/projections.csv
https://raw.githubusercontent.com/mrc-ide/global-lmic-reports/master/AFG/projections.csv
https://raw.githubusercontent.com/mrc-ide/global-lmic-reports/master/AFG/projections.csv
https://raw.githubusercontent.com/mrc-ide/global-lmic-reports/master/AFG/projections.csv
https://raw.githubusercontent.com/mrc-ide/global-lmic-reports/master/AFG/projections.csv
https://raw.githubusercontent.com/mrc-ide/global-lmic-reports/master/AFG/projections.csv
https://raw.githubusercontent.com/mrc-ide/global-lmic-reports/master/AFG/projections.csv
https://raw.githubusercontent.com/mrc-ide/global-lmic-reports/master/AFG/projections.csv
https://raw.githubusercontent.com/mrc-ide/global-lmic-reports/master/AFG/projections.csv
https://raw.githubusercontent.com/mrc-ide/global-lmic-reports/master/AFG/projections.csv
https://raw.githubusercontent.com/mrc-ide/global-lmic-reports/master/AFG/projections.csv
https://raw.githubusercontent.com/mrc-ide/global-lmic-reports/master/AFG/projections.csv
https://raw.githubusercontent.com/mrc-ide/global-lmic-reports/master/AFG/projections.csv
https://raw.githubusercontent.com/mrc-ide/global-lmic-reports/master/AFG/projections.csv
https://raw.githubusercontent.com/mrc-ide/global-lmic-reports/master/AFG/projections.csv
https://raw.githubusercontent.com/mrc-ide/global-lmic-reports/master/AFG/projections.csv
https://raw.githubusercontent.com/mrc-ide/global-lmic-reports/master/AFG/projections.csv
https://raw.githubusercontent.com/mrc-ide/global-lmic-reports/master/AFG/projections.csv
https://raw.githubusercontent.com/mrc-ide/global-lmic-reports/master/AFG/projections.csv
https://raw.githubusercontent.com/mrc-ide/global-lmic-reports/master/AFG/projections.csv
https://raw.githubusercontent.com/mrc-ide/global-lmic-reports/master/AFG/projections.csv
https://raw.githubusercontent.com/mrc-ide/global-lmic-reports/master/AFG/projections.csv
https://raw.githubusercontent.com/mrc-ide/global-lmic-reports/master/AFG/projections.csv
https://raw.githubusercontent.com/mrc-ide/global-lmic-reports/master/AFG/projections.csv
https://raw.githubusercontent.com/mrc-ide/global-lmic-reports/master/AFG/projections.csv
https://raw.githubusercontent.com/mrc-ide/global-lmic-reports/master/AFG/projections.csv
https://raw.githubusercontent.com/mrc-ide/global-lmic-reports/master/AFG/projections.csv
https://raw.githubusercontent.com/mrc-ide/global-lmic-reports/master/AFG/projections.csv
https://raw.githubusercontent.com/mrc-ide/global-lmic-reports/master/AFG/projections.csv
https://raw.githubusercontent.com/mrc-ide/global-lmic-reports/master/AFG/projections.csv
https://raw.githubusercontent.com/mrc-ide/global-lmic-reports/master/AFG/projections.csv
https://raw.githubusercontent.com/mrc-ide/global-lmic-reports/master/AFG/projections.csv
https://raw.githubusercontent.com/mrc-ide/global-lmic-reports/master/AFG/projections.csv
https://raw.githubusercontent.com/mrc-ide/global-lmic-reports/master/AFG/projections.csv
https://raw.githubusercontent.com/mrc-ide/global-lmic-reports/master/AFG/projections.csv
https://raw.githubusercontent.com/mrc-ide/global-lmic-reports/master/AFG/projections.csv
https://raw.githubusercontent.com/mrc-ide/global-lmic-reports/master/AFG/projections.csv
https://raw.githubusercontent.com/mrc-ide/global-lmic-reports/master/AFG/projections.csv
https://raw.githubusercontent.com/mrc-ide/global-lmic-reports/master/AFG/projections.csv
https://raw.githubusercontent.com/mrc-ide/global-lmic-reports/master/AFG/projections.csv
https://raw.githubusercontent.com/mrc-ide/global-lmic-reports/master/AFG/projections.csv
https://raw.githubusercontent.com/mrc-ide/global-lmic-reports/master/AFG/projections.csv
https://raw.githubusercontent.com/mrc-ide/global-lmic-reports/master/AFG/projections.csv
https://raw.githubusercontent.com/mrc-ide/global-lmic-reports/master/AFG/projections.csv
https://raw.githubusercontent.com/mrc-ide/global-lmic-reports/master/AFG/projections.csv
https://raw.githubusercontent.com/mrc-ide/global-lmic-reports/master/AFG/projections.csv
https://raw.githubusercontent.com/mrc-ide/global-lmic-reports/master/AFG/projections.csv
https://raw.githubusercontent.com/mrc-ide/global-lmic-reports/master/AFG/projections.csv
https://raw.githubusercontent.com/mrc-ide/global-lmic-reports/master/AFG/projections.csv
https://raw.githubusercontent.com/mrc-ide/global-lmic-reports/master/AFG/projections.csv
https://raw.githubusercontent.com/mrc-ide/global-lmic-reports/master/AFG/projections.csv
https://raw.githubusercontent.com/mrc-ide/global-lmic-reports/master/AFG/projections.csv
https://raw.githubusercontent.com/mrc-ide/global-lmic-reports/master/AFG/projections.csv
https://raw.githubusercontent.com/mrc-ide/global-lmic-reports/master/AFG/projections.csv
https://raw.githubusercontent.com/mrc-ide/global-lmic-reports/master/AFG/projections.csv
https://raw.githubusercontent.com/mrc-ide/global-lmic-reports/master/AFG/projections.csv
https://raw.githubusercontent.com/mrc-ide/global-lmic-reports/master/AFG/projections.csv
https://raw.githubusercontent.com/mrc-ide/global-lmic-reports/master/AFG/projections.csv
https://raw.githubusercontent.com/mrc-ide/global-lmic-reports/master/AFG/projections.csv
https://raw.githubusercontent.com/mrc-ide/global-lmic-reports/master/AFG/projections.csv
https://raw.githubusercontent.com/mrc-ide/global-lmic-reports/master/AFG/projections.csv
https://raw.githubusercontent.com/mrc-ide/global-lmic-reports/master/AFG/projections.csv
https://raw.githubusercontent.com/mrc-ide/global-lmic-reports/master/AFG/projections.csv
https://raw.githubusercontent.com/mrc-ide/global-lmic-reports/master/AFG/projections.csv
https://raw.githubusercontent.com/mrc-ide/global-lmic-reports/master/AFG/projections.csv
https://raw.githubusercontent.com/mrc-ide/global-lmic-reports/master/AFG/projections.csv
https://raw.githubusercontent.com/mrc-ide/global-lmic-reports/master/AFG/projections.csv
https://raw.githubusercontent.com/mrc-ide/global-lmic-reports/master/AFG/projections.csv
https://raw.githubusercontent.com/mrc-ide/global-lmic-reports/master/AFG/projections.csv
https://raw.githubusercontent.com/mrc-ide/global-lmic-reports/master/AFG/projections.csv
https://raw.githubusercontent.com/mrc-ide/global-lmic-reports/master/AFG/projections.csv
https://raw.githubusercontent.com/mrc-ide/global-lmic-reports/master/AFG/projections.csv
https://raw.githubusercontent.com/mrc-ide/global-lmic-reports/master/AFG/projections.csv
https://raw.githubusercontent.com/mrc-ide/global-lmic-reports/master/AFG/projections.csv
https://raw.githubusercontent.com/mrc-ide/global-lmic-reports/master/AFG/projections.csv
https://raw.githubusercontent.com/mrc-ide/global-lmic-reports/master/AFG/projections.csv
https://raw.githubusercontent.com/mrc-ide/global-lmic-reports/master/AFG/projections.csv
https://raw.githubusercontent.com/mrc-ide/global-lmic-reports/master/AFG/projections.csv
https://raw.githubusercontent.com/mrc-ide/global-lmic-reports/master/AFG/projections.csv
https://raw.githubusercontent.com/mrc-ide/global-lmic-reports/master/AFG/projections.csv
https://raw.githubusercontent.com/mrc-ide/global-lmic-reports/master/AFG/projections.csv
https://raw.githubusercontent.com/mrc-ide/global-lmic-reports/master/AFG/projections.csv
https://raw.githubusercontent.com/mrc-ide/global-lmic-reports/master/AFG/projections.csv
https://raw.githubusercontent.com/mrc-ide/global-lmic-reports/master/AFG/projections.csv
https://raw.githubusercontent.com/mrc-ide/global-lmic-reports/master/AFG/projections.csv
https://raw.githubusercontent.com/mrc-ide/global-lmic-reports/master/AFG/projections.csv
https://raw.githubusercontent.com/mrc-ide/global-lmic-reports/master/AFG/projections.csv
https://raw.githubusercontent.com/mrc-ide/global-lmic-reports/master/AFG/projections.csv
https://raw.githubusercontent.com/mrc-ide/global-lmic-reports/master/AFG/projections.csv
https://raw.githubusercontent.com/mrc-ide/global-lmic-reports/master/AFG/projections.csv
https://raw.githubusercontent.com/mrc-ide/global-lmic-reports/master/AFG/projections.csv
https://raw.githubusercontent.com/mrc-ide/global-lmic-reports/master/AFG/projections.csv
https://raw.githubusercontent.com/mrc-ide/global-lmic-reports/master/AFG/projections.csv
https://raw.githubusercontent.com/mrc-ide/global-lmic-reports/master/AFG/projections.csv
https://raw.githubusercontent.com/mrc-ide/global-lmic-reports/master/AFG/projections.csv
https://raw.githubusercontent.com/mrc-ide/global-lmic-reports/master/AFG/projections.csv
https://raw.githubusercontent.com/mrc-ide/global-lmic-reports/master/AFG/projections.csv
https://raw.githubusercontent.com/mrc-ide/global-lmic-reports/master/AFG/projections.csv
https://raw.githubusercontent.com/mrc-ide/global-lmic-reports/master/AFG/projections.csv
https://raw.githubusercontent.com/mrc-ide/global-lmic-reports/master/AFG/projections.csv
https://raw.githubusercontent.com/mrc-ide/global-lmic-reports/master/AFG/projections.csv
https://raw.githubusercontent.com/mrc-ide/global-lmic-reports/master/AFG/projections.csv
https://raw.githubusercontent.com/mrc-ide/global-lmic-reports/master/AFG/projections.csv
https://raw.githubusercontent.com/mrc-ide/global-lmic-reports/master/AFG/projections.csv
https://raw.githubusercontent.com/mrc-ide/global-lmic-reports/master/AFG/projections.csv
https://raw.githubusercontent.com/mrc-ide/global-lmic-reports/master/AFG/projections.csv
https://raw.githubusercontent.com/mrc-ide/global-lmic-reports/master/AFG/projections.csv
https://raw.githubusercontent.com/mrc-ide/global-lmic-reports/master/AFG/projections.csv
https://raw.githubusercontent.com/mrc-ide/global-lmic-reports/master/AFG/projections.csv
https://raw.githubusercontent.com/mrc-ide/global-lmic-reports/master/AFG/projections.csv
https://raw.githubusercontent.com/mrc-ide/global-lmic-reports/master/AFG/projections.csv
https://raw.githubusercontent.com/mrc-ide/global-lmic-reports/master/AFG/projections.csv
https://raw.githubusercontent.com/mrc-ide/global-lmic-reports/master/AFG/projections.csv
https://raw.githubusercontent.com/mrc-ide/global-lmic-reports/master/AFG/projections.csv
https://raw.githubusercontent.com/mrc-ide/global-lmic-reports/master/AFG/projections.csv
https://raw.githubusercontent.com/mrc-ide/global-lmic-reports/master/AFG/projections.csv
https://raw.githubusercontent.com/mrc-ide/global-lmic-reports/master/AFG/projections.csv
https://raw.githubusercontent.com/mrc-ide/global-lmic-reports/master/AFG/projections.csv
https://raw.githubusercontent.com/mrc-ide/global-lmic-reports/master/AFG/projections.csv
https://raw.githubusercontent.com/mrc-ide/global-lmic-reports/master/AFG/projections.csv
https://raw.githubusercontent.com/mrc-ide/global-lmic-reports/master/AFG/projections.csv
https://raw.githubusercontent.com/mrc-ide/global-lmic-reports/master/AFG/projections.csv
https://raw.githubusercontent.com/mrc-ide/global-lmic-reports/master/AFG/projections.csv
https://raw.githubusercontent.com/mrc-ide/global-lmic-reports/master/AFG/projections.csv
https://raw.githubusercontent.com/mrc-ide/global-lmic-reports/master/AFG/projections.csv
https://raw.githubusercontent.com/mrc-ide/global-lmic-reports/master/AFG/projections.csv
https://raw.githubusercontent.com/mrc-ide/global-lmic-reports/master/AFG/projections.csv
https://raw.githubusercontent.com/mrc-ide/global-lmic-reports/master/AFG/projections.csv
https://raw.githubusercontent.com/mrc-ide/global-lmic-reports/master/AFG/projections.csv
https://raw.githubusercontent.com/mrc-ide/global-lmic-reports/master/AFG/projections.csv
https://raw.githubusercontent.com/mrc-ide/global-lmic-reports/master/AFG/projections.csv
https://raw.githubusercontent.com/mrc-ide/global-lmic-reports/master/AFG/projections.csv
https://raw.githubusercontent.com/mrc-ide/global-lmic-reports/master/AFG/projections.csv
https://raw.githubusercontent.com/mrc-ide/global-lmic-reports/master/AFG/projections.csv
https://raw.githubusercontent.com/mrc-ide/global-lmic-reports/master/AFG/projections.csv
https://raw.githubusercontent.com/mrc-ide/global-lmic-reports/master/AFG/projections.csv
https://raw.githubusercontent.com/mrc-ide/global-lmic-reports/master/AFG/projections.csv
https://raw.githubusercontent.com/mrc-ide/global-lmic-reports/master/AFG/projections.csv
https://raw.githubusercontent.com/mrc-ide/global-lmic-reports/master/AFG/projections.csv
https://raw.githubusercontent.com/mrc-ide/global-lmic-reports/master/AFG/projections.csv
https://raw.githubusercontent.com/mrc-ide/global-lmic-reports/master/AFG/projections.csv
https://raw.githubusercontent.com/mrc-ide/global-lmic-reports/master/AFG/projections.csv
https://raw.githubusercontent.com/mrc-ide/global-lmic-reports/master/AFG/projections.csv
https://raw.githubusercontent.com/mrc-ide/global-lmic-reports/master/AFG/projections.csv
https://raw.githubusercontent.com/mrc-ide/global-lmic-reports/master/AFG/projections.csv
https://raw.githubusercontent.com/mrc-ide/global-lmic-reports/master/AFG/projections.csv
https://raw.githubusercontent.com/mrc-ide/global-lmic-reports/master/AFG/projections.csv
https://raw.githubusercontent.com/mrc-ide/global-lmic-reports/master/AFG/projections.csv
https://raw.githubusercontent.com/mrc-ide/global-lmic-reports/master/AFG/projections.csv
https://raw.githubusercontent.com/mrc-ide/global-lmic-reports/master/AFG/projections.csv
https://raw.githubusercontent.com/mrc-ide/global-lmic-reports/master/AFG/projections.csv
https://raw.githubusercontent.com/mrc-ide/global-lmic-reports/master/AFG/projections.csv
https://raw.githubusercontent.com/mrc-ide/global-lmic-reports/master/AFG/projections.csv
https://raw.githubusercontent.com/mrc-ide/global-lmic-reports/master/AFG/projections.csv
https://raw.githubusercontent.com/mrc-ide/global-lmic-reports/master/AFG/projections.csv
https://raw.githubusercontent.com/mrc-ide/global-lmic-reports/master/AFG/projections.csv
https://raw.githubusercontent.com/mrc-ide/global-lmic-reports/master/AFG/projections.csv
https://raw.githubusercontent.com/mrc-ide/global-lmic-reports/master/AFG/projections.csv
https://raw.githubusercontent.com/mrc-ide/global-lmic-reports/master/AFG/projections.csv
https://raw.githubusercontent.com/mrc-ide/global-lmic-reports/master/AFG/projections.csv
https://raw.githubusercontent.com/mrc-ide/global-lmic-reports/master/AFG/projections.csv
https://raw.githubusercontent.com/mrc-ide/global-lmic-reports/master/AFG/projections.csv
https://raw.githubusercontent.com/mrc-ide/global-lmic-reports/master/AFG/projections.csv
https://raw.githubusercontent.com/mrc-ide/global-lmic-reports/master/AFG/projections.csv
https://raw.githubusercontent.com/mrc-ide/global-lmic-reports/master/AFG/projections.csv
https://raw.githubusercontent.com/mrc-ide/global-lmic-reports/master/AFG/projections.csv
https://raw.githubusercontent.com/mrc-ide/global-lmic-reports/master/AFG/projections.csv
https://raw.githubusercontent.com/mrc-ide/global-lmic-reports/master/AFG/projections.csv
https://raw.githubusercontent.com/mrc-ide/global-lmic-reports/master/AFG/projections.csv
https://raw.githubusercontent.com/mrc-ide/global-lmic-reports/master/AFG/projections.csv
https://raw.githubusercontent.com/mrc-ide/global-lmic-reports/master/AFG/projections.csv
https://raw.githubusercontent.com/mrc-ide/global-lmic-reports/master/AFG/projections.csv
https://raw.githubusercontent.com/mrc-ide/global-lmic-reports/master/AFG/projections.csv
https://raw.githubusercontent.com/mrc-ide/global-lmic-reports/master/AFG/projections.csv
https://raw.githubusercontent.com/mrc-ide/global-lmic-reports/master/AFG/projections.csv
https://raw.githubusercontent.com/mrc-ide/global-lmic-reports/master/AFG/projections.csv
https://raw.githubusercontent.com/mrc-ide/global-lmic-reports/master/AFG/projections.csv
https://raw.githubusercontent.com/mrc-ide/global-lmic-reports/master/AFG/projections.csv
https://raw.githubusercontent.com/mrc-ide/global-lmic-reports/master/AFG/projections.csv
https://raw.githubusercontent.com/mrc-ide/global-lmic-reports/master/AFG/projections.csv
https://raw.githubusercontent.com/mrc-ide/global-lmic-reports/master/AFG/projections.csv
https://raw.githubusercontent.com/mrc-ide/global-lmic-reports/master/AFG/projections.csv
https://raw.githubusercontent.com/mrc-ide/global-lmic-reports/master/AFG/projections.csv
https://raw.githubusercontent.com/mrc-ide/global-lmic-reports/master/AFG/projections.csv
https://raw.githubusercontent.com/mrc-ide/global-lmic-reports/master/AFG/projections.csv
https://raw.githubusercontent.com/mrc-ide/global-lmic-reports/master/AFG/projections.csv
https://raw.githubusercontent.com/mrc-ide/global-lmic-reports/master/AFG/projections.csv
https://raw.githubusercontent.com/mrc-ide/global-lmic-reports/master/AFG/projections.csv
https://raw.githubusercontent.com/mrc-ide/global-lmic-reports/master/AFG/projections.csv
https://raw.githubusercontent.com/mrc-ide/global-lmic-reports/master/AFG/projections.csv
https://raw.githubusercontent.com/mrc-ide/global-lmic-reports/master/AFG/projections.csv
https://raw.githubusercontent.com/mrc-ide/global-lmic-reports/master/AFG/projections.csv
https://raw.githubusercontent.com/mrc-ide/global-lmic-reports/master/AFG/projections.csv
https://raw.githubusercontent.com/mrc-ide/global-lmic-reports/master/AFG/projections.csv
https://raw.githubusercontent.com/mrc-ide/global-lmic-reports/master/AFG/projections.csv
https://raw.githubusercontent.com/mrc-ide/global-lmic-reports/master/AFG/projections.csv
https://raw.githubusercontent.com/mrc-ide/global-lmic-reports/master/AFG/projections.csv
https://raw.githubusercontent.com/mrc-ide/global-lmic-reports/master/AFG/projections.csv
https://raw.githubusercontent.com/mrc-ide/global-lmic-reports/master/AFG/projections.csv
https://raw.githubusercontent.com/mrc-ide/global-lmic-reports/master/AFG/projections.csv
https://raw.githubusercontent.com/mrc-ide/global-lmic-reports/master/AFG/projections.csv
https://raw.githubusercontent.com/mrc-ide/global-lmic-reports/master/AFG/projections.csv
https://raw.githubusercontent.com/mrc-ide/global-lmic-reports/master/AFG/projections.csv
https://raw.githubusercontent.com/mrc-ide/global-lmic-reports/master/AFG/projections.csv
https://raw.githubusercontent.com/mrc-ide/global-lmic-reports/master/AFG/projections.csv
https://raw.githubusercontent.com/mrc-ide/global-lmic-reports/master/AFG/projections.csv
https://raw.githubusercontent.com/mrc-ide/global-lmic-reports/master/AFG/projections.csv
https://raw.githubusercontent.com/mrc-ide/global-lmic-reports/master/AFG/projections.csv
https://raw.githubusercontent.com/mrc-ide/global-lmic-reports/master/AFG/projections.csv
https://raw.githubusercontent.com/mrc-ide/global-lmic-reports/master/AFG/projections.csv
https://raw.githubusercontent.com/mrc-ide/global-lmic-reports/master/AFG/projections.csv
https://raw.githubusercontent.com/mrc-ide/global-lmic-reports/master/AFG/projections.csv
https://raw.githubusercontent.com/mrc-ide/global-lmic-reports/master/AFG/projections.csv
https://raw.githubusercontent.com/mrc-ide/global-lmic-reports/master/AFG/projections.csv
https://raw.githubusercontent.com/mrc-ide/global-lmic-reports/master/AFG/projections.csv
https://raw.githubusercontent.com/mrc-ide/global-lmic-reports/master/AFG/projections.csv
https://raw.githubusercontent.com/mrc-ide/global-lmic-reports/master/AFG/projections.csv
https://raw.githubusercontent.com/mrc-ide/global-lmic-reports/master/AFG/projections.csv
https://raw.githubusercontent.com/mrc-ide/global-lmic-reports/master/AFG/projections.csv
https://raw.githubusercontent.com/mrc-ide/global-lmic-reports/master/AFG/projections.csv
https://raw.githubusercontent.com/mrc-ide/global-lmic-reports/master/AFG/projections.csv
https://raw.githubusercontent.com/mrc-ide/global-lmic-reports/master/AFG/projections.csv
https://raw.githubusercontent.com/mrc-ide/global-lmic-reports/master/AFG/projections.csv
https://raw.githubusercontent.com/mrc-ide/global-lmic-reports/master/AFG/projections.csv
https://raw.githubusercontent.com/mrc-ide/global-lmic-reports/master/AFG/projections.csv
https://raw.githubusercontent.com/mrc-ide/global-lmic-reports/master/AFG/projections.csv
https://raw.githubusercontent.com/mrc-ide/global-lmic-reports/master/AFG/projections.csv
https://raw.githubusercontent.com/mrc-ide/global-lmic-reports/master/AFG/projections.csv
https://raw.githubusercontent.com/mrc-ide/global-lmic-reports/master/AFG/projections.csv
https://raw.githubusercontent.com/mrc-ide/global-lmic-reports/master/AFG/projections.csv
https://raw.githubusercontent.com/mrc-ide/global-lmic-reports/master/AFG/projections.csv
https://raw.githubusercontent.com/mrc-ide/global-lmic-reports/master/AFG/projections.csv
https://raw.githubusercontent.com/mrc-ide/global-lmic-reports/master/AFG/projections.csv
https://raw.githubusercontent.com/mrc-ide/global-lmic-reports/master/AFG/projections.csv
https://raw.githubusercontent.com/mrc-ide/global-lmic-reports/master/AFG/projections.csv
https://raw.githubusercontent.com/mrc-ide/global-lmic-reports/master/AFG/projections.csv
https://raw.githubusercontent.com/mrc-ide/global-lmic-reports/master/AFG/projections.csv
https://raw.githubusercontent.com/mrc-ide/global-lmic-reports/master/AFG/projections.csv
https://raw.githubusercontent.com/mrc-ide/global-lmic-reports/master/AFG/projections.csv
https://raw.githubusercontent.com/mrc-ide/global-lmic-reports/master/AFG/projections.csv
https://raw.githubusercontent.com/mrc-ide/global-lmic-reports/master/AFG/projections.csv
https://raw.githubusercontent.com/mrc-ide/global-lmic-reports/master/AFG/projections.csv
https://raw.githubusercontent.com/mrc-ide/global-lmic-reports/master/AFG/projections.csv
https://raw.githubusercontent.com/mrc-ide/global-lmic-reports/master/AFG/projections.csv
https://raw.githubusercontent.com/mrc-ide/global-lmic-reports/master/AFG/projections.csv
https://raw.githubusercontent.com/mrc-ide/global-lmic-reports/master/AFG/projections.csv
https://raw.githubusercontent.com/mrc-ide/global-lmic-reports/master/AFG/projections.csv
https://raw.githubusercontent.com/mrc-ide/global-lmic-reports/master/AFG/projections.csv
https://raw.githubusercontent.com/mrc-ide/global-lmic-reports/master/AFG/projections.csv
https://raw.githubusercontent.com/mrc-ide/global-lmic-reports/master/AFG/projections.csv
https://raw.githubusercontent.com/mrc-ide/global-lmic-reports/master/AFG/projections.csv
https://raw.githubusercontent.com/mrc-ide/global-lmic-reports/master/AFG/projections.csv
https://raw.githubusercontent.com/mrc-ide/global-lmic-reports/master/AFG/projections.csv
https://raw.githubusercontent.com/mrc-ide/global-lmic-reports/master/AFG/projections.csv
https://raw.githubusercontent.com/mrc-ide/global-lmic-reports/master/AFG/projections.csv
https://raw.githubusercontent.com/mrc-ide/global-lmic-reports/master/AFG/projections.csv
https://raw.githubusercontent.com/mrc-ide/global-lmic-reports/master/AFG/projections.csv
https://raw.githubusercontent.com/mrc-ide/global-lmic-reports/master/AFG/projections.csv
https://raw.githubusercontent.com/mrc-ide/global-lmic-reports/master/AFG/projections.csv
https://raw.githubusercontent.com/mrc-ide/global-lmic-reports/master/AFG/projections.csv
https://raw.githubusercontent.com/mrc-ide/global-lmic-reports/master/AFG/projections.csv
https://raw.githubusercontent.com/mrc-ide/global-lmic-reports/master/AFG/projections.csv
https://raw.githubusercontent.com/mrc-ide/global-lmic-reports/master/AFG/projections.csv
https://raw.githubusercontent.com/mrc-ide/global-lmic-reports/master/AFG/projections.csv
https://raw.githubusercontent.com/mrc-ide/global-lmic-reports/master/AFG/projections.csv
https://raw.githubusercontent.com/mrc-ide/global-lmic-reports/master/AFG/projections.csv
https://raw.githubusercontent.com/mrc-ide/global-lmic-reports/master/AFG/projections.csv
https://raw.githubusercontent.com/mrc-ide/global-lmic-reports/master/AFG/projections.csv
https://raw.githubusercontent.com/mrc-ide/global-lmic-reports/master/AFG/projections.csv
https://raw.githubusercontent.com/mrc-ide/global-lmic-reports/master/AFG/projections.csv
https://raw.githubusercontent.com/mrc-ide/global-lmic-reports/master/AFG/projections.csv
https://raw.githubusercontent.com/mrc-ide/global-lmic-reports/master/AFG/projections.csv
https://raw.githubusercontent.com/mrc-ide/global-lmic-reports/master/AFG/projections.csv
https://raw.githubusercontent.com/mrc-ide/global-lmic-reports/master/AFG/projections.csv
https://raw.githubusercontent.com/mrc-ide/global-lmic-reports/master/AFG/projections.csv
https://raw.githubusercontent.com/mrc-ide/global-lmic-reports/master/AFG/projections.csv
https://raw.githubusercontent.com/mrc-ide/global-lmic-reports/master/AFG/projections.csv
https://raw.githubusercontent.com/mrc-ide/global-lmic-reports/master/AFG/projections.csv
https://raw.githubusercontent.com/mrc-ide/global-lmic-reports/master/AFG/projections.csv
https://raw.githubusercontent.com/mrc-ide/global-lmic-reports/master/AFG/projections.csv
https://raw.githubusercontent.com/mrc-ide/global-lmic-reports/master/AFG/projections.csv
https://raw.githubusercontent.com/mrc-ide/global-lmic-reports/master/AFG/projections.csv
https://raw.githubusercontent.com/mrc-ide/global-lmic-reports/master/AFG/projections.csv
https://raw.githubusercontent.com/mrc-ide/global-lmic-reports/master/AFG/projections.csv
https://raw.githubusercontent.com/mrc-ide/global-lmic-reports/master/AFG/projections.csv
https://raw.githubusercontent.com/mrc-ide/global-lmic-reports/master/AFG/projections.csv
https://raw.githubusercontent.com/mrc-ide/global-lmic-reports/master/AFG/projections.csv
https://raw.githubusercontent.com/mrc-ide/global-lmic-reports/master/AFG/projections.csv
https://raw.githubusercontent.com/mrc-ide/global-lmic-reports/master/AFG/projections.csv
https://raw.githubusercontent.com/mrc-ide/global-lmic-reports/master/AFG/projections.csv
https://raw.githubusercontent.com/mrc-ide/global-lmic-reports/master/AFG/projections.csv
https://raw.githubusercontent.com/mrc-ide/global-lmic-reports/master/AFG/projections.csv
https://raw.githubusercontent.com/mrc-ide/global-lmic-reports/master/AFG/projections.csv
https://raw.githubusercontent.com/mrc-ide/global-lmic-reports/master/AFG/projections.csv
https://raw.githubusercontent.com/mrc-ide/global-lmic-reports/master/AFG/projections.csv
https://raw.githubusercontent.com/mrc-ide/global-lmic-reports/master/AFG/projections.csv
https://raw.githubusercontent.com/mrc-ide/global-lmic-reports/master/AFG/projections.csv
https://raw.githubusercontent.com/mrc-ide/global-lmic-reports/master/AFG/projections.csv
https://raw.githubusercontent.com/mrc-ide/global-lmic-reports/master/AFG/projections.csv
https://raw.githubusercontent.com/mrc-ide/global-lmic-reports/master/AFG/projections.csv
https://raw.githubusercontent.com/mrc-ide/global-lmic-reports/master/AFG/projections.csv
https://raw.githubusercontent.com/mrc-ide/global-lmic-reports/master/AFG/projections.csv
https://raw.githubusercontent.com/mrc-ide/global-lmic-reports/master/AFG/projections.csv
https://raw.githubusercontent.com/mrc-ide/global-lmic-reports/master/AFG/projections.csv
https://raw.githubusercontent.com/mrc-ide/global-lmic-reports/master/AFG/projections.csv
https://raw.githubusercontent.com/mrc-ide/global-lmic-reports/master/AFG/projections.csv
https://raw.githubusercontent.com/mrc-ide/global-lmic-reports/master/AFG/projections.csv
https://raw.githubusercontent.com/mrc-ide/global-lmic-reports/master/AFG/projections.csv
https://raw.githubusercontent.com/mrc-ide/global-lmic-reports/master/AFG/projections.csv
https://raw.githubusercontent.com/mrc-ide/global-lmic-reports/master/AFG/projections.csv
https://raw.githubusercontent.com/mrc-ide/global-lmic-reports/master/AFG/projections.csv
https://raw.githubusercontent.com/mrc-ide/global-lmic-reports/master/AFG/projections.csv
https://raw.githubusercontent.com/mrc-ide/global-lmic-reports/master/AFG/projections.csv
https://raw.githubusercontent.com/mrc-ide/global-lmic-reports/master/AFG/projections.csv
https://raw.githubusercontent.com/mrc-ide/global-lmic-reports/master/AFG/projections.csv
https://raw.githubusercontent.com/mrc-ide/global-lmic-reports/master/AFG/projections.csv
https://raw.githubusercontent.com/mrc-ide/global-lmic-reports/master/AFG/projections.csv
https://raw.githubusercontent.com/mrc-ide/global-lmic-reports/master/AFG/projections.csv
https://raw.githubusercontent.com/mrc-ide/global-lmic-reports/master/AFG/projections.csv
https://raw.githubusercontent.com/mrc-ide/global-lmic-reports/master/AFG/projections.csv
https://raw.githubusercontent.com/mrc-ide/global-lmic-reports/master/AFG/projections.csv
https://raw.githubusercontent.com/mrc-ide/global-lmic-reports/master/AFG/projections.csv
https://raw.githubusercontent.com/mrc-ide/global-lmic-reports/master/AFG/projections.csv
https://raw.githubusercontent.com/mrc-ide/global-lmic-reports/master/AFG/projections.csv
https://raw.githubusercontent.com/mrc-ide/global-lmic-reports/master/AFG/projections.csv
https://raw.githubusercontent.com/mrc-ide/global-lmic-reports/master/AFG/projections.csv
https://raw.githubusercontent.com/mrc-ide/global-lmic-reports/master/AFG/projections.csv
https://raw.githubusercontent.com/mrc-ide/global-lmic-reports/master/AFG/projections.csv
https://raw.githubusercontent.com/mrc-ide/global-lmic-reports/master/AFG/projections.csv
https://raw.githubusercontent.com/mrc-ide/global-lmic-reports/master/AFG/projections.csv
https://raw.githubusercontent.com/mrc-ide/global-lmic-reports/master/AFG/projections.csv
https://raw.githubusercontent.com/mrc-ide/global-lmic-reports/master/AFG/projections.csv
https://raw.githubusercontent.com/mrc-ide/global-lmic-reports/master/AFG/projections.csv
https://raw.githubusercontent.com/mrc-ide/global-lmic-reports/master/AFG/projections.csv
https://raw.githubusercontent.com/mrc-ide/global-lmic-reports/master/AFG/projections.csv
https://raw.githubusercontent.com/mrc-ide/global-lmic-reports/master/AFG/projections.csv
https://raw.githubusercontent.com/mrc-ide/global-lmic-reports/master/AFG/projections.csv
https://raw.githubusercontent.com/mrc-ide/global-lmic-reports/master/AFG/projections.csv
https://raw.githubusercontent.com/mrc-ide/global-lmic-reports/master/AFG/projections.csv
https://raw.githubusercontent.com/mrc-ide/global-lmic-reports/master/AFG/projections.csv
https://raw.githubusercontent.com/mrc-ide/global-lmic-reports/master/AFG/projections.csv
https://raw.githubusercontent.com/mrc-ide/global-lmic-reports/master/AFG/projections.csv
https://raw.githubusercontent.com/mrc-ide/global-lmic-reports/master/AFG/projections.csv
https://raw.githubusercontent.com/mrc-ide/global-lmic-reports/master/AFG/projections.csv
https://raw.githubusercontent.com/mrc-ide/global-lmic-reports/master/AFG/projections.csv
https://raw.githubusercontent.com/mrc-ide/global-lmic-reports/master/AFG/projections.csv
https://raw.githubusercontent.com/mrc-ide/global-lmic-reports/master/AFG/projections.csv
https://raw.githubusercontent.com/mrc-ide/global-lmic-reports/master/AFG/projections.csv
https://raw.githubusercontent.com/mrc-ide/global-lmic-reports/master/AFG/projections.csv
https://raw.githubusercontent.com/mrc-ide/global-lmic-reports/master/AFG/projections.csv
https://raw.githubusercontent.com/mrc-ide/global-lmic-reports/master/AFG/projections.csv
https://raw.githubusercontent.com/mrc-ide/global-lmic-reports/master/AFG/projections.csv
https://raw.githubusercontent.com/mrc-ide/global-lmic-reports/master/AFG/projections.csv
https://raw.githubusercontent.com/mrc-ide/global-lmic-reports/master/AFG/projections.csv
https://raw.githubusercontent.com/mrc-ide/global-lmic-reports/master/AFG/projections.csv
https://raw.githubusercontent.com/mrc-ide/global-lmic-reports/master/AFG/projections.csv
https://raw.githubusercontent.com/mrc-ide/global-lmic-reports/master/AFG/projections.csv
https://raw.githubusercontent.com/mrc-ide/global-lmic-reports/master/AFG/projections.csv
https://raw.githubusercontent.com/mrc-ide/global-lmic-reports/master/AFG/projections.csv
https://raw.githubusercontent.com/mrc-ide/global-lmic-reports/master/AFG/projections.csv
https://raw.githubusercontent.com/mrc-ide/global-lmic-reports/master/AFG/projections.csv
https://raw.githubusercontent.com/mrc-ide/global-lmic-reports/master/AFG/projections.csv
https://raw.githubusercontent.com/mrc-ide/global-lmic-reports/master/AFG/projections.csv
https://raw.githubusercontent.com/mrc-ide/global-lmic-reports/master/AFG/projections.csv
https://raw.githubusercontent.com/mrc-ide/global-lmic-reports/master/AFG/projections.csv
https://raw.githubusercontent.com/mrc-ide/global-lmic-reports/master/AFG/projections.csv
https://raw.githubusercontent.com/mrc-ide/global-lmic-reports/master/AFG/projections.csv
https://raw.githubusercontent.com/mrc-ide/global-lmic-reports/master/AFG/projections.csv
https://raw.githubusercontent.com/mrc-ide/global-lmic-reports/master/AFG/projections.csv
https://raw.githubusercontent.com/mrc-ide/global-lmic-reports/master/AFG/projections.csv
https://raw.githubusercontent.com/mrc-ide/global-lmic-reports/master/AFG/projections.csv
https://raw.githubusercontent.com/mrc-ide/global-lmic-reports/master/AFG/projections.csv
https://raw.githubusercontent.com/mrc-ide/global-lmic-reports/master/AFG/projections.csv
https://raw.githubusercontent.com/mrc-ide/global-lmic-reports/master/AFG/projections.csv
https://raw.githubusercontent.com/mrc-ide/global-lmic-reports/master/AFG/projections.csv
https://raw.githubusercontent.com/mrc-ide/global-lmic-reports/master/AFG/projections.csv
https://raw.githubusercontent.com/mrc-ide/global-lmic-reports/master/AFG/projections.csv
https://raw.githubusercontent.com/mrc-ide/global-lmic-reports/master/AFG/projections.csv
https://raw.githubusercontent.com/mrc-ide/global-lmic-reports/master/AFG/projections.csv
https://raw.githubusercontent.com/mrc-ide/global-lmic-reports/master/AFG/projections.csv
https://raw.githubusercontent.com/mrc-ide/global-lmic-reports/master/AFG/projections.csv
https://raw.githubusercontent.com/mrc-ide/global-lmic-reports/master/AFG/projections.csv
https://raw.githubusercontent.com/mrc-ide/global-lmic-reports/master/AFG/projections.csv
https://raw.githubusercontent.com/mrc-ide/global-lmic-reports/master/AFG/projections.csv
https://raw.githubusercontent.com/mrc-ide/global-lmic-reports/master/AFG/projections.csv
https://raw.githubusercontent.com/mrc-ide/global-lmic-reports/master/AFG/projections.csv
https://raw.githubusercontent.com/mrc-ide/global-lmic-reports/master/AFG/projections.csv
https://raw.githubusercontent.com/mrc-ide/global-lmic-reports/master/AFG/projections.csv
https://raw.githubusercontent.com/mrc-ide/global-lmic-reports/master/AFG/projections.csv
https://raw.githubusercontent.com/mrc-ide/global-lmic-reports/master/AFG/projections.csv
https://raw.githubusercontent.com/mrc-ide/global-lmic-reports/master/AFG/projections.csv
https://raw.githubusercontent.com/mrc-ide/global-lmic-reports/master/AFG/projections.csv
https://raw.githubusercontent.com/mrc-ide/global-lmic-reports/master/AFG/projections.csv
https://raw.githubusercontent.com/mrc-ide/global-lmic-reports/master/AFG/projections.csv
https://raw.githubusercontent.com/mrc-ide/global-lmic-reports/master/AFG/projections.csv
https://raw.githubusercontent.com/mrc-ide/global-lmic-reports/master/AFG/projections.csv
https://raw.githubusercontent.com/mrc-ide/global-lmic-reports/master/AFG/projections.csv
https://raw.githubusercontent.com/mrc-ide/global-lmic-reports/master/AFG/projections.csv
https://raw.githubusercontent.com/mrc-ide/global-lmic-reports/master/AFG/projections.csv
https://raw.githubusercontent.com/mrc-ide/global-lmic-reports/master/AFG/projections.csv
https://raw.githubusercontent.com/mrc-ide/global-lmic-reports/master/AFG/projections.csv
https://raw.githubusercontent.com/mrc-ide/global-lmic-reports/master/AFG/projections.csv
https://raw.githubusercontent.com/mrc-ide/global-lmic-reports/master/AFG/projections.csv
https://raw.githubusercontent.com/mrc-ide/global-lmic-reports/master/AFG/projections.csv
https://raw.githubusercontent.com/mrc-ide/global-lmic-reports/master/AFG/projections.csv
https://raw.githubusercontent.com/mrc-ide/global-lmic-reports/master/AFG/projections.csv
https://raw.githubusercontent.com/mrc-ide/global-lmic-reports/master/AFG/projections.csv
https://raw.githubusercontent.com/mrc-ide/global-lmic-reports/master/AFG/projections.csv
https://raw.githubusercontent.com/mrc-ide/global-lmic-reports/master/AFG/projections.csv
https://raw.githubusercontent.com/mrc-ide/global-lmic-reports/master/AFG/projections.csv
https://raw.githubusercontent.com/mrc-ide/global-lmic-reports/master/AFG/projections.csv
https://raw.githubusercontent.com/mrc-ide/global-lmic-reports/master/AFG/projections.csv
https://raw.githubusercontent.com/mrc-ide/global-lmic-reports/master/AFG/projections.csv
https://raw.githubusercontent.com/mrc-ide/global-lmic-reports/master/AFG/projections.csv
https://raw.githubusercontent.com/mrc-ide/global-lmic-reports/master/AFG/projections.csv
https://raw.githubusercontent.com/mrc-ide/global-lmic-reports/master/AFG/projections.csv
https://raw.githubusercontent.com/mrc-ide/global-lmic-reports/master/AFG/projections.csv
https://raw.githubusercontent.com/mrc-ide/global-lmic-reports/master/AFG/projections.csv
https://raw.githubusercontent.com/mrc-ide/global-lmic-reports/master/AFG/projections.csv
https://raw.githubusercontent.com/mrc-ide/global-lmic-reports/master/AFG/projections.csv
https://raw.githubusercontent.com/mrc-ide/global-lmic-reports/master/AFG/projections.csv
https://raw.githubusercontent.com/mrc-ide/global-lmic-reports/master/AFG/projections.csv
https://raw.githubusercontent.com/mrc-ide/global-lmic-reports/master/AFG/projections.csv
https://raw.githubusercontent.com/mrc-ide/global-lmic-reports/master/AFG/projections.csv
https://raw.githubusercontent.com/mrc-ide/global-lmic-reports/master/AFG/projections.csv
https://raw.githubusercontent.com/mrc-ide/global-lmic-reports/master/AFG/projections.csv
https://raw.githubusercontent.com/mrc-ide/global-lmic-reports/master/AFG/projections.csv
https://raw.githubusercontent.com/mrc-ide/global-lmic-reports/master/AFG/projections.csv
https://raw.githubusercontent.com/mrc-ide/global-lmic-reports/master/AFG/projections.csv
https://raw.githubusercontent.com/mrc-ide/global-lmic-reports/master/AFG/projections.csv
https://raw.githubusercontent.com/mrc-ide/global-lmic-reports/master/AFG/projections.csv
https://raw.githubusercontent.com/mrc-ide/global-lmic-reports/master/AFG/projections.csv
https://raw.githubusercontent.com/mrc-ide/global-lmic-reports/master/AFG/projections.csv
https://raw.githubusercontent.com/mrc-ide/global-lmic-reports/master/AFG/projections.csv
https://raw.githubusercontent.com/mrc-ide/global-lmic-reports/master/AFG/projections.csv
https://raw.githubusercontent.com/mrc-ide/global-lmic-reports/master/AFG/projections.csv
https://raw.githubusercontent.com/mrc-ide/global-lmic-reports/master/AFG/projections.csv
https://raw.githubusercontent.com/mrc-ide/global-lmic-reports/master/AFG/projections.csv
https://raw.githubusercontent.com/mrc-ide/global-lmic-reports/master/AFG/projections.csv
https://raw.githubusercontent.com/mrc-ide/global-lmic-reports/master/AFG/projections.csv
https://raw.githubusercontent.com/mrc-ide/global-lmic-reports/master/AFG/projections.csv
https://raw.githubusercontent.com/mrc-ide/global-lmic-reports/master/AFG/projections.csv
https://raw.githubusercontent.com/mrc-ide/global-lmic-reports/master/AFG/projections.csv
https://raw.githubusercontent.com/mrc-ide/global-lmic-reports/master/AFG/projections.csv
https://raw.githubusercontent.com/mrc-ide/global-lmic-reports/master/AFG/projections.csv
https://raw.githubusercontent.com/mrc-ide/global-lmic-reports/master/AFG/projections.csv
https://raw.githubusercontent.com/mrc-ide/global-lmic-reports/master/AFG/projections.csv
https://raw.githubusercontent.com/mrc-ide/global-lmic-reports/master/AFG/projections.csv
https://raw.githubusercontent.com/mrc-ide/global-lmic-reports/master/AFG/projections.csv
https://raw.githubusercontent.com/mrc-ide/global-lmic-reports/master/AFG/projections.csv
https://raw.githubusercontent.com/mrc-ide/global-lmic-reports/master/AFG/projections.csv
https://raw.githubusercontent.com/mrc-ide/global-lmic-reports/master/AFG/projections.csv
https://raw.githubusercontent.com/mrc-ide/global-lmic-reports/master/AFG/projections.csv
https://raw.githubusercontent.com/mrc-ide/global-lmic-reports/master/AFG/projections.csv
https://raw.githubusercontent.com/mrc-ide/global-lmic-reports/master/AFG/projections.csv
https://raw.githubusercontent.com/mrc-ide/global-lmic-reports/master/AFG/projections.csv
https://raw.githubusercontent.com/mrc-ide/global-lmic-reports/master/AFG/projections.csv
https://raw.githubusercontent.com/mrc-ide/global-lmic-reports/master/AFG/projections.csv
https://raw.githubusercontent.com/mrc-ide/global-lmic-reports/master/AFG/projections.csv
https://raw.githubusercontent.com/mrc-ide/global-lmic-reports/master/AFG/projections.csv
https://raw.githubusercontent.com/mrc-ide/global-lmic-reports/master/AFG/projections.csv
https://raw.githubusercontent.com/mrc-ide/global-lmic-reports/master/AFG/projections.csv
https://raw.githubusercontent.com/mrc-ide/global-lmic-reports/master/AFG/projections.csv
https://raw.githubusercontent.com/mrc-ide/global-lmic-reports/master/AFG/projections.csv
https://raw.githubusercontent.com/mrc-ide/global-lmic-reports/master/AFG/projections.csv
https://raw.githubusercontent.com/mrc-ide/global-lmic-reports/master/AFG/projections.csv
https://raw.githubusercontent.com/mrc-ide/global-lmic-reports/master/AFG/projections.csv
https://raw.githubusercontent.com/mrc-ide/global-lmic-reports/master/AFG/projections.csv
https://raw.githubusercontent.com/mrc-ide/global-lmic-reports/master/AFG/projections.csv
https://raw.githubusercontent.com/mrc-ide/global-lmic-reports/master/AFG/projections.csv
https://raw.githubusercontent.com/mrc-ide/global-lmic-reports/master/AFG/projections.csv
https://raw.githubusercontent.com/mrc-ide/global-lmic-reports/master/AFG/projections.csv
https://raw.githubusercontent.com/mrc-ide/global-lmic-reports/master/AFG/projections.csv
https://raw.githubusercontent.com/mrc-ide/global-lmic-reports/master/AFG/projections.csv
https://raw.githubusercontent.com/mrc-ide/global-lmic-reports/master/AFG/projections.csv
https://raw.githubusercontent.com/mrc-ide/global-lmic-reports/master/AFG/projections.csv
https://raw.githubusercontent.com/mrc-ide/global-lmic-reports/master/AFG/projections.csv
https://raw.githubusercontent.com/mrc-ide/global-lmic-reports/master/AFG/projections.csv
https://raw.githubusercontent.com/mrc-ide/global-lmic-reports/master/AFG/projections.csv
https://raw.githubusercontent.com/mrc-ide/global-lmic-reports/master/AFG/projections.csv
https://raw.githubusercontent.com/mrc-ide/global-lmic-reports/master/AFG/projections.csv
https://raw.githubusercontent.com/mrc-ide/global-lmic-reports/master/AFG/projections.csv
https://raw.githubusercontent.com/mrc-ide/global-lmic-reports/master/AFG/projections.csv
https://raw.githubusercontent.com/mrc-ide/global-lmic-reports/master/AFG/projections.csv
https://raw.githubusercontent.com/mrc-ide/global-lmic-reports/master/AFG/projections.csv
https://raw.githubusercontent.com/mrc-ide/global-lmic-reports/master/AFG/projections.csv
https://raw.githubusercontent.com/mrc-ide/global-lmic-reports/master/AFG/projections.csv
https://raw.githubusercontent.com/mrc-ide/global-lmic-reports/master/AFG/projections.csv
https://raw.githubusercontent.com/mrc-ide/global-lmic-reports/master/AFG/projections.csv
https://raw.githubusercontent.com/mrc-ide/global-lmic-reports/master/AFG/projections.csv
https://raw.githubusercontent.com/mrc-ide/global-lmic-reports/master/AFG/projections.csv
https://raw.githubusercontent.com/mrc-ide/global-lmic-reports/master/AFG/projections.csv
https://raw.githubusercontent.com/mrc-ide/global-lmic-reports/master/AFG/projections.csv
https://raw.githubusercontent.com/mrc-ide/global-lmic-reports/master/AFG/projections.csv
https://raw.githubusercontent.com/mrc-ide/global-lmic-reports/master/AFG/projections.csv
https://raw.githubusercontent.com/mrc-ide/global-lmic-reports/master/AFG/projections.csv
https://raw.githubusercontent.com/mrc-ide/global-lmic-reports/master/AFG/projections.csv
https://raw.githubusercontent.com/mrc-ide/global-lmic-reports/master/AFG/projections.csv
https://raw.githubusercontent.com/mrc-ide/global-lmic-reports/master/AFG/projections.csv
https://raw.githubusercontent.com/mrc-ide/global-lmic-reports/master/AFG/projections.csv
https://raw.githubusercontent.com/mrc-ide/global-lmic-reports/master/AFG/projections.csv
https://raw.githubusercontent.com/mrc-ide/global-lmic-reports/master/AFG/projections.csv
https://raw.githubusercontent.com/mrc-ide/global-lmic-reports/master/AFG/projections.csv
https://raw.githubusercontent.com/mrc-ide/global-lmic-reports/master/AFG/projections.csv
https://raw.githubusercontent.com/mrc-ide/global-lmic-reports/master/AFG/projections.csv
https://raw.githubusercontent.com/mrc-ide/global-lmic-reports/master/AFG/projections.csv
https://raw.githubusercontent.com/mrc-ide/global-lmic-reports/master/AFG/projections.csv
https://raw.githubusercontent.com/mrc-ide/global-lmic-reports/master/AFG/projections.csv
https://raw.githubusercontent.com/mrc-ide/global-lmic-reports/master/AFG/projections.csv
https://raw.githubusercontent.com/mrc-ide/global-lmic-reports/master/AFG/projections.csv
https://raw.githubusercontent.com/mrc-ide/global-lmic-reports/master/AFG/projections.csv
https://raw.githubusercontent.com/mrc-ide/global-lmic-reports/master/AFG/projections.csv
https://raw.githubusercontent.com/mrc-ide/global-lmic-reports/master/AFG/projections.csv
https://raw.githubusercontent.com/mrc-ide/global-lmic-reports/master/AFG/projections.csv
https://raw.githubusercontent.com/mrc-ide/global-lmic-reports/master/AFG/projections.csv
https://raw.githubusercontent.com/mrc-ide/global-lmic-reports/master/AFG/projections.csv
https://raw.githubusercontent.com/mrc-ide/global-lmic-reports/master/AFG/projections.csv
https://raw.githubusercontent.com/mrc-ide/global-lmic-reports/master/AFG/projections.csv
https://raw.githubusercontent.com/mrc-ide/global-lmic-reports/master/AFG/projections.csv
https://raw.githubusercontent.com/mrc-ide/global-lmic-reports/master/AFG/projections.csv
https://raw.githubusercontent.com/mrc-ide/global-lmic-reports/master/AFG/projections.csv
https://raw.githubusercontent.com/mrc-ide/global-lmic-reports/master/AFG/projections.csv
https://raw.githubusercontent.com/mrc-ide/global-lmic-reports/master/AFG/projections.csv
https://raw.githubusercontent.com/mrc-ide/global-lmic-reports/master/AFG/projections.csv
https://raw.githubusercontent.com/mrc-ide/global-lmic-reports/master/AFG/projections.csv
https://raw.githubusercontent.com/mrc-ide/global-lmic-reports/master/AFG/projections.csv
https://raw.githubusercontent.com/mrc-ide/global-lmic-reports/master/AFG/projections.csv
https://raw.githubusercontent.com/mrc-ide/global-lmic-reports/master/AFG/projections.csv
https://raw.githubusercontent.com/mrc-ide/global-lmic-reports/master/AFG/projections.csv
https://raw.githubusercontent.com/mrc-ide/global-lmic-reports/master/AFG/projections.csv
https://raw.githubusercontent.com/mrc-ide/global-lmic-reports/master/AFG/projections.csv
https://raw.githubusercontent.com/mrc-ide/global-lmic-reports/master/AFG/projections.csv
https://raw.githubusercontent.com/mrc-ide/global-lmic-reports/master/AFG/projections.csv
https://raw.githubusercontent.com/mrc-ide/global-lmic-reports/master/AFG/projections.csv
https://raw.githubusercontent.com/mrc-ide/global-lmic-reports/master/AFG/projections.csv
https://raw.githubusercontent.com/mrc-ide/global-lmic-reports/master/AFG/projections.csv
https://raw.githubusercontent.com/mrc-ide/global-lmic-reports/master/AFG/projections.csv
https://raw.githubusercontent.com/mrc-ide/global-lmic-reports/master/AFG/projections.csv
https://raw.githubusercontent.com/mrc-ide/global-lmic-reports/master/AFG/projections.csv
https://raw.githubusercontent.com/mrc-ide/global-lmic-reports/master/AFG/projections.csv
https://raw.githubusercontent.com/mrc-ide/global-lmic-reports/master/AFG/projections.csv
https://raw.githubusercontent.com/mrc-ide/global-lmic-reports/master/AFG/projections.csv
https://raw.githubusercontent.com/mrc-ide/global-lmic-reports/master/AFG/projections.csv
https://raw.githubusercontent.com/mrc-ide/global-lmic-reports/master/AFG/projections.csv
https://raw.githubusercontent.com/mrc-ide/global-lmic-reports/master/AFG/projections.csv
https://raw.githubusercontent.com/mrc-ide/global-lmic-reports/master/AFG/projections.csv
https://raw.githubusercontent.com/mrc-ide/global-lmic-reports/master/AFG/projections.csv
https://raw.githubusercontent.com/mrc-ide/global-lmic-reports/master/AFG/projections.csv
https://raw.githubusercontent.com/mrc-ide/global-lmic-reports/master/AFG/projections.csv
https://raw.githubusercontent.com/mrc-ide/global-lmic-reports/master/AFG/projections.csv
https://raw.githubusercontent.com/mrc-ide/global-lmic-reports/master/AFG/projections.csv
https://raw.githubusercontent.com/mrc-ide/global-lmic-reports/master/AFG/projections.csv
https://raw.githubusercontent.com/mrc-ide/global-lmic-reports/master/AFG/projections.csv
https://raw.githubusercontent.com/mrc-ide/global-lmic-reports/master/AFG/projections.csv
https://raw.githubusercontent.com/mrc-ide/global-lmic-reports/master/AFG/projections.csv
https://raw.githubusercontent.com/mrc-ide/global-lmic-reports/master/AFG/projections.csv
https://raw.githubusercontent.com/mrc-ide/global-lmic-reports/master/AFG/projections.csv
https://raw.githubusercontent.com/mrc-ide/global-lmic-reports/master/AFG/projections.csv
https://raw.githubusercontent.com/mrc-ide/global-lmic-reports/master/AFG/projections.csv
https://raw.githubusercontent.com/mrc-ide/global-lmic-reports/master/AFG/projections.csv
https://raw.githubusercontent.com/mrc-ide/global-lmic-reports/master/AFG/projections.csv
https://raw.githubusercontent.com/mrc-ide/global-lmic-reports/master/AFG/projections.csv
https://raw.githubusercontent.com/mrc-ide/global-lmic-reports/master/AFG/projections.csv
https://raw.githubusercontent.com/mrc-ide/global-lmic-reports/master/AFG/projections.csv
https://raw.githubusercontent.com/mrc-ide/global-lmic-reports/master/AFG/projections.csv
https://raw.githubusercontent.com/mrc-ide/global-lmic-reports/master/AFG/projections.csv
https://raw.githubusercontent.com/mrc-ide/global-lmic-reports/master/AFG/projections.csv
https://raw.githubusercontent.com/mrc-ide/global-lmic-reports/master/AFG/projections.csv
https://raw.githubusercontent.com/mrc-ide/global-lmic-reports/master/AFG/projections.csv
https://raw.githubusercontent.com/mrc-ide/global-lmic-reports/master/AFG/projections.csv
https://raw.githubusercontent.com/mrc-ide/global-lmic-reports/master/AFG/projections.csv
https://raw.githubusercontent.com/mrc-ide/global-lmic-reports/master/AFG/projections.csv
https://raw.githubusercontent.com/mrc-ide/global-lmic-reports/master/AFG/projections.csv
https://raw.githubusercontent.com/mrc-ide/global-lmic-reports/master/AFG/projections.csv
https://raw.githubusercontent.com/mrc-ide/global-lmic-reports/master/AFG/projections.csv
https://raw.githubusercontent.com/mrc-ide/global-lmic-reports/master/AFG/projections.csv
https://raw.githubusercontent.com/mrc-ide/global-lmic-reports/master/AFG/projections.csv
https://raw.githubusercontent.com/mrc-ide/global-lmic-reports/master/AFG/projections.csv
https://raw.githubusercontent.com/mrc-ide/global-lmic-reports/master/AFG/projections.csv
https://raw.githubusercontent.com/mrc-ide/global-lmic-reports/master/AFG/projections.csv
https://raw.githubusercontent.com/mrc-ide/global-lmic-reports/master/AFG/projections.csv
https://raw.githubusercontent.com/mrc-ide/global-lmic-reports/master/AFG/projections.csv
https://raw.githubusercontent.com/mrc-ide/global-lmic-reports/master/AFG/projections.csv
https://raw.githubusercontent.com/mrc-ide/global-lmic-reports/master/AFG/projections.csv
https://raw.githubusercontent.com/mrc-ide/global-lmic-reports/master/AFG/projections.csv
https://raw.githubusercontent.com/mrc-ide/global-lmic-reports/master/AFG/projections.csv
https://raw.githubusercontent.com/mrc-ide/global-lmic-reports/master/AFG/projections.csv
https://raw.githubusercontent.com/mrc-ide/global-lmic-reports/master/AFG/projections.csv
https://raw.githubusercontent.com/mrc-ide/global-lmic-reports/master/AFG/projections.csv
https://raw.githubusercontent.com/mrc-ide/global-lmic-reports/master/AFG/projections.csv
https://raw.githubusercontent.com/mrc-ide/global-lmic-reports/master/AFG/projections.csv
https://raw.githubusercontent.com/mrc-ide/global-lmic-reports/master/AFG/projections.csv
https://raw.githubusercontent.com/mrc-ide/global-lmic-reports/master/AFG/projections.csv
https://raw.githubusercontent.com/mrc-ide/global-lmic-reports/master/AFG/projections.csv
https://raw.githubusercontent.com/mrc-ide/global-lmic-reports/master/AFG/projections.csv
https://raw.githubusercontent.com/mrc-ide/global-lmic-reports/master/AFG/projections.csv
https://raw.githubusercontent.com/mrc-ide/global-lmic-reports/master/AFG/projections.csv
https://raw.githubusercontent.com/mrc-ide/global-lmic-reports/master/AFG/projections.csv
https://raw.githubusercontent.com/mrc-ide/global-lmic-reports/master/AFG/projections.csv
https://raw.githubusercontent.com/mrc-ide/global-lmic-reports/master/AFG/projections.csv
https://raw.githubusercontent.com/mrc-ide/global-lmic-reports/master/AFG/projections.csv
https://raw.githubusercontent.com/mrc-ide/global-lmic-reports/master/AFG/projections.csv
https://raw.githubusercontent.com/mrc-ide/global-lmic-reports/master/AFG/projections.csv
https://raw.githubusercontent.com/mrc-ide/global-lmic-reports/master/AFG/projections.csv
https://raw.githubusercontent.com/mrc-ide/global-lmic-reports/master/AFG/projections.csv
https://raw.githubusercontent.com/mrc-ide/global-lmic-reports/master/AFG/projections.csv
https://raw.githubusercontent.com/mrc-ide/global-lmic-reports/master/AFG/projections.csv
https://raw.githubusercontent.com/mrc-ide/global-lmic-reports/master/AFG/projections.csv
https://raw.githubusercontent.com/mrc-ide/global-lmic-reports/master/AFG/projections.csv
https://raw.githubusercontent.com/mrc-ide/global-lmic-reports/master/AFG/projections.csv
https://raw.githubusercontent.com/mrc-ide/global-lmic-reports/master/AFG/projections.csv
https://raw.githubusercontent.com/mrc-ide/global-lmic-reports/master/AFG/projections.csv
https://raw.githubusercontent.com/mrc-ide/global-lmic-reports/master/AFG/projections.csv
https://raw.githubusercontent.com/mrc-ide/global-lmic-reports/master/AFG/projections.csv
https://raw.githubusercontent.com/mrc-ide/global-lmic-reports/master/AFG/projections.csv
https://raw.githubusercontent.com/mrc-ide/global-lmic-reports/master/AFG/projections.csv
https://raw.githubusercontent.com/mrc-ide/global-lmic-reports/master/AFG/projections.csv
https://raw.githubusercontent.com/mrc-ide/global-lmic-reports/master/AFG/projections.csv
https://raw.githubusercontent.com/mrc-ide/global-lmic-reports/master/AFG/projections.csv
https://raw.githubusercontent.com/mrc-ide/global-lmic-reports/master/AFG/projections.csv
https://raw.githubusercontent.com/mrc-ide/global-lmic-reports/master/AFG/projections.csv
https://raw.githubusercontent.com/mrc-ide/global-lmic-reports/master/AFG/projections.csv
https://raw.githubusercontent.com/mrc-ide/global-lmic-reports/master/AFG/projections.csv
https://raw.githubusercontent.com/mrc-ide/global-lmic-reports/master/AFG/projections.csv
https://raw.githubusercontent.com/mrc-ide/global-lmic-reports/master/AFG/projections.csv
https://raw.githubusercontent.com/mrc-ide/global-lmic-reports/master/AFG/projections.csv
https://raw.githubusercontent.com/mrc-ide/global-lmic-reports/master/AFG/projections.csv
https://raw.githubusercontent.com/mrc-ide/global-lmic-reports/master/AFG/projections.csv
https://raw.githubusercontent.com/mrc-ide/global-lmic-reports/master/AFG/projections.csv
https://raw.githubusercontent.com/mrc-ide/global-lmic-reports/master/AFG/projections.csv
https://raw.githubusercontent.com/mrc-ide/global-lmic-reports/master/AFG/projections.csv
https://raw.githubusercontent.com/mrc-ide/global-lmic-reports/master/AFG/projections.csv
https://raw.githubusercontent.com/mrc-ide/global-lmic-reports/master/AFG/projections.csv
https://raw.githubusercontent.com/mrc-ide/global-lmic-reports/master/AFG/projections.csv
https://raw.githubusercontent.com/mrc-ide/global-lmic-reports/master/AFG/projections.csv
https://raw.githubusercontent.com/mrc-ide/global-lmic-reports/master/AFG/projections.csv
https://raw.githubusercontent.com/mrc-ide/global-lmic-reports/master/AFG/projections.csv
https://raw.githubusercontent.com/mrc-ide/global-lmic-reports/master/AFG/projections.csv
https://raw.githubusercontent.com/mrc-ide/global-lmic-reports/master/AFG/projections.csv
https://raw.githubusercontent.com/mrc-ide/global-lmic-reports/master/AFG/projections.csv
https://raw.githubusercontent.com/mrc-ide/global-lmic-reports/master/AFG/projections.csv
https://raw.githubusercontent.com/mrc-ide/global-lmic-reports/master/AFG/projections.csv
https://raw.githubusercontent.com/mrc-ide/global-lmic-reports/master/AFG/projections.csv
https://raw.githubusercontent.com/mrc-ide/global-lmic-reports/master/AFG/projections.csv
https://raw.githubusercontent.com/mrc-ide/global-lmic-reports/master/AFG/projections.csv
https://raw.githubusercontent.com/mrc-ide/global-lmic-reports/master/AFG/projections.csv
https://raw.githubusercontent.com/mrc-ide/global-lmic-reports/master/AFG/projections.csv
https://raw.githubusercontent.com/mrc-ide/global-lmic-reports/master/AFG/projections.csv
https://raw.githubusercontent.com/mrc-ide/global-lmic-reports/master/AFG/projections.csv
https://raw.githubusercontent.com/mrc-ide/global-lmic-reports/master/AFG/projections.csv
https://raw.githubusercontent.com/mrc-ide/global-lmic-reports/master/AFG/projections.csv
https://raw.githubusercontent.com/mrc-ide/global-lmic-reports/master/AFG/projections.csv
https://raw.githubusercontent.com/mrc-ide/global-lmic-reports/master/AFG/projections.csv
https://raw.githubusercontent.com/mrc-ide/global-lmic-reports/master/AFG/projections.csv
https://raw.githubusercontent.com/mrc-ide/global-lmic-reports/master/AFG/projections.csv
https://raw.githubusercontent.com/mrc-ide/global-lmic-reports/master/AFG/projections.csv
https://raw.githubusercontent.com/mrc-ide/global-lmic-reports/master/AFG/projections.csv
https://raw.githubusercontent.com/mrc-ide/global-lmic-reports/master/AFG/projections.csv
https://raw.githubusercontent.com/mrc-ide/global-lmic-reports/master/AFG/projections.csv
https://raw.githubusercontent.com/mrc-ide/global-lmic-reports/master/AFG/projections.csv
https://raw.githubusercontent.com/mrc-ide/global-lmic-reports/master/AFG/projections.csv
https://raw.githubusercontent.com/mrc-ide/global-lmic-reports/master/AFG/projections.csv
https://raw.githubusercontent.com/mrc-ide/global-lmic-reports/master/AFG/projections.csv
https://raw.githubusercontent.com/mrc-ide/global-lmic-reports/master/AFG/projections.csv
https://raw.githubusercontent.com/mrc-ide/global-lmic-reports/master/AFG/projections.csv
https://raw.githubusercontent.com/mrc-ide/global-lmic-reports/master/AFG/projections.csv
https://raw.githubusercontent.com/mrc-ide/global-lmic-reports/master/AFG/projections.csv
https://raw.githubusercontent.com/mrc-ide/global-lmic-reports/master/AFG/projections.csv
https://raw.githubusercontent.com/mrc-ide/global-lmic-reports/master/AFG/projections.csv
https://raw.githubusercontent.com/mrc-ide/global-lmic-reports/master/AFG/projections.csv
https://raw.githubusercontent.com/mrc-ide/global-lmic-reports/master/AFG/projections.csv
https://raw.githubusercontent.com/mrc-ide/global-lmic-reports/master/AFG/projections.csv
https://raw.githubusercontent.com/mrc-ide/global-lmic-reports/master/AFG/projections.csv
https://raw.githubusercontent.com/mrc-ide/global-lmic-reports/master/AFG/projections.csv
https://raw.githubusercontent.com/mrc-ide/global-lmic-reports/master/AFG/projections.csv
https://raw.githubusercontent.com/mrc-ide/global-lmic-reports/master/AFG/projections.csv
https://raw.githubusercontent.com/mrc-ide/global-lmic-reports/master/AFG/projections.csv
https://raw.githubusercontent.com/mrc-ide/global-lmic-reports/master/AFG/projections.csv
https://raw.githubusercontent.com/mrc-ide/global-lmic-reports/master/AFG/projections.csv
https://raw.githubusercontent.com/mrc-ide/global-lmic-reports/master/AFG/projections.csv
https://raw.githubusercontent.com/mrc-ide/global-lmic-reports/master/AFG/projections.csv
https://raw.githubusercontent.com/mrc-ide/global-lmic-reports/master/AFG/projections.csv
https://raw.githubusercontent.com/mrc-ide/global-lmic-reports/master/AFG/projections.csv
https://raw.githubusercontent.com/mrc-ide/global-lmic-reports/master/AFG/projections.csv
https://raw.githubusercontent.com/mrc-ide/global-lmic-reports/master/AFG/projections.csv
https://raw.githubusercontent.com/mrc-ide/global-lmic-reports/master/AFG/projections.csv
https://raw.githubusercontent.com/mrc-ide/global-lmic-reports/master/AFG/projections.csv
https://raw.githubusercontent.com/mrc-ide/global-lmic-reports/master/AFG/projections.csv
https://raw.githubusercontent.com/mrc-ide/global-lmic-reports/master/AFG/projections.csv
https://raw.githubusercontent.com/mrc-ide/global-lmic-reports/master/AFG/projections.csv
https://raw.githubusercontent.com/mrc-ide/global-lmic-reports/master/AFG/projections.csv
https://raw.githubusercontent.com/mrc-ide/global-lmic-reports/master/AFG/projections.csv
https://raw.githubusercontent.com/mrc-ide/global-lmic-reports/master/AFG/projections.csv
https://raw.githubusercontent.com/mrc-ide/global-lmic-reports/master/AFG/projections.csv
https://raw.githubusercontent.com/mrc-ide/global-lmic-reports/master/AFG/projections.csv
https://raw.githubusercontent.com/mrc-ide/global-lmic-reports/master/AFG/projections.csv
https://raw.githubusercontent.com/mrc-ide/global-lmic-reports/master/AFG/projections.csv
https://raw.githubusercontent.com/mrc-ide/global-lmic-reports/master/AFG/projections.csv
https://raw.githubusercontent.com/mrc-ide/global-lmic-reports/master/AFG/projections.csv
https://raw.githubusercontent.com/mrc-ide/global-lmic-reports/master/AFG/projections.csv
https://raw.githubusercontent.com/mrc-ide/global-lmic-reports/master/AFG/projections.csv
https://raw.githubusercontent.com/mrc-ide/global-lmic-reports/master/AFG/projections.csv
https://raw.githubusercontent.com/mrc-ide/global-lmic-reports/master/AFG/projections.csv
https://raw.githubusercontent.com/mrc-ide/global-lmic-reports/master/AFG/projections.csv
https://raw.githubusercontent.com/mrc-ide/global-lmic-reports/master/AFG/projections.csv
https://raw.githubusercontent.com/mrc-ide/global-lmic-reports/master/AFG/projections.csv
https://raw.githubusercontent.com/mrc-ide/global-lmic-reports/master/AFG/projections.csv
https://raw.githubusercontent.com/mrc-ide/global-lmic-reports/master/AFG/projections.csv
https://raw.githubusercontent.com/mrc-ide/global-lmic-reports/master/AFG/projections.csv
https://raw.githubusercontent.com/mrc-ide/global-lmic-reports/master/AFG/projections.csv
https://raw.githubusercontent.com/mrc-ide/global-lmic-reports/master/AFG/projections.csv
https://raw.githubusercontent.com/mrc-ide/global-lmic-reports/master/AFG/projections.csv
https://raw.githubusercontent.com/mrc-ide/global-lmic-reports/master/AFG/projections.csv
https://raw.githubusercontent.com/mrc-ide/global-lmic-reports/master/AFG/projections.csv
https://raw.githubusercontent.com/mrc-ide/global-lmic-reports/master/AFG/projections.csv
https://raw.githubusercontent.com/mrc-ide/global-lmic-reports/master/AFG/projections.csv
https://raw.githubusercontent.com/mrc-ide/global-lmic-reports/master/AFG/projections.csv
https://raw.githubusercontent.com/mrc-ide/global-lmic-reports/master/AFG/projections.csv
https://raw.githubusercontent.com/mrc-ide/global-lmic-reports/master/AFG/projections.csv
https://raw.githubusercontent.com/mrc-ide/global-lmic-reports/master/AFG/projections.csv
https://raw.githubusercontent.com/mrc-ide/global-lmic-reports/master/AFG/projections.csv
https://raw.githubusercontent.com/mrc-ide/global-lmic-reports/master/AFG/projections.csv
https://raw.githubusercontent.com/mrc-ide/global-lmic-reports/master/AFG/projections.csv
https://raw.githubusercontent.com/mrc-ide/global-lmic-reports/master/AFG/projections.csv
https://raw.githubusercontent.com/mrc-ide/global-lmic-reports/master/AFG/projections.csv
https://raw.githubusercontent.com/mrc-ide/global-lmic-reports/master/AFG/projections.csv
https://raw.githubusercontent.com/mrc-ide/global-lmic-reports/master/AFG/projections.csv
https://raw.githubusercontent.com/mrc-ide/global-lmic-reports/master/AFG/projections.csv
https://raw.githubusercontent.com/mrc-ide/global-lmic-reports/master/AFG/projections.csv
https://raw.githubusercontent.com/mrc-ide/global-lmic-reports/master/AFG/projections.csv
https://raw.githubusercontent.com/mrc-ide/global-lmic-reports/master/AFG/projections.csv
https://raw.githubusercontent.com/mrc-ide/global-lmic-reports/master/AFG/projections.csv
https://raw.githubusercontent.com/mrc-ide/global-lmic-reports/master/AFG/projections.csv
https://raw.githubusercontent.com/mrc-ide/global-lmic-reports/master/AFG/projections.csv
https://raw.githubusercontent.com/mrc-ide/global-lmic-reports/master/AFG/projections.csv
https://raw.githubusercontent.com/mrc-ide/global-lmic-reports/master/AFG/projections.csv
https://raw.githubusercontent.com/mrc-ide/global-lmic-reports/master/AFG/projections.csv
https://raw.githubusercontent.com/mrc-ide/global-lmic-reports/master/AFG/projections.csv
https://raw.githubusercontent.com/mrc-ide/global-lmic-reports/master/AFG/projections.csv
https://raw.githubusercontent.com/mrc-ide/global-lmic-reports/master/AFG/projections.csv
https://raw.githubusercontent.com/mrc-ide/global-lmic-reports/master/AFG/projections.csv
https://raw.githubusercontent.com/mrc-ide/global-lmic-reports/master/AFG/projections.csv
https://raw.githubusercontent.com/mrc-ide/global-lmic-reports/master/AFG/projections.csv
https://raw.githubusercontent.com/mrc-ide/global-lmic-reports/master/AFG/projections.csv
https://raw.githubusercontent.com/mrc-ide/global-lmic-reports/master/AFG/projections.csv
https://raw.githubusercontent.com/mrc-ide/global-lmic-reports/master/AFG/projections.csv
https://raw.githubusercontent.com/mrc-ide/global-lmic-reports/master/AFG/projections.csv
https://raw.githubusercontent.com/mrc-ide/global-lmic-reports/master/AFG/projections.csv
https://raw.githubusercontent.com/mrc-ide/global-lmic-reports/master/AFG/projections.csv
https://raw.githubusercontent.com/mrc-ide/global-lmic-reports/master/AFG/projections.csv
https://raw.githubusercontent.com/mrc-ide/global-lmic-reports/master/AFG/projections.csv
https://raw.githubusercontent.com/mrc-ide/global-lmic-reports/master/AFG/projections.csv
https://raw.githubusercontent.com/mrc-ide/global-lmic-reports/master/AFG/projections.csv
https://raw.githubusercontent.com/mrc-ide/global-lmic-reports/master/AFG/projections.csv
https://raw.githubusercontent.com/mrc-ide/global-lmic-reports/master/AFG/projections.csv
https://raw.githubusercontent.com/mrc-ide/global-lmic-reports/master/AFG/projections.csv
https://raw.githubusercontent.com/mrc-ide/global-lmic-reports/master/AFG/projections.csv
https://raw.githubusercontent.com/mrc-ide/global-lmic-reports/master/AFG/projections.csv
https://raw.githubusercontent.com/mrc-ide/global-lmic-reports/master/AFG/projections.csv
https://raw.githubusercontent.com/mrc-ide/global-lmic-reports/master/AFG/projections.csv
https://raw.githubusercontent.com/mrc-ide/global-lmic-reports/master/AFG/projections.csv
https://raw.githubusercontent.com/mrc-ide/global-lmic-reports/master/AFG/projections.csv
https://raw.githubusercontent.com/mrc-ide/global-lmic-reports/master/AFG/projections.csv
https://raw.githubusercontent.com/mrc-ide/global-lmic-reports/master/AFG/projections.csv
https://raw.githubusercontent.com/mrc-ide/global-lmic-reports/master/AFG/projections.csv
https://raw.githubusercontent.com/mrc-ide/global-lmic-reports/master/AFG/projections.csv
https://raw.githubusercontent.com/mrc-ide/global-lmic-reports/master/AFG/projections.csv
https://raw.githubusercontent.com/mrc-ide/global-lmic-reports/master/AFG/projections.csv
https://raw.githubusercontent.com/mrc-ide/global-lmic-reports/master/AFG/projections.csv
https://raw.githubusercontent.com/mrc-ide/global-lmic-reports/master/AFG/projections.csv
https://raw.githubusercontent.com/mrc-ide/global-lmic-reports/master/AFG/projections.csv
https://raw.githubusercontent.com/mrc-ide/global-lmic-reports/master/AFG/projections.csv
https://raw.githubusercontent.com/mrc-ide/global-lmic-reports/master/AFG/projections.csv
https://raw.githubusercontent.com/mrc-ide/global-lmic-reports/master/AFG/projections.csv
https://raw.githubusercontent.com/mrc-ide/global-lmic-reports/master/AFG/projections.csv
https://raw.githubusercontent.com/mrc-ide/global-lmic-reports/master/AFG/projections.csv
https://raw.githubusercontent.com/mrc-ide/global-lmic-reports/master/AFG/projections.csv
https://raw.githubusercontent.com/mrc-ide/global-lmic-reports/master/AFG/projections.csv
https://raw.githubusercontent.com/mrc-ide/global-lmic-reports/master/AFG/projections.csv
https://raw.githubusercontent.com/mrc-ide/global-lmic-reports/master/AFG/projections.csv
https://raw.githubusercontent.com/mrc-ide/global-lmic-reports/master/AFG/projections.csv
https://raw.githubusercontent.com/mrc-ide/global-lmic-reports/master/AFG/projections.csv
https://raw.githubusercontent.com/mrc-ide/global-lmic-reports/master/AFG/projections.csv
https://raw.githubusercontent.com/mrc-ide/global-lmic-reports/master/AFG/projections.csv
https://raw.githubusercontent.com/mrc-ide/global-lmic-reports/master/AFG/projections.csv
https://raw.githubusercontent.com/mrc-ide/global-lmic-reports/master/AFG/projections.csv
https://raw.githubusercontent.com/mrc-ide/global-lmic-reports/master/AFG/projections.csv
https://raw.githubusercontent.com/mrc-ide/global-lmic-reports/master/AFG/projections.csv
https://raw.githubusercontent.com/mrc-ide/global-lmic-reports/master/AFG/projections.csv
https://raw.githubusercontent.com/mrc-ide/global-lmic-reports/master/AFG/projections.csv
https://raw.githubusercontent.com/mrc-ide/global-lmic-reports/master/AFG/projections.csv
https://raw.githubusercontent.com/mrc-ide/global-lmic-reports/master/AFG/projections.csv
https://raw.githubusercontent.com/mrc-ide/global-lmic-reports/master/AFG/projections.csv
https://raw.githubusercontent.com/mrc-ide/global-lmic-reports/master/AFG/projections.csv
https://raw.githubusercontent.com/mrc-ide/global-lmic-reports/master/AFG/projections.csv
https://raw.githubusercontent.com/mrc-ide/global-lmic-reports/master/AFG/projections.csv
https://raw.githubusercontent.com/mrc-ide/global-lmic-reports/master/AFG/projections.csv
https://raw.githubusercontent.com/mrc-ide/global-lmic-reports/master/AFG/projections.csv
https://raw.githubusercontent.com/mrc-ide/global-lmic-reports/master/AFG/projections.csv
https://raw.githubusercontent.com/mrc-ide/global-lmic-reports/master/AFG/projections.csv
https://raw.githubusercontent.com/mrc-ide/global-lmic-reports/master/AFG/projections.csv
https://raw.githubusercontent.com/mrc-ide/global-lmic-reports/master/AFG/projections.csv
https://raw.githubusercontent.com/mrc-ide/global-lmic-reports/master/AFG/projections.csv
https://raw.githubusercontent.com/mrc-ide/global-lmic-reports/master/AFG/projections.csv
https://raw.githubusercontent.com/mrc-ide/global-lmic-reports/master/AFG/projections.csv
https://raw.githubusercontent.com/mrc-ide/global-lmic-reports/master/AFG/projections.csv
https://raw.githubusercontent.com/mrc-ide/global-lmic-reports/master/AFG/projections.csv
https://raw.githubusercontent.com/mrc-ide/global-lmic-reports/master/AFG/projections.csv
https://raw.githubusercontent.com/mrc-ide/global-lmic-reports/master/AFG/projections.csv
https://raw.githubusercontent.com/mrc-ide/global-lmic-reports/master/AFG/projections.csv
https://raw.githubusercontent.com/mrc-ide/global-lmic-reports/master/AFG/projections.csv
https://raw.githubusercontent.com/mrc-ide/global-lmic-reports/master/AFG/projections.csv
https://raw.githubusercontent.com/mrc-ide/global-lmic-reports/master/AFG/projections.csv
https://raw.githubusercontent.com/mrc-ide/global-lmic-reports/master/AFG/projections.csv
https://raw.githubusercontent.com/mrc-ide/global-lmic-reports/master/AFG/projections.csv
https://raw.githubusercontent.com/mrc-ide/global-lmic-reports/master/AFG/projections.csv
https://raw.githubusercontent.com/mrc-ide/global-lmic-reports/master/AFG/projections.csv
https://raw.githubusercontent.com/mrc-ide/global-lmic-reports/master/AFG/projections.csv
https://raw.githubusercontent.com/mrc-ide/global-lmic-reports/master/AFG/projections.csv
https://raw.githubusercontent.com/mrc-ide/global-lmic-reports/master/AFG/projections.csv
https://raw.githubusercontent.com/mrc-ide/global-lmic-reports/master/AFG/projections.csv
https://raw.githubusercontent.com/mrc-ide/global-lmic-reports/master/AFG/projections.csv
https://raw.githubusercontent.com/mrc-ide/global-lmic-reports/master/AFG/projections.csv
https://raw.githubusercontent.com/mrc-ide/global-lmic-reports/master/AFG/projections.csv
https://raw.githubusercontent.com/mrc-ide/global-lmic-reports/master/AFG/projections.csv
https://raw.githubusercontent.com/mrc-ide/global-lmic-reports/master/AFG/projections.csv
https://raw.githubusercontent.com/mrc-ide/global-lmic-reports/master/AFG/projections.csv
https://raw.githubusercontent.com/mrc-ide/global-lmic-reports/master/AFG/projections.csv
https://raw.githubusercontent.com/mrc-ide/global-lmic-reports/master/AFG/projections.csv
https://raw.githubusercontent.com/mrc-ide/global-lmic-reports/master/AFG/projections.csv
https://raw.githubusercontent.com/mrc-ide/global-lmic-reports/master/AFG/projections.csv
https://raw.githubusercontent.com/mrc-ide/global-lmic-reports/master/AFG/projections.csv
https://raw.githubusercontent.com/mrc-ide/global-lmic-reports/master/AFG/projections.csv
https://raw.githubusercontent.com/mrc-ide/global-lmic-reports/master/AFG/projections.csv
https://raw.githubusercontent.com/mrc-ide/global-lmic-reports/master/AFG/projections.csv
https://raw.githubusercontent.com/mrc-ide/global-lmic-reports/master/AFG/projections.csv
https://raw.githubusercontent.com/mrc-ide/global-lmic-reports/master/AFG/projections.csv
https://raw.githubusercontent.com/mrc-ide/global-lmic-reports/master/AFG/projections.csv
https://raw.githubusercontent.com/mrc-ide/global-lmic-reports/master/AFG/projections.csv
https://raw.githubusercontent.com/mrc-ide/global-lmic-reports/master/AFG/projections.csv
https://raw.githubusercontent.com/mrc-ide/global-lmic-reports/master/AFG/projections.csv
https://raw.githubusercontent.com/mrc-ide/global-lmic-reports/master/AFG/projections.csv
https://raw.githubusercontent.com/mrc-ide/global-lmic-reports/master/AFG/projections.csv
https://raw.githubusercontent.com/mrc-ide/global-lmic-reports/master/AFG/projections.csv
https://raw.githubusercontent.com/mrc-ide/global-lmic-reports/master/AFG/projections.csv
https://raw.githubusercontent.com/mrc-ide/global-lmic-reports/master/AFG/projections.csv
https://raw.githubusercontent.com/mrc-ide/global-lmic-reports/master/AFG/projections.csv
https://raw.githubusercontent.com/mrc-ide/global-lmic-reports/master/AFG/projections.csv
https://raw.githubusercontent.com/mrc-ide/global-lmic-reports/master/AFG/projections.csv
https://raw.githubusercontent.com/mrc-ide/global-lmic-reports/master/AFG/projections.csv
https://raw.githubusercontent.com/mrc-ide/global-lmic-reports/master/AFG/projections.csv
https://raw.githubusercontent.com/mrc-ide/global-lmic-reports/master/AFG/projections.csv
https://raw.githubusercontent.com/mrc-ide/global-lmic-reports/master/AFG/projections.csv
https://raw.githubusercontent.com/mrc-ide/global-lmic-reports/master/AFG/projections.csv
https://raw.githubusercontent.com/mrc-ide/global-lmic-reports/master/AFG/projections.csv
https://raw.githubusercontent.com/mrc-ide/global-lmic-reports/master/AFG/projections.csv
https://raw.githubusercontent.com/mrc-ide/global-lmic-reports/master/AFG/projections.csv
https://raw.githubusercontent.com/mrc-ide/global-lmic-reports/master/AFG/projections.csv
https://raw.githubusercontent.com/mrc-ide/global-lmic-reports/master/AFG/projections.csv
https://raw.githubusercontent.com/mrc-ide/global-lmic-reports/master/AFG/projections.csv
https://raw.githubusercontent.com/mrc-ide/global-lmic-reports/master/AFG/projections.csv
https://raw.githubusercontent.com/mrc-ide/global-lmic-reports/master/AFG/projections.csv
https://raw.githubusercontent.com/mrc-ide/global-lmic-reports/master/AFG/projections.csv
https://raw.githubusercontent.com/mrc-ide/global-lmic-reports/master/AFG/projections.csv
https://raw.githubusercontent.com/mrc-ide/global-lmic-reports/master/AFG/projections.csv
https://raw.githubusercontent.com/mrc-ide/global-lmic-reports/master/AFG/projections.csv
https://raw.githubusercontent.com/mrc-ide/global-lmic-reports/master/AFG/projections.csv
https://raw.githubusercontent.com/mrc-ide/global-lmic-reports/master/AFG/projections.csv
https://raw.githubusercontent.com/mrc-ide/global-lmic-reports/master/AFG/projections.csv
https://raw.githubusercontent.com/mrc-ide/global-lmic-reports/master/AFG/projections.csv
https://raw.githubusercontent.com/mrc-ide/global-lmic-reports/master/AFG/projections.csv
https://raw.githubusercontent.com/mrc-ide/global-lmic-reports/master/AFG/projections.csv
https://raw.githubusercontent.com/mrc-ide/global-lmic-reports/master/AFG/projections.csv
https://raw.githubusercontent.com/mrc-ide/global-lmic-reports/master/AFG/projections.csv
https://raw.githubusercontent.com/mrc-ide/global-lmic-reports/master/AFG/projections.csv
https://raw.githubusercontent.com/mrc-ide/global-lmic-reports/master/AFG/projections.csv
https://raw.githubusercontent.com/mrc-ide/global-lmic-reports/master/AFG/projections.csv
https://raw.githubusercontent.com/mrc-ide/global-lmic-reports/master/AFG/projections.csv
https://raw.githubusercontent.com/mrc-ide/global-lmic-reports/master/AFG/projections.csv
https://raw.githubusercontent.com/mrc-ide/global-lmic-reports/master/AFG/projections.csv
https://raw.githubusercontent.com/mrc-ide/global-lmic-reports/master/AFG/projections.csv
https://raw.githubusercontent.com/mrc-ide/global-lmic-reports/master/AFG/projections.csv
https://raw.githubusercontent.com/mrc-ide/global-lmic-reports/master/AFG/projections.csv
https://raw.githubusercontent.com/mrc-ide/global-lmic-reports/master/AFG/projections.csv
https://raw.githubusercontent.com/mrc-ide/global-lmic-reports/master/AFG/projections.csv
https://raw.githubusercontent.com/mrc-ide/global-lmic-reports/master/AFG/projections.csv
https://raw.githubusercontent.com/mrc-ide/global-lmic-reports/master/AFG/projections.csv
https://raw.githubusercontent.com/mrc-ide/global-lmic-reports/master/AFG/projections.csv
https://raw.githubusercontent.com/mrc-ide/global-lmic-reports/master/AFG/projections.csv
https://raw.githubusercontent.com/mrc-ide/global-lmic-reports/master/AFG/projections.csv
https://raw.githubusercontent.com/mrc-ide/global-lmic-reports/master/AFG/projections.csv
https://raw.githubusercontent.com/mrc-ide/global-lmic-reports/master/AFG/projections.csv
https://raw.githubusercontent.com/mrc-ide/global-lmic-reports/master/AFG/projections.csv
https://raw.githubusercontent.com/mrc-ide/global-lmic-reports/master/AFG/projections.csv
https://raw.githubusercontent.com/mrc-ide/global-lmic-reports/master/AFG/projections.csv
https://raw.githubusercontent.com/mrc-ide/global-lmic-reports/master/AFG/projections.csv
https://raw.githubusercontent.com/mrc-ide/global-lmic-reports/master/AFG/projections.csv
https://raw.githubusercontent.com/mrc-ide/global-lmic-reports/master/AFG/projections.csv
https://raw.githubusercontent.com/mrc-ide/global-lmic-reports/master/AFG/projections.csv
https://raw.githubusercontent.com/mrc-ide/global-lmic-reports/master/AFG/projections.csv
https://raw.githubusercontent.com/mrc-ide/global-lmic-reports/master/AFG/projections.csv
https://raw.githubusercontent.com/mrc-ide/global-lmic-reports/master/AFG/projections.csv
https://raw.githubusercontent.com/mrc-ide/global-lmic-reports/master/AFG/projections.csv
https://raw.githubusercontent.com/mrc-ide/global-lmic-reports/master/AFG/projections.csv
https://raw.githubusercontent.com/mrc-ide/global-lmic-reports/master/AFG/projections.csv
https://raw.githubusercontent.com/mrc-ide/global-lmic-reports/master/AFG/projections.csv
https://raw.githubusercontent.com/mrc-ide/global-lmic-reports/master/AFG/projections.csv
https://raw.githubusercontent.com/mrc-ide/global-lmic-reports/master/AFG/projections.csv
https://raw.githubusercontent.com/mrc-ide/global-lmic-reports/master/AFG/projections.csv
https://raw.githubusercontent.com/mrc-ide/global-lmic-reports/master/AFG/projections.csv
https://raw.githubusercontent.com/mrc-ide/global-lmic-reports/master/AFG/projections.csv
https://raw.githubusercontent.com/mrc-ide/global-lmic-reports/master/AFG/projections.csv
https://raw.githubusercontent.com/mrc-ide/global-lmic-reports/master/AFG/projections.csv
https://raw.githubusercontent.com/mrc-ide/global-lmic-reports/master/AFG/projections.csv
https://raw.githubusercontent.com/mrc-ide/global-lmic-reports/master/AFG/projections.csv
https://raw.githubusercontent.com/mrc-ide/global-lmic-reports/master/AFG/projections.csv
https://raw.githubusercontent.com/mrc-ide/global-lmic-reports/master/AFG/projections.csv
https://raw.githubusercontent.com/mrc-ide/global-lmic-reports/master/AFG/projections.csv
https://raw.githubusercontent.com/mrc-ide/global-lmic-reports/master/AFG/projections.csv
https://raw.githubusercontent.com/mrc-ide/global-lmic-reports/master/AFG/projections.csv
https://raw.githubusercontent.com/mrc-ide/global-lmic-reports/master/AFG/projections.csv
https://raw.githubusercontent.com/mrc-ide/global-lmic-reports/master/AFG/projections.csv
https://raw.githubusercontent.com/mrc-ide/global-lmic-reports/master/AFG/projections.csv
https://raw.githubusercontent.com/mrc-ide/global-lmic-reports/master/AFG/projections.csv
https://raw.githubusercontent.com/mrc-ide/global-lmic-reports/master/AFG/projections.csv
https://raw.githubusercontent.com/mrc-ide/global-lmic-reports/master/AFG/projections.csv
https://raw.githubusercontent.com/mrc-ide/global-lmic-reports/master/AFG/projections.csv
https://raw.githubusercontent.com/mrc-ide/global-lmic-reports/master/AFG/projections.csv
https://raw.githubusercontent.com/mrc-ide/global-lmic-reports/master/AFG/projections.csv
https://raw.githubusercontent.com/mrc-ide/global-lmic-reports/master/AFG/projections.csv
https://raw.githubusercontent.com/mrc-ide/global-lmic-reports/master/AFG/projections.csv
https://raw.githubusercontent.com/mrc-ide/global-lmic-reports/master/AFG/projections.csv
https://raw.githubusercontent.com/mrc-ide/global-lmic-reports/master/AFG/projections.csv
https://raw.githubusercontent.com/mrc-ide/global-lmic-reports/master/AFG/projections.csv
https://raw.githubusercontent.com/mrc-ide/global-lmic-reports/master/AFG/projections.csv
https://raw.githubusercontent.com/mrc-ide/global-lmic-reports/master/AFG/projections.csv
https://raw.githubusercontent.com/mrc-ide/global-lmic-reports/master/AFG/projections.csv
https://raw.githubusercontent.com/mrc-ide/global-lmic-reports/master/AFG/projections.csv
https://raw.githubusercontent.com/mrc-ide/global-lmic-reports/master/AFG/projections.csv
https://raw.githubusercontent.com/mrc-ide/global-lmic-reports/master/AFG/projections.csv
https://raw.githubusercontent.com/mrc-ide/global-lmic-reports/master/AFG/projections.csv
https://raw.githubusercontent.com/mrc-ide/global-lmic-reports/master/AFG/projections.csv
https://raw.githubusercontent.com/mrc-ide/global-lmic-reports/master/AFG/projections.csv
https://raw.githubusercontent.com/mrc-ide/global-lmic-reports/master/AFG/projections.csv
https://raw.githubusercontent.com/mrc-ide/global-lmic-reports/master/AFG/projections.csv
https://raw.githubusercontent.com/mrc-ide/global-lmic-reports/master/AFG/projections.csv
https://raw.githubusercontent.com/mrc-ide/global-lmic-reports/master/AFG/projections.csv
https://raw.githubusercontent.com/mrc-ide/global-lmic-reports/master/AFG/projections.csv
https://raw.githubusercontent.com/mrc-ide/global-lmic-reports/master/AFG/projections.csv
https://raw.githubusercontent.com/mrc-ide/global-lmic-reports/master/AFG/projections.csv
https://raw.githubusercontent.com/mrc-ide/global-lmic-reports/master/AFG/projections.csv
https://raw.githubusercontent.com/mrc-ide/global-lmic-reports/master/AFG/projections.csv
https://raw.githubusercontent.com/mrc-ide/global-lmic-reports/master/AFG/projections.csv
https://raw.githubusercontent.com/mrc-ide/global-lmic-reports/master/AFG/projections.csv
https://raw.githubusercontent.com/mrc-ide/global-lmic-reports/master/AFG/projections.csv
https://raw.githubusercontent.com/mrc-ide/global-lmic-reports/master/AFG/projections.csv
https://raw.githubusercontent.com/mrc-ide/global-lmic-reports/master/AFG/projections.csv
https://raw.githubusercontent.com/mrc-ide/global-lmic-reports/master/AFG/projections.csv
https://raw.githubusercontent.com/mrc-ide/global-lmic-reports/master/AFG/projections.csv
https://raw.githubusercontent.com/mrc-ide/global-lmic-reports/master/AFG/projections.csv
https://raw.githubusercontent.com/mrc-ide/global-lmic-reports/master/AFG/projections.csv
https://raw.githubusercontent.com/mrc-ide/global-lmic-reports/master/AFG/projections.csv
https://raw.githubusercontent.com/mrc-ide/global-lmic-reports/master/AFG/projections.csv
https://raw.githubusercontent.com/mrc-ide/global-lmic-reports/master/AFG/projections.csv
https://raw.githubusercontent.com/mrc-ide/global-lmic-reports/master/AFG/projections.csv
https://raw.githubusercontent.com/mrc-ide/global-lmic-reports/master/AFG/projections.csv
https://raw.githubusercontent.com/mrc-ide/global-lmic-reports/master/AFG/projections.csv
https://raw.githubusercontent.com/mrc-ide/global-lmic-reports/master/AFG/projections.csv
https://raw.githubusercontent.com/mrc-ide/global-lmic-reports/master/AFG/projections.csv
https://raw.githubusercontent.com/mrc-ide/global-lmic-reports/master/AFG/projections.csv
https://raw.githubusercontent.com/mrc-ide/global-lmic-reports/master/AFG/projections.csv
https://raw.githubusercontent.com/mrc-ide/global-lmic-reports/master/AFG/projections.csv
https://raw.githubusercontent.com/mrc-ide/global-lmic-reports/master/AFG/projections.csv
https://raw.githubusercontent.com/mrc-ide/global-lmic-reports/master/AFG/projections.csv
https://raw.githubusercontent.com/mrc-ide/global-lmic-reports/master/AFG/projections.csv
https://raw.githubusercontent.com/mrc-ide/global-lmic-reports/master/AFG/projections.csv
https://raw.githubusercontent.com/mrc-ide/global-lmic-reports/master/AFG/projections.csv
https://raw.githubusercontent.com/mrc-ide/global-lmic-reports/master/AFG/projections.csv
https://raw.githubusercontent.com/mrc-ide/global-lmic-reports/master/AFG/projections.csv
https://raw.githubusercontent.com/mrc-ide/global-lmic-reports/master/AFG/projections.csv
https://raw.githubusercontent.com/mrc-ide/global-lmic-reports/master/AFG/projections.csv
https://raw.githubusercontent.com/mrc-ide/global-lmic-reports/master/AFG/projections.csv
https://raw.githubusercontent.com/mrc-ide/global-lmic-reports/master/AFG/projections.csv
https://raw.githubusercontent.com/mrc-ide/global-lmic-reports/master/AFG/projections.csv
https://raw.githubusercontent.com/mrc-ide/global-lmic-reports/master/AFG/projections.csv
https://raw.githubusercontent.com/mrc-ide/global-lmic-reports/master/AFG/projections.csv
https://raw.githubusercontent.com/mrc-ide/global-lmic-reports/master/AFG/projections.csv
https://raw.githubusercontent.com/mrc-ide/global-lmic-reports/master/AFG/projections.csv
https://raw.githubusercontent.com/mrc-ide/global-lmic-reports/master/AFG/projections.csv
https://raw.githubusercontent.com/mrc-ide/global-lmic-reports/master/AFG/projections.csv
https://raw.githubusercontent.com/mrc-ide/global-lmic-reports/master/AFG/projections.csv
https://raw.githubusercontent.com/mrc-ide/global-lmic-reports/master/AFG/projections.csv
https://raw.githubusercontent.com/mrc-ide/global-lmic-reports/master/AFG/projections.csv
https://raw.githubusercontent.com/mrc-ide/global-lmic-reports/master/AFG/projections.csv
https://raw.githubusercontent.com/mrc-ide/global-lmic-reports/master/AFG/projections.csv
https://raw.githubusercontent.com/mrc-ide/global-lmic-reports/master/AFG/projections.csv
https://raw.githubusercontent.com/mrc-ide/global-lmic-reports/master/AFG/projections.csv
https://raw.githubusercontent.com/mrc-ide/global-lmic-reports/master/AFG/projections.csv
https://raw.githubusercontent.com/mrc-ide/global-lmic-reports/master/AFG/projections.csv
https://raw.githubusercontent.com/mrc-ide/global-lmic-reports/master/AFG/projections.csv
https://raw.githubusercontent.com/mrc-ide/global-lmic-reports/master/AFG/projections.csv
https://raw.githubusercontent.com/mrc-ide/global-lmic-reports/master/AFG/projections.csv
https://raw.githubusercontent.com/mrc-ide/global-lmic-reports/master/AFG/projections.csv
https://raw.githubusercontent.com/mrc-ide/global-lmic-reports/master/AFG/projections.csv
https://raw.githubusercontent.com/mrc-ide/global-lmic-reports/master/AFG/projections.csv
https://raw.githubusercontent.com/mrc-ide/global-lmic-reports/master/AFG/projections.csv
https://raw.githubusercontent.com/mrc-ide/global-lmic-reports/master/AFG/projections.csv
https://raw.githubusercontent.com/mrc-ide/global-lmic-reports/master/AFG/projections.csv
https://raw.githubusercontent.com/mrc-ide/global-lmic-reports/master/AFG/projections.csv
https://raw.githubusercontent.com/mrc-ide/global-lmic-reports/master/AFG/projections.csv
https://raw.githubusercontent.com/mrc-ide/global-lmic-reports/master/AFG/projections.csv
https://raw.githubusercontent.com/mrc-ide/global-lmic-reports/master/AFG/projections.csv
https://raw.githubusercontent.com/mrc-ide/global-lmic-reports/master/AFG/projections.csv
https://raw.githubusercontent.com/mrc-ide/global-lmic-reports/master/AFG/projections.csv
https://raw.githubusercontent.com/mrc-ide/global-lmic-reports/master/AFG/projections.csv
https://raw.githubusercontent.com/mrc-ide/global-lmic-reports/master/AFG/projections.csv
https://raw.githubusercontent.com/mrc-ide/global-lmic-reports/master/AFG/projections.csv
https://raw.githubusercontent.com/mrc-ide/global-lmic-reports/master/AFG/projections.csv
https://raw.githubusercontent.com/mrc-ide/global-lmic-reports/master/AFG/projections.csv
https://raw.githubusercontent.com/mrc-ide/global-lmic-reports/master/AFG/projections.csv
https://raw.githubusercontent.com/mrc-ide/global-lmic-reports/master/AFG/projections.csv
https://raw.githubusercontent.com/mrc-ide/global-lmic-reports/master/AFG/projections.csv
https://raw.githubusercontent.com/mrc-ide/global-lmic-reports/master/AFG/projections.csv
https://raw.githubusercontent.com/mrc-ide/global-lmic-reports/master/AFG/projections.csv
https://raw.githubusercontent.com/mrc-ide/global-lmic-reports/master/AFG/projections.csv
https://raw.githubusercontent.com/mrc-ide/global-lmic-reports/master/AFG/projections.csv
https://raw.githubusercontent.com/mrc-ide/global-lmic-reports/master/AFG/projections.csv
https://raw.githubusercontent.com/mrc-ide/global-lmic-reports/master/AFG/projections.csv
https://raw.githubusercontent.com/mrc-ide/global-lmic-reports/master/AFG/projections.csv
https://raw.githubusercontent.com/mrc-ide/global-lmic-reports/master/AFG/projections.csv
https://raw.githubusercontent.com/mrc-ide/global-lmic-reports/master/AFG/projections.csv
https://raw.githubusercontent.com/mrc-ide/global-lmic-reports/master/AFG/projections.csv
https://raw.githubusercontent.com/mrc-ide/global-lmic-reports/master/AFG/projections.csv
https://raw.githubusercontent.com/mrc-ide/global-lmic-reports/master/AFG/projections.csv
https://raw.githubusercontent.com/mrc-ide/global-lmic-reports/master/AFG/projections.csv
https://raw.githubusercontent.com/mrc-ide/global-lmic-reports/master/AFG/projections.csv
https://raw.githubusercontent.com/mrc-ide/global-lmic-reports/master/AFG/projections.csv
https://raw.githubusercontent.com/mrc-ide/global-lmic-reports/master/AFG/projections.csv
https://raw.githubusercontent.com/mrc-ide/global-lmic-reports/master/AFG/projections.csv
https://raw.githubusercontent.com/mrc-ide/global-lmic-reports/master/AFG/projections.csv
https://raw.githubusercontent.com/mrc-ide/global-lmic-reports/master/AFG/projections.csv
https://raw.githubusercontent.com/mrc-ide/global-lmic-reports/master/AFG/projections.csv
https://raw.githubusercontent.com/mrc-ide/global-lmic-reports/master/AFG/projections.csv
https://raw.githubusercontent.com/mrc-ide/global-lmic-reports/master/AFG/projections.csv
https://raw.githubusercontent.com/mrc-ide/global-lmic-reports/master/AFG/projections.csv
https://raw.githubusercontent.com/mrc-ide/global-lmic-reports/master/AFG/projections.csv
https://raw.githubusercontent.com/mrc-ide/global-lmic-reports/master/AFG/projections.csv
https://raw.githubusercontent.com/mrc-ide/global-lmic-reports/master/AFG/projections.csv
https://raw.githubusercontent.com/mrc-ide/global-lmic-reports/master/AFG/projections.csv
https://raw.githubusercontent.com/mrc-ide/global-lmic-reports/master/AFG/projections.csv
https://raw.githubusercontent.com/mrc-ide/global-lmic-reports/master/AFG/projections.csv
https://raw.githubusercontent.com/mrc-ide/global-lmic-reports/master/AFG/projections.csv
https://raw.githubusercontent.com/mrc-ide/global-lmic-reports/master/AFG/projections.csv
https://raw.githubusercontent.com/mrc-ide/global-lmic-reports/master/AFG/projections.csv
https://raw.githubusercontent.com/mrc-ide/global-lmic-reports/master/AFG/projections.csv
https://raw.githubusercontent.com/mrc-ide/global-lmic-reports/master/AFG/projections.csv
https://raw.githubusercontent.com/mrc-ide/global-lmic-reports/master/AFG/projections.csv
https://raw.githubusercontent.com/mrc-ide/global-lmic-reports/master/AFG/projections.csv
https://raw.githubusercontent.com/mrc-ide/global-lmic-reports/master/AFG/projections.csv
https://raw.githubusercontent.com/mrc-ide/global-lmic-reports/master/AFG/projections.csv
https://raw.githubusercontent.com/mrc-ide/global-lmic-reports/master/AFG/projections.csv
https://raw.githubusercontent.com/mrc-ide/global-lmic-reports/master/AFG/projections.csv
https://raw.githubusercontent.com/mrc-ide/global-lmic-reports/master/AFG/projections.csv
https://raw.githubusercontent.com/mrc-ide/global-lmic-reports/master/AFG/projections.csv
https://raw.githubusercontent.com/mrc-ide/global-lmic-reports/master/AFG/projections.csv
https://raw.githubusercontent.com/mrc-ide/global-lmic-reports/master/AFG/projections.csv
https://raw.githubusercontent.com/mrc-ide/global-lmic-reports/master/AFG/projections.csv
https://raw.githubusercontent.com/mrc-ide/global-lmic-reports/master/AFG/projections.csv
https://raw.githubusercontent.com/mrc-ide/global-lmic-reports/master/AFG/projections.csv
https://raw.githubusercontent.com/mrc-ide/global-lmic-reports/master/AFG/projections.csv
https://raw.githubusercontent.com/mrc-ide/global-lmic-reports/master/AFG/projections.csv
https://raw.githubusercontent.com/mrc-ide/global-lmic-reports/master/AFG/projections.csv
https://raw.githubusercontent.com/mrc-ide/global-lmic-reports/master/AFG/projections.csv
https://raw.githubusercontent.com/mrc-ide/global-lmic-reports/master/AFG/projections.csv
https://raw.githubusercontent.com/mrc-ide/global-lmic-reports/master/AFG/projections.csv
https://raw.githubusercontent.com/mrc-ide/global-lmic-reports/master/AFG/projections.csv
https://raw.githubusercontent.com/mrc-ide/global-lmic-reports/master/AFG/projections.csv
https://raw.githubusercontent.com/mrc-ide/global-lmic-reports/master/AFG/projections.csv
https://raw.githubusercontent.com/mrc-ide/global-lmic-reports/master/AFG/projections.csv
https://raw.githubusercontent.com/mrc-ide/global-lmic-reports/master/AFG/projections.csv
https://raw.githubusercontent.com/mrc-ide/global-lmic-reports/master/AFG/projections.csv
https://raw.githubusercontent.com/mrc-ide/global-lmic-reports/master/AFG/projections.csv
https://raw.githubusercontent.com/mrc-ide/global-lmic-reports/master/AFG/projections.csv
https://raw.githubusercontent.com/mrc-ide/global-lmic-reports/master/AFG/projections.csv
https://raw.githubusercontent.com/mrc-ide/global-lmic-reports/master/AFG/projections.csv
https://raw.githubusercontent.com/mrc-ide/global-lmic-reports/master/AFG/projections.csv
https://raw.githubusercontent.com/mrc-ide/global-lmic-reports/master/AFG/projections.csv
https://raw.githubusercontent.com/mrc-ide/global-lmic-reports/master/AFG/projections.csv
https://raw.githubusercontent.com/mrc-ide/global-lmic-reports/master/AFG/projections.csv
https://raw.githubusercontent.com/mrc-ide/global-lmic-reports/master/AFG/projections.csv
https://raw.githubusercontent.com/mrc-ide/global-lmic-reports/master/AFG/projections.csv
https://raw.githubusercontent.com/mrc-ide/global-lmic-reports/master/AFG/projections.csv
https://raw.githubusercontent.com/mrc-ide/global-lmic-reports/master/AFG/projections.csv
https://raw.githubusercontent.com/mrc-ide/global-lmic-reports/master/AFG/projections.csv
https://raw.githubusercontent.com/mrc-ide/global-lmic-reports/master/AFG/projections.csv
https://raw.githubusercontent.com/mrc-ide/global-lmic-reports/master/AFG/projections.csv
https://raw.githubusercontent.com/mrc-ide/global-lmic-reports/master/AFG/projections.csv
https://raw.githubusercontent.com/mrc-ide/global-lmic-reports/master/AFG/projections.csv
https://raw.githubusercontent.com/mrc-ide/global-lmic-reports/master/AFG/projections.csv
https://raw.githubusercontent.com/mrc-ide/global-lmic-reports/master/AFG/projections.csv
https://raw.githubusercontent.com/mrc-ide/global-lmic-reports/master/AFG/projections.csv
https://raw.githubusercontent.com/mrc-ide/global-lmic-reports/master/AFG/projections.csv
https://raw.githubusercontent.com/mrc-ide/global-lmic-reports/master/AFG/projections.csv
https://raw.githubusercontent.com/mrc-ide/global-lmic-reports/master/AFG/projections.csv
https://raw.githubusercontent.com/mrc-ide/global-lmic-reports/master/AFG/projections.csv
https://raw.githubusercontent.com/mrc-ide/global-lmic-reports/master/AFG/projections.csv
https://raw.githubusercontent.com/mrc-ide/global-lmic-reports/master/AFG/projections.csv
https://raw.githubusercontent.com/mrc-ide/global-lmic-reports/master/AFG/projections.csv
https://raw.githubusercontent.com/mrc-ide/global-lmic-reports/master/AFG/projections.csv
https://raw.githubusercontent.com/mrc-ide/global-lmic-reports/master/AFG/projections.csv
https://raw.githubusercontent.com/mrc-ide/global-lmic-reports/master/AFG/projections.csv
https://raw.githubusercontent.com/mrc-ide/global-lmic-reports/master/AFG/projections.csv
https://raw.githubusercontent.com/mrc-ide/global-lmic-reports/master/AFG/projections.csv
https://raw.githubusercontent.com/mrc-ide/global-lmic-reports/master/AFG/projections.csv
https://raw.githubusercontent.com/mrc-ide/global-lmic-reports/master/AFG/projections.csv
https://raw.githubusercontent.com/mrc-ide/global-lmic-reports/master/AFG/projections.csv
https://raw.githubusercontent.com/mrc-ide/global-lmic-reports/master/AFG/projections.csv
https://raw.githubusercontent.com/mrc-ide/global-lmic-reports/master/AFG/projections.csv
https://raw.githubusercontent.com/mrc-ide/global-lmic-reports/master/AFG/projections.csv
https://raw.githubusercontent.com/mrc-ide/global-lmic-reports/master/AFG/projections.csv
https://raw.githubusercontent.com/mrc-ide/global-lmic-reports/master/AFG/projections.csv
https://raw.githubusercontent.com/mrc-ide/global-lmic-reports/master/AFG/projections.csv
https://raw.githubusercontent.com/mrc-ide/global-lmic-reports/master/AFG/projections.csv
https://raw.githubusercontent.com/mrc-ide/global-lmic-reports/master/AFG/projections.csv
https://raw.githubusercontent.com/mrc-ide/global-lmic-reports/master/AFG/projections.csv
https://raw.githubusercontent.com/mrc-ide/global-lmic-reports/master/AFG/projections.csv
https://raw.githubusercontent.com/mrc-ide/global-lmic-reports/master/AFG/projections.csv
https://raw.githubusercontent.com/mrc-ide/global-lmic-reports/master/AFG/projections.csv
https://raw.githubusercontent.com/mrc-ide/global-lmic-reports/master/AFG/projections.csv
https://raw.githubusercontent.com/mrc-ide/global-lmic-reports/master/AFG/projections.csv
https://raw.githubusercontent.com/mrc-ide/global-lmic-reports/master/AFG/projections.csv
https://raw.githubusercontent.com/mrc-ide/global-lmic-reports/master/AFG/projections.csv
https://raw.githubusercontent.com/mrc-ide/global-lmic-reports/master/AFG/projections.csv
https://raw.githubusercontent.com/mrc-ide/global-lmic-reports/master/AFG/projections.csv
https://raw.githubusercontent.com/mrc-ide/global-lmic-reports/master/AFG/projections.csv
https://raw.githubusercontent.com/mrc-ide/global-lmic-reports/master/AFG/projections.csv
https://raw.githubusercontent.com/mrc-ide/global-lmic-reports/master/AFG/projections.csv
https://raw.githubusercontent.com/mrc-ide/global-lmic-reports/master/AFG/projections.csv
https://raw.githubusercontent.com/mrc-ide/global-lmic-reports/master/AFG/projections.csv
https://raw.githubusercontent.com/mrc-ide/global-lmic-reports/master/AFG/projections.csv
https://raw.githubusercontent.com/mrc-ide/global-lmic-reports/master/AFG/projections.csv
https://raw.githubusercontent.com/mrc-ide/global-lmic-reports/master/AFG/projections.csv
https://raw.githubusercontent.com/mrc-ide/global-lmic-reports/master/AFG/projections.csv
https://raw.githubusercontent.com/mrc-ide/global-lmic-reports/master/AFG/projections.csv
https://raw.githubusercontent.com/mrc-ide/global-lmic-reports/master/AFG/projections.csv
https://raw.githubusercontent.com/mrc-ide/global-lmic-reports/master/AFG/projections.csv
https://raw.githubusercontent.com/mrc-ide/global-lmic-reports/master/AFG/projections.csv
https://raw.githubusercontent.com/mrc-ide/global-lmic-reports/master/AFG/projections.csv
https://raw.githubusercontent.com/mrc-ide/global-lmic-reports/master/AFG/projections.csv
https://raw.githubusercontent.com/mrc-ide/global-lmic-reports/master/AFG/projections.csv
https://raw.githubusercontent.com/mrc-ide/global-lmic-reports/master/AFG/projections.csv
https://raw.githubusercontent.com/mrc-ide/global-lmic-reports/master/AFG/projections.csv
https://raw.githubusercontent.com/mrc-ide/global-lmic-reports/master/AFG/projections.csv
https://raw.githubusercontent.com/mrc-ide/global-lmic-reports/master/AFG/projections.csv
https://raw.githubusercontent.com/mrc-ide/global-lmic-reports/master/AFG/projections.csv
https://raw.githubusercontent.com/mrc-ide/global-lmic-reports/master/AFG/projections.csv
https://raw.githubusercontent.com/mrc-ide/global-lmic-reports/master/AFG/projections.csv
https://raw.githubusercontent.com/mrc-ide/global-lmic-reports/master/AFG/projections.csv
https://raw.githubusercontent.com/mrc-ide/global-lmic-reports/master/AFG/projections.csv
https://raw.githubusercontent.com/mrc-ide/global-lmic-reports/master/AFG/projections.csv
https://raw.githubusercontent.com/mrc-ide/global-lmic-reports/master/AFG/projections.csv
https://raw.githubusercontent.com/mrc-ide/global-lmic-reports/master/AFG/projections.csv
https://raw.githubusercontent.com/mrc-ide/global-lmic-reports/master/AFG/projections.csv
https://raw.githubusercontent.com/mrc-ide/global-lmic-reports/master/AFG/projections.csv
https://raw.githubusercontent.com/mrc-ide/global-lmic-reports/master/AFG/projections.csv
https://raw.githubusercontent.com/mrc-ide/global-lmic-reports/master/AFG/projections.csv
https://raw.githubusercontent.com/mrc-ide/global-lmic-reports/master/AFG/projections.csv
https://raw.githubusercontent.com/mrc-ide/global-lmic-reports/master/AFG/projections.csv
https://raw.githubusercontent.com/mrc-ide/global-lmic-reports/master/AFG/projections.csv
https://raw.githubusercontent.com/mrc-ide/global-lmic-reports/master/AFG/projections.csv
https://raw.githubusercontent.com/mrc-ide/global-lmic-reports/master/AFG/projections.csv
https://raw.githubusercontent.com/mrc-ide/global-lmic-reports/master/AFG/projections.csv
https://raw.githubusercontent.com/mrc-ide/global-lmic-reports/master/AFG/projections.csv
https://raw.githubusercontent.com/mrc-ide/global-lmic-reports/master/AFG/projections.csv
https://raw.githubusercontent.com/mrc-ide/global-lmic-reports/master/AFG/projections.csv
https://raw.githubusercontent.com/mrc-ide/global-lmic-reports/master/AFG/projections.csv
https://raw.githubusercontent.com/mrc-ide/global-lmic-reports/master/AFG/projections.csv
https://raw.githubusercontent.com/mrc-ide/global-lmic-reports/master/AFG/projections.csv
https://raw.githubusercontent.com/mrc-ide/global-lmic-reports/master/AFG/projections.csv
https://raw.githubusercontent.com/mrc-ide/global-lmic-reports/master/AFG/projections.csv
https://raw.githubusercontent.com/mrc-ide/global-lmic-reports/master/AFG/projections.csv
https://raw.githubusercontent.com/mrc-ide/global-lmic-reports/master/AFG/projections.csv
https://raw.githubusercontent.com/mrc-ide/global-lmic-reports/master/AFG/projections.csv
https://raw.githubusercontent.com/mrc-ide/global-lmic-reports/master/AFG/projections.csv
https://raw.githubusercontent.com/mrc-ide/global-lmic-reports/master/AFG/projections.csv
https://raw.githubusercontent.com/mrc-ide/global-lmic-reports/master/AFG/projections.csv
https://raw.githubusercontent.com/mrc-ide/global-lmic-reports/master/AFG/projections.csv
https://raw.githubusercontent.com/mrc-ide/global-lmic-reports/master/AFG/projections.csv
https://raw.githubusercontent.com/mrc-ide/global-lmic-reports/master/AFG/projections.csv
https://raw.githubusercontent.com/mrc-ide/global-lmic-reports/master/AFG/projections.csv
https://raw.githubusercontent.com/mrc-ide/global-lmic-reports/master/AFG/projections.csv
https://raw.githubusercontent.com/mrc-ide/global-lmic-reports/master/AFG/projections.csv
https://raw.githubusercontent.com/mrc-ide/global-lmic-reports/master/AFG/projections.csv
https://raw.githubusercontent.com/mrc-ide/global-lmic-reports/master/AFG/projections.csv
https://raw.githubusercontent.com/mrc-ide/global-lmic-reports/master/AFG/projections.csv
https://raw.githubusercontent.com/mrc-ide/global-lmic-reports/master/AFG/projections.csv
https://raw.githubusercontent.com/mrc-ide/global-lmic-reports/master/AFG/projections.csv
https://raw.githubusercontent.com/mrc-ide/global-lmic-reports/master/AFG/projections.csv
https://raw.githubusercontent.com/mrc-ide/global-lmic-reports/master/AFG/projections.csv
https://raw.githubusercontent.com/mrc-ide/global-lmic-reports/master/AFG/projections.csv
https://raw.githubusercontent.com/mrc-ide/global-lmic-reports/master/AFG/projections.csv
https://raw.githubusercontent.com/mrc-ide/global-lmic-reports/master/AFG/projections.csv
https://raw.githubusercontent.com/mrc-ide/global-lmic-reports/master/AFG/projections.csv
https://raw.githubusercontent.com/mrc-ide/global-lmic-reports/master/AFG/projections.csv
https://raw.githubusercontent.com/mrc-ide/global-lmic-reports/master/AFG/projections.csv
https://raw.githubusercontent.com/mrc-ide/global-lmic-reports/master/AFG/projections.csv
https://raw.githubusercontent.com/mrc-ide/global-lmic-reports/master/AFG/projections.csv
https://raw.githubusercontent.com/mrc-ide/global-lmic-reports/master/AFG/projections.csv
https://raw.githubusercontent.com/mrc-ide/global-lmic-reports/master/AFG/projections.csv
https://raw.githubusercontent.com/mrc-ide/global-lmic-reports/master/AFG/projections.csv
https://raw.githubusercontent.com/mrc-ide/global-lmic-reports/master/AFG/projections.csv
https://raw.githubusercontent.com/mrc-ide/global-lmic-reports/master/AFG/projections.csv
https://raw.githubusercontent.com/mrc-ide/global-lmic-reports/master/AFG/projections.csv
https://raw.githubusercontent.com/mrc-ide/global-lmic-reports/master/AFG/projections.csv
https://raw.githubusercontent.com/mrc-ide/global-lmic-reports/master/AFG/projections.csv
https://raw.githubusercontent.com/mrc-ide/global-lmic-reports/master/AFG/projections.csv
https://raw.githubusercontent.com/mrc-ide/global-lmic-reports/master/AFG/projections.csv
https://raw.githubusercontent.com/mrc-ide/global-lmic-reports/master/AFG/projections.csv
https://raw.githubusercontent.com/mrc-ide/global-lmic-reports/master/AFG/projections.csv
https://raw.githubusercontent.com/mrc-ide/global-lmic-reports/master/AFG/projections.csv
https://raw.githubusercontent.com/mrc-ide/global-lmic-reports/master/AFG/projections.csv
https://raw.githubusercontent.com/mrc-ide/global-lmic-reports/master/AFG/projections.csv
https://raw.githubusercontent.com/mrc-ide/global-lmic-reports/master/AFG/projections.csv
https://raw.githubusercontent.com/mrc-ide/global-lmic-reports/master/AFG/projections.csv
https://raw.githubusercontent.com/mrc-ide/global-lmic-reports/master/AFG/projections.csv
https://raw.githubusercontent.com/mrc-ide/global-lmic-reports/master/AFG/projections.csv
https://raw.githubusercontent.com/mrc-ide/global-lmic-reports/master/AFG/projections.csv
https://raw.githubusercontent.com/mrc-ide/global-lmic-reports/master/AFG/projections.csv
https://raw.githubusercontent.com/mrc-ide/global-lmic-reports/master/AFG/projections.csv
https://raw.githubusercontent.com/mrc-ide/global-lmic-reports/master/AFG/projections.csv
https://raw.githubusercontent.com/mrc-ide/global-lmic-reports/master/AFG/projections.csv
https://raw.githubusercontent.com/mrc-ide/global-lmic-reports/master/AFG/projections.csv
https://raw.githubusercontent.com/mrc-ide/global-lmic-reports/master/AFG/projections.csv
https://raw.githubusercontent.com/mrc-ide/global-lmic-reports/master/AFG/projections.csv
https://raw.githubusercontent.com/mrc-ide/global-lmic-reports/master/AFG/projections.csv
https://raw.githubusercontent.com/mrc-ide/global-lmic-reports/master/AFG/projections.csv
https://raw.githubusercontent.com/mrc-ide/global-lmic-reports/master/AFG/projections.csv
https://raw.githubusercontent.com/mrc-ide/global-lmic-reports/master/AFG/projections.csv
https://raw.githubusercontent.com/mrc-ide/global-lmic-reports/master/AFG/projections.csv
https://raw.githubusercontent.com/mrc-ide/global-lmic-reports/master/AFG/projections.csv
https://raw.githubusercontent.com/mrc-ide/global-lmic-reports/master/AFG/projections.csv
https://raw.githubusercontent.com/mrc-ide/global-lmic-reports/master/AFG/projections.csv
https://raw.githubusercontent.com/mrc-ide/global-lmic-reports/master/AFG/projections.csv
https://raw.githubusercontent.com/mrc-ide/global-lmic-reports/master/AFG/projections.csv
https://raw.githubusercontent.com/mrc-ide/global-lmic-reports/master/AFG/projections.csv
https://raw.githubusercontent.com/mrc-ide/global-lmic-reports/master/AFG/projections.csv
https://raw.githubusercontent.com/mrc-ide/global-lmic-reports/master/AFG/projections.csv
https://raw.githubusercontent.com/mrc-ide/global-lmic-reports/master/AFG/projections.csv
https://raw.githubusercontent.com/mrc-ide/global-lmic-reports/master/AFG/projections.csv
https://raw.githubusercontent.com/mrc-ide/global-lmic-reports/master/AFG/projections.csv
https://raw.githubusercontent.com/mrc-ide/global-lmic-reports/master/AFG/projections.csv
https://raw.githubusercontent.com/mrc-ide/global-lmic-reports/master/AFG/projections.csv
https://raw.githubusercontent.com/mrc-ide/global-lmic-reports/master/AFG/projections.csv
https://raw.githubusercontent.com/mrc-ide/global-lmic-reports/master/AFG/projections.csv
https://raw.githubusercontent.com/mrc-ide/global-lmic-reports/master/AFG/projections.csv
https://raw.githubusercontent.com/mrc-ide/global-lmic-reports/master/AFG/projections.csv
https://raw.githubusercontent.com/mrc-ide/global-lmic-reports/master/AFG/projections.csv
https://raw.githubusercontent.com/mrc-ide/global-lmic-reports/master/AFG/projections.csv
https://raw.githubusercontent.com/mrc-ide/global-lmic-reports/master/AFG/projections.csv
https://raw.githubusercontent.com/mrc-ide/global-lmic-reports/master/AFG/projections.csv
https://raw.githubusercontent.com/mrc-ide/global-lmic-reports/master/AFG/projections.csv
https://raw.githubusercontent.com/mrc-ide/global-lmic-reports/master/AFG/projections.csv
https://raw.githubusercontent.com/mrc-ide/global-lmic-reports/master/AFG/projections.csv
https://raw.githubusercontent.com/mrc-ide/global-lmic-reports/master/AFG/projections.csv
https://raw.githubusercontent.com/mrc-ide/global-lmic-reports/master/AFG/projections.csv
https://raw.githubusercontent.com/mrc-ide/global-lmic-reports/master/AFG/projections.csv
https://raw.githubusercontent.com/mrc-ide/global-lmic-reports/master/AFG/projections.csv
https://raw.githubusercontent.com/mrc-ide/global-lmic-reports/master/AFG/projections.csv
https://raw.githubusercontent.com/mrc-ide/global-lmic-reports/master/AFG/projections.csv
https://raw.githubusercontent.com/mrc-ide/global-lmic-reports/master/AFG/projections.csv
https://raw.githubusercontent.com/mrc-ide/global-lmic-reports/master/AFG/projections.csv
https://raw.githubusercontent.com/mrc-ide/global-lmic-reports/master/AFG/projections.csv
https://raw.githubusercontent.com/mrc-ide/global-lmic-reports/master/AFG/projections.csv
https://raw.githubusercontent.com/mrc-ide/global-lmic-reports/master/AFG/projections.csv
https://raw.githubusercontent.com/mrc-ide/global-lmic-reports/master/AFG/projections.csv
https://raw.githubusercontent.com/mrc-ide/global-lmic-reports/master/AFG/projections.csv
https://raw.githubusercontent.com/mrc-ide/global-lmic-reports/master/AFG/projections.csv
https://raw.githubusercontent.com/mrc-ide/global-lmic-reports/master/AFG/projections.csv
https://raw.githubusercontent.com/mrc-ide/global-lmic-reports/master/AFG/projections.csv
https://raw.githubusercontent.com/mrc-ide/global-lmic-reports/master/AFG/projections.csv
https://raw.githubusercontent.com/mrc-ide/global-lmic-reports/master/AFG/projections.csv
https://raw.githubusercontent.com/mrc-ide/global-lmic-reports/master/AFG/projections.csv
https://raw.githubusercontent.com/mrc-ide/global-lmic-reports/master/AFG/projections.csv
https://raw.githubusercontent.com/mrc-ide/global-lmic-reports/master/AFG/projections.csv
https://raw.githubusercontent.com/mrc-ide/global-lmic-reports/master/AFG/projections.csv
https://raw.githubusercontent.com/mrc-ide/global-lmic-reports/master/AFG/projections.csv
https://raw.githubusercontent.com/mrc-ide/global-lmic-reports/master/AFG/projections.csv
https://raw.githubusercontent.com/mrc-ide/global-lmic-reports/master/AFG/projections.csv
https://raw.githubusercontent.com/mrc-ide/global-lmic-reports/master/AFG/projections.csv
https://raw.githubusercontent.com/mrc-ide/global-lmic-reports/master/AFG/projections.csv
https://raw.githubusercontent.com/mrc-ide/global-lmic-reports/master/AFG/projections.csv
https://raw.githubusercontent.com/mrc-ide/global-lmic-reports/master/AFG/projections.csv
https://raw.githubusercontent.com/mrc-ide/global-lmic-reports/master/AFG/projections.csv
https://raw.githubusercontent.com/mrc-ide/global-lmic-reports/master/AFG/projections.csv
https://raw.githubusercontent.com/mrc-ide/global-lmic-reports/master/AFG/projections.csv
https://raw.githubusercontent.com/mrc-ide/global-lmic-reports/master/AFG/projections.csv
https://raw.githubusercontent.com/mrc-ide/global-lmic-reports/master/AFG/projections.csv
https://raw.githubusercontent.com/mrc-ide/global-lmic-reports/master/AFG/projections.csv
https://raw.githubusercontent.com/mrc-ide/global-lmic-reports/master/AFG/projections.csv
https://raw.githubusercontent.com/mrc-ide/global-lmic-reports/master/AFG/projections.csv
https://raw.githubusercontent.com/mrc-ide/global-lmic-reports/master/AFG/projections.csv
https://raw.githubusercontent.com/mrc-ide/global-lmic-reports/master/AFG/projections.csv
https://raw.githubusercontent.com/mrc-ide/global-lmic-reports/master/AFG/projections.csv
https://raw.githubusercontent.com/mrc-ide/global-lmic-reports/master/AFG/projections.csv
https://raw.githubusercontent.com/mrc-ide/global-lmic-reports/master/AFG/projections.csv
https://raw.githubusercontent.com/mrc-ide/global-lmic-reports/master/AFG/projections.csv
https://raw.githubusercontent.com/mrc-ide/global-lmic-reports/master/AFG/projections.csv
https://raw.githubusercontent.com/mrc-ide/global-lmic-reports/master/AFG/projections.csv
https://raw.githubusercontent.com/mrc-ide/global-lmic-reports/master/AFG/projections.csv
https://raw.githubusercontent.com/mrc-ide/global-lmic-reports/master/AFG/projections.csv
https://raw.githubusercontent.com/mrc-ide/global-lmic-reports/master/AFG/projections.csv
https://raw.githubusercontent.com/mrc-ide/global-lmic-reports/master/AFG/projections.csv
https://raw.githubusercontent.com/mrc-ide/global-lmic-reports/master/AFG/projections.csv
https://raw.githubusercontent.com/mrc-ide/global-lmic-reports/master/AFG/projections.csv
https://raw.githubusercontent.com/mrc-ide/global-lmic-reports/master/AFG/projections.csv
https://raw.githubusercontent.com/mrc-ide/global-lmic-reports/master/AFG/projections.csv
https://raw.githubusercontent.com/mrc-ide/global-lmic-reports/master/AFG/projections.csv
https://raw.githubusercontent.com/mrc-ide/global-lmic-reports/master/AFG/projections.csv
https://raw.githubusercontent.com/mrc-ide/global-lmic-reports/master/AFG/projections.csv
https://raw.githubusercontent.com/mrc-ide/global-lmic-reports/master/AFG/projections.csv
https://raw.githubusercontent.com/mrc-ide/global-lmic-reports/master/AFG/projections.csv
https://raw.githubusercontent.com/mrc-ide/global-lmic-reports/master/AFG/projections.csv
https://raw.githubusercontent.com/mrc-ide/global-lmic-reports/master/AFG/projections.csv
https://raw.githubusercontent.com/mrc-ide/global-lmic-reports/master/AFG/projections.csv
https://raw.githubusercontent.com/mrc-ide/global-lmic-reports/master/AFG/projections.csv
https://raw.githubusercontent.com/mrc-ide/global-lmic-reports/master/AFG/projections.csv
https://raw.githubusercontent.com/mrc-ide/global-lmic-reports/master/AFG/projections.csv
https://raw.githubusercontent.com/mrc-ide/global-lmic-reports/master/AFG/projections.csv
https://raw.githubusercontent.com/mrc-ide/global-lmic-reports/master/AFG/projections.csv
https://raw.githubusercontent.com/mrc-ide/global-lmic-reports/master/AFG/projections.csv
https://raw.githubusercontent.com/mrc-ide/global-lmic-reports/master/AFG/projections.csv
https://raw.githubusercontent.com/mrc-ide/global-lmic-reports/master/AFG/projections.csv
https://raw.githubusercontent.com/mrc-ide/global-lmic-reports/master/AFG/projections.csv
https://raw.githubusercontent.com/mrc-ide/global-lmic-reports/master/AFG/projections.csv
https://raw.githubusercontent.com/mrc-ide/global-lmic-reports/master/AFG/projections.csv
https://raw.githubusercontent.com/mrc-ide/global-lmic-reports/master/AFG/projections.csv
https://raw.githubusercontent.com/mrc-ide/global-lmic-reports/master/AFG/projections.csv
https://raw.githubusercontent.com/mrc-ide/global-lmic-reports/master/AFG/projections.csv
https://raw.githubusercontent.com/mrc-ide/global-lmic-reports/master/AFG/projections.csv
https://raw.githubusercontent.com/mrc-ide/global-lmic-reports/master/AFG/projections.csv
https://raw.githubusercontent.com/mrc-ide/global-lmic-reports/master/AFG/projections.csv
https://raw.githubusercontent.com/mrc-ide/global-lmic-reports/master/AFG/projections.csv
https://raw.githubusercontent.com/mrc-ide/global-lmic-reports/master/AFG/projections.csv
https://raw.githubusercontent.com/mrc-ide/global-lmic-reports/master/AFG/projections.csv
https://raw.githubusercontent.com/mrc-ide/global-lmic-reports/master/AFG/projections.csv
https://raw.githubusercontent.com/mrc-ide/global-lmic-reports/master/AFG/projections.csv
https://raw.githubusercontent.com/mrc-ide/global-lmic-reports/master/AFG/projections.csv
https://raw.githubusercontent.com/mrc-ide/global-lmic-reports/master/AFG/projections.csv
https://raw.githubusercontent.com/mrc-ide/global-lmic-reports/master/AFG/projections.csv
https://raw.githubusercontent.com/mrc-ide/global-lmic-reports/master/AFG/projections.csv
https://raw.githubusercontent.com/mrc-ide/global-lmic-reports/master/AFG/projections.csv
https://raw.githubusercontent.com/mrc-ide/global-lmic-reports/master/AFG/projections.csv
https://raw.githubusercontent.com/mrc-ide/global-lmic-reports/master/AFG/projections.csv
https://raw.githubusercontent.com/mrc-ide/global-lmic-reports/master/AFG/projections.csv
https://raw.githubusercontent.com/mrc-ide/global-lmic-reports/master/AFG/projections.csv
https://raw.githubusercontent.com/mrc-ide/global-lmic-reports/master/AFG/projections.csv
https://raw.githubusercontent.com/mrc-ide/global-lmic-reports/master/AFG/projections.csv
https://raw.githubusercontent.com/mrc-ide/global-lmic-reports/master/AFG/projections.csv
https://raw.githubusercontent.com/mrc-ide/global-lmic-reports/master/AFG/projections.csv
https://raw.githubusercontent.com/mrc-ide/global-lmic-reports/master/AFG/projections.csv
https://raw.githubusercontent.com/mrc-ide/global-lmic-reports/master/AFG/projections.csv
https://raw.githubusercontent.com/mrc-ide/global-lmic-reports/master/AFG/projections.csv
https://raw.githubusercontent.com/mrc-ide/global-lmic-reports/master/AFG/projections.csv
https://raw.githubusercontent.com/mrc-ide/global-lmic-reports/master/AFG/projections.csv
https://raw.githubusercontent.com/mrc-ide/global-lmic-reports/master/AFG/projections.csv
https://raw.githubusercontent.com/mrc-ide/global-lmic-reports/master/AFG/projections.csv
https://raw.githubusercontent.com/mrc-ide/global-lmic-reports/master/AFG/projections.csv
https://raw.githubusercontent.com/mrc-ide/global-lmic-reports/master/AFG/projections.csv
https://raw.githubusercontent.com/mrc-ide/global-lmic-reports/master/AFG/projections.csv
https://raw.githubusercontent.com/mrc-ide/global-lmic-reports/master/AFG/projections.csv
https://raw.githubusercontent.com/mrc-ide/global-lmic-reports/master/AFG/projections.csv
https://raw.githubusercontent.com/mrc-ide/global-lmic-reports/master/AFG/projections.csv
https://raw.githubusercontent.com/mrc-ide/global-lmic-reports/master/AFG/projections.csv
https://raw.githubusercontent.com/mrc-ide/global-lmic-reports/master/AFG/projections.csv
https://raw.githubusercontent.com/mrc-ide/global-lmic-reports/master/AFG/projections.csv
https://raw.githubusercontent.com/mrc-ide/global-lmic-reports/master/AFG/projections.csv
https://raw.githubusercontent.com/mrc-ide/global-lmic-reports/master/AFG/projections.csv
https://raw.githubusercontent.com/mrc-ide/global-lmic-reports/master/AFG/projections.csv
https://raw.githubusercontent.com/mrc-ide/global-lmic-reports/master/AFG/projections.csv
https://raw.githubusercontent.com/mrc-ide/global-lmic-reports/master/AFG/projections.csv
https://raw.githubusercontent.com/mrc-ide/global-lmic-reports/master/AFG/projections.csv
https://raw.githubusercontent.com/mrc-ide/global-lmic-reports/master/AFG/projections.csv
https://raw.githubusercontent.com/mrc-ide/global-lmic-reports/master/AFG/projections.csv
https://raw.githubusercontent.com/mrc-ide/global-lmic-reports/master/AFG/projections.csv
https://raw.githubusercontent.com/mrc-ide/global-lmic-reports/master/AFG/projections.csv
https://raw.githubusercontent.com/mrc-ide/global-lmic-reports/master/AFG/projections.csv
https://raw.githubusercontent.com/mrc-ide/global-lmic-reports/master/AFG/projections.csv
https://raw.githubusercontent.com/mrc-ide/global-lmic-reports/master/AFG/projections.csv
https://raw.githubusercontent.com/mrc-ide/global-lmic-reports/master/AFG/projections.csv
https://raw.githubusercontent.com/mrc-ide/global-lmic-reports/master/AFG/projections.csv
https://raw.githubusercontent.com/mrc-ide/global-lmic-reports/master/AFG/projections.csv
https://raw.githubusercontent.com/mrc-ide/global-lmic-reports/master/AFG/projections.csv
https://raw.githubusercontent.com/mrc-ide/global-lmic-reports/master/AFG/projections.csv
https://raw.githubusercontent.com/mrc-ide/global-lmic-reports/master/AFG/projections.csv
https://raw.githubusercontent.com/mrc-ide/global-lmic-reports/master/AFG/projections.csv
https://raw.githubusercontent.com/mrc-ide/global-lmic-reports/master/AFG/projections.csv
https://raw.githubusercontent.com/mrc-ide/global-lmic-reports/master/AFG/projections.csv
https://raw.githubusercontent.com/mrc-ide/global-lmic-reports/master/AFG/projections.csv
https://raw.githubusercontent.com/mrc-ide/global-lmic-reports/master/AFG/projections.csv
https://raw.githubusercontent.com/mrc-ide/global-lmic-reports/master/AFG/projections.csv
https://raw.githubusercontent.com/mrc-ide/global-lmic-reports/master/AFG/projections.csv
https://raw.githubusercontent.com/mrc-ide/global-lmic-reports/master/AFG/projections.csv
https://raw.githubusercontent.com/mrc-ide/global-lmic-reports/master/AFG/projections.csv
https://raw.githubusercontent.com/mrc-ide/global-lmic-reports/master/AFG/projections.csv
https://raw.githubusercontent.com/mrc-ide/global-lmic-reports/master/AFG/projections.csv
https://raw.githubusercontent.com/mrc-ide/global-lmic-reports/master/AFG/projections.csv
https://raw.githubusercontent.com/mrc-ide/global-lmic-reports/master/AFG/projections.csv
https://raw.githubusercontent.com/mrc-ide/global-lmic-reports/master/AFG/projections.csv
https://raw.githubusercontent.com/mrc-ide/global-lmic-reports/master/AFG/projections.csv
https://raw.githubusercontent.com/mrc-ide/global-lmic-reports/master/AFG/projections.csv
https://raw.githubusercontent.com/mrc-ide/global-lmic-reports/master/AFG/projections.csv
https://raw.githubusercontent.com/mrc-ide/global-lmic-reports/master/AFG/projections.csv
https://raw.githubusercontent.com/mrc-ide/global-lmic-reports/master/AFG/projections.csv
https://raw.githubusercontent.com/mrc-ide/global-lmic-reports/master/AFG/projections.csv
https://raw.githubusercontent.com/mrc-ide/global-lmic-reports/master/AFG/projections.csv
https://raw.githubusercontent.com/mrc-ide/global-lmic-reports/master/AFG/projections.csv
https://raw.githubusercontent.com/mrc-ide/global-lmic-reports/master/AFG/projections.csv
https://raw.githubusercontent.com/mrc-ide/global-lmic-reports/master/AFG/projections.csv
https://raw.githubusercontent.com/mrc-ide/global-lmic-reports/master/AFG/projections.csv
https://raw.githubusercontent.com/mrc-ide/global-lmic-reports/master/AFG/projections.csv
https://raw.githubusercontent.com/mrc-ide/global-lmic-reports/master/AFG/projections.csv
https://raw.githubusercontent.com/mrc-ide/global-lmic-reports/master/AFG/projections.csv
https://raw.githubusercontent.com/mrc-ide/global-lmic-reports/master/AFG/projections.csv
https://raw.githubusercontent.com/mrc-ide/global-lmic-reports/master/AFG/projections.csv
https://raw.githubusercontent.com/mrc-ide/global-lmic-reports/master/AFG/projections.csv
https://raw.githubusercontent.com/mrc-ide/global-lmic-reports/master/AFG/projections.csv
https://raw.githubusercontent.com/mrc-ide/global-lmic-reports/master/AFG/projections.csv
https://raw.githubusercontent.com/mrc-ide/global-lmic-reports/master/AFG/projections.csv
https://raw.githubusercontent.com/mrc-ide/global-lmic-reports/master/AFG/projections.csv
https://raw.githubusercontent.com/mrc-ide/global-lmic-reports/master/AFG/projections.csv
https://raw.githubusercontent.com/mrc-ide/global-lmic-reports/master/AFG/projections.csv
https://raw.githubusercontent.com/mrc-ide/global-lmic-reports/master/AFG/projections.csv
https://raw.githubusercontent.com/mrc-ide/global-lmic-reports/master/AFG/projections.csv
https://raw.githubusercontent.com/mrc-ide/global-lmic-reports/master/AFG/projections.csv
https://raw.githubusercontent.com/mrc-ide/global-lmic-reports/master/AFG/projections.csv
https://raw.githubusercontent.com/mrc-ide/global-lmic-reports/master/AFG/projections.csv
https://raw.githubusercontent.com/mrc-ide/global-lmic-reports/master/AFG/projections.csv
https://raw.githubusercontent.com/mrc-ide/global-lmic-reports/master/AFG/projections.csv
https://raw.githubusercontent.com/mrc-ide/global-lmic-reports/master/AFG/projections.csv
https://raw.githubusercontent.com/mrc-ide/global-lmic-reports/master/AFG/projections.csv
https://raw.githubusercontent.com/mrc-ide/global-lmic-reports/master/AFG/projections.csv
https://raw.githubusercontent.com/mrc-ide/global-lmic-reports/master/AFG/projections.csv
https://raw.githubusercontent.com/mrc-ide/global-lmic-reports/master/AFG/projections.csv
https://raw.githubusercontent.com/mrc-ide/global-lmic-reports/master/AFG/projections.csv
https://raw.githubusercontent.com/mrc-ide/global-lmic-reports/master/AFG/projections.csv
https://raw.githubusercontent.com/mrc-ide/global-lmic-reports/master/AFG/projections.csv
https://raw.githubusercontent.com/mrc-ide/global-lmic-reports/master/AFG/projections.csv
https://raw.githubusercontent.com/mrc-ide/global-lmic-reports/master/AFG/projections.csv
https://raw.githubusercontent.com/mrc-ide/global-lmic-reports/master/AFG/projections.csv
https://raw.githubusercontent.com/mrc-ide/global-lmic-reports/master/AFG/projections.csv
https://raw.githubusercontent.com/mrc-ide/global-lmic-reports/master/AFG/projections.csv
https://raw.githubusercontent.com/mrc-ide/global-lmic-reports/master/AFG/projections.csv
https://raw.githubusercontent.com/mrc-ide/global-lmic-reports/master/AFG/projections.csv
https://raw.githubusercontent.com/mrc-ide/global-lmic-reports/master/AFG/projections.csv
https://raw.githubusercontent.com/mrc-ide/global-lmic-reports/master/AFG/projections.csv
https://raw.githubusercontent.com/mrc-ide/global-lmic-reports/master/AFG/projections.csv
https://raw.githubusercontent.com/mrc-ide/global-lmic-reports/master/AFG/projections.csv
https://raw.githubusercontent.com/mrc-ide/global-lmic-reports/master/AFG/projections.csv
https://raw.githubusercontent.com/mrc-ide/global-lmic-reports/master/AFG/projections.csv
https://raw.githubusercontent.com/mrc-ide/global-lmic-reports/master/AFG/projections.csv
https://raw.githubusercontent.com/mrc-ide/global-lmic-reports/master/AFG/projections.csv
https://raw.githubusercontent.com/mrc-ide/global-lmic-reports/master/AFG/projections.csv
https://raw.githubusercontent.com/mrc-ide/global-lmic-reports/master/AFG/projections.csv
https://raw.githubusercontent.com/mrc-ide/global-lmic-reports/master/AFG/projections.csv
https://raw.githubusercontent.com/mrc-ide/global-lmic-reports/master/AFG/projections.csv
https://raw.githubusercontent.com/mrc-ide/global-lmic-reports/master/AFG/projections.csv
https://raw.githubusercontent.com/mrc-ide/global-lmic-reports/master/AFG/projections.csv
https://raw.githubusercontent.com/mrc-ide/global-lmic-reports/master/AFG/projections.csv
https://raw.githubusercontent.com/mrc-ide/global-lmic-reports/master/AFG/projections.csv
https://raw.githubusercontent.com/mrc-ide/global-lmic-reports/master/AFG/projections.csv
https://raw.githubusercontent.com/mrc-ide/global-lmic-reports/master/AFG/projections.csv
https://raw.githubusercontent.com/mrc-ide/global-lmic-reports/master/AFG/projections.csv
https://raw.githubusercontent.com/mrc-ide/global-lmic-reports/master/AFG/projections.csv
https://raw.githubusercontent.com/mrc-ide/global-lmic-reports/master/AFG/projections.csv
https://raw.githubusercontent.com/mrc-ide/global-lmic-reports/master/AFG/projections.csv
https://raw.githubusercontent.com/mrc-ide/global-lmic-reports/master/AFG/projections.csv
https://raw.githubusercontent.com/mrc-ide/global-lmic-reports/master/AFG/projections.csv
https://raw.githubusercontent.com/mrc-ide/global-lmic-reports/master/AFG/projections.csv
https://raw.githubusercontent.com/mrc-ide/global-lmic-reports/master/AFG/projections.csv
https://raw.githubusercontent.com/mrc-ide/global-lmic-reports/master/AFG/projections.csv
https://raw.githubusercontent.com/mrc-ide/global-lmic-reports/master/AFG/projections.csv
https://raw.githubusercontent.com/mrc-ide/global-lmic-reports/master/AFG/projections.csv
https://raw.githubusercontent.com/mrc-ide/global-lmic-reports/master/AFG/projections.csv
https://raw.githubusercontent.com/mrc-ide/global-lmic-reports/master/AFG/projections.csv
https://raw.githubusercontent.com/mrc-ide/global-lmic-reports/master/AFG/projections.csv
https://raw.githubusercontent.com/mrc-ide/global-lmic-reports/master/AFG/projections.csv
https://raw.githubusercontent.com/mrc-ide/global-lmic-reports/master/AFG/projections.csv
https://raw.githubusercontent.com/mrc-ide/global-lmic-reports/master/AFG/projections.csv
https://raw.githubusercontent.com/mrc-ide/global-lmic-reports/master/AFG/projections.csv
https://raw.githubusercontent.com/mrc-ide/global-lmic-reports/master/AFG/projections.csv
https://raw.githubusercontent.com/mrc-ide/global-lmic-reports/master/AFG/projections.csv
https://raw.githubusercontent.com/mrc-ide/global-lmic-reports/master/AFG/projections.csv
https://raw.githubusercontent.com/mrc-ide/global-lmic-reports/master/AFG/projections.csv
https://raw.githubusercontent.com/mrc-ide/global-lmic-reports/master/AFG/projections.csv
https://raw.githubusercontent.com/mrc-ide/global-lmic-reports/master/AFG/projections.csv
https://raw.githubusercontent.com/mrc-ide/global-lmic-reports/master/AFG/projections.csv
https://raw.githubusercontent.com/mrc-ide/global-lmic-reports/master/AFG/projections.csv
https://raw.githubusercontent.com/mrc-ide/global-lmic-reports/master/AFG/projections.csv
https://raw.githubusercontent.com/mrc-ide/global-lmic-reports/master/AFG/projections.csv
https://raw.githubusercontent.com/mrc-ide/global-lmic-reports/master/AFG/projections.csv
https://raw.githubusercontent.com/mrc-ide/global-lmic-reports/master/AFG/projections.csv
https://raw.githubusercontent.com/mrc-ide/global-lmic-reports/master/AFG/projections.csv
https://raw.githubusercontent.com/mrc-ide/global-lmic-reports/master/AFG/projections.csv
https://raw.githubusercontent.com/mrc-ide/global-lmic-reports/master/AFG/projections.csv
https://raw.githubusercontent.com/mrc-ide/global-lmic-reports/master/AFG/projections.csv
https://raw.githubusercontent.com/mrc-ide/global-lmic-reports/master/AFG/projections.csv
https://raw.githubusercontent.com/mrc-ide/global-lmic-reports/master/AFG/projections.csv
https://raw.githubusercontent.com/mrc-ide/global-lmic-reports/master/AFG/projections.csv
https://raw.githubusercontent.com/mrc-ide/global-lmic-reports/master/AFG/projections.csv
https://raw.githubusercontent.com/mrc-ide/global-lmic-reports/master/AFG/projections.csv
https://raw.githubusercontent.com/mrc-ide/global-lmic-reports/master/AFG/projections.csv
https://raw.githubusercontent.com/mrc-ide/global-lmic-reports/master/AFG/projections.csv
https://raw.githubusercontent.com/mrc-ide/global-lmic-reports/master/AFG/projections.csv
https://raw.githubusercontent.com/mrc-ide/global-lmic-reports/master/AFG/projections.csv
https://raw.githubusercontent.com/mrc-ide/global-lmic-reports/master/AFG/projections.csv
https://raw.githubusercontent.com/mrc-ide/global-lmic-reports/master/AFG/projections.csv
https://raw.githubusercontent.com/mrc-ide/global-lmic-reports/master/AFG/projections.csv
https://raw.githubusercontent.com/mrc-ide/global-lmic-reports/master/AFG/projections.csv
https://raw.githubusercontent.com/mrc-ide/global-lmic-reports/master/AFG/projections.csv
https://raw.githubusercontent.com/mrc-ide/global-lmic-reports/master/AFG/projections.csv
https://raw.githubusercontent.com/mrc-ide/global-lmic-reports/master/AFG/projections.csv
https://raw.githubusercontent.com/mrc-ide/global-lmic-reports/master/AFG/projections.csv
https://raw.githubusercontent.com/mrc-ide/global-lmic-reports/master/AFG/projections.csv
https://raw.githubusercontent.com/mrc-ide/global-lmic-reports/master/AFG/projections.csv
https://raw.githubusercontent.com/mrc-ide/global-lmic-reports/master/AFG/projections.csv
https://raw.githubusercontent.com/mrc-ide/global-lmic-reports/master/AFG/projections.csv
https://raw.githubusercontent.com/mrc-ide/global-lmic-reports/master/AFG/projections.csv
https://raw.githubusercontent.com/mrc-ide/global-lmic-reports/master/AFG/projections.csv
https://raw.githubusercontent.com/mrc-ide/global-lmic-reports/master/AFG/projections.csv
https://raw.githubusercontent.com/mrc-ide/global-lmic-reports/master/AFG/projections.csv
https://raw.githubusercontent.com/mrc-ide/global-lmic-reports/master/AFG/projections.csv
https://raw.githubusercontent.com/mrc-ide/global-lmic-reports/master/AFG/projections.csv
https://raw.githubusercontent.com/mrc-ide/global-lmic-reports/master/AFG/projections.csv
https://raw.githubusercontent.com/mrc-ide/global-lmic-reports/master/AFG/projections.csv
https://raw.githubusercontent.com/mrc-ide/global-lmic-reports/master/AFG/projections.csv
https://raw.githubusercontent.com/mrc-ide/global-lmic-reports/master/AFG/projections.csv
https://raw.githubusercontent.com/mrc-ide/global-lmic-reports/master/AFG/projections.csv
https://raw.githubusercontent.com/mrc-ide/global-lmic-reports/master/AFG/projections.csv
https://raw.githubusercontent.com/mrc-ide/global-lmic-reports/master/AFG/projections.csv
https://raw.githubusercontent.com/mrc-ide/global-lmic-reports/master/AFG/projections.csv
https://raw.githubusercontent.com/mrc-ide/global-lmic-reports/master/AFG/projections.csv
https://raw.githubusercontent.com/mrc-ide/global-lmic-reports/master/AFG/projections.csv
https://raw.githubusercontent.com/mrc-ide/global-lmic-reports/master/AFG/projections.csv
https://raw.githubusercontent.com/mrc-ide/global-lmic-reports/master/AFG/projections.csv
https://raw.githubusercontent.com/mrc-ide/global-lmic-reports/master/AFG/projections.csv
https://raw.githubusercontent.com/mrc-ide/global-lmic-reports/master/AFG/projections.csv
https://raw.githubusercontent.com/mrc-ide/global-lmic-reports/master/AFG/projections.csv
https://raw.githubusercontent.com/mrc-ide/global-lmic-reports/master/AFG/projections.csv
https://raw.githubusercontent.com/mrc-ide/global-lmic-reports/master/AFG/projections.csv
https://raw.githubusercontent.com/mrc-ide/global-lmic-reports/master/AFG/projections.csv
https://raw.githubusercontent.com/mrc-ide/global-lmic-reports/master/AFG/projections.csv
https://raw.githubusercontent.com/mrc-ide/global-lmic-reports/master/AFG/projections.csv
https://raw.githubusercontent.com/mrc-ide/global-lmic-reports/master/AFG/projections.csv
https://raw.githubusercontent.com/mrc-ide/global-lmic-reports/master/AFG/projections.csv
https://raw.githubusercontent.com/mrc-ide/global-lmic-reports/master/AFG/projections.csv
https://raw.githubusercontent.com/mrc-ide/global-lmic-reports/master/AFG/projections.csv
https://raw.githubusercontent.com/mrc-ide/global-lmic-reports/master/AFG/projections.csv
https://raw.githubusercontent.com/mrc-ide/global-lmic-reports/master/AFG/projections.csv
https://raw.githubusercontent.com/mrc-ide/global-lmic-reports/master/AFG/projections.csv
https://raw.githubusercontent.com/mrc-ide/global-lmic-reports/master/AFG/projections.csv
https://raw.githubusercontent.com/mrc-ide/global-lmic-reports/master/AFG/projections.csv
https://raw.githubusercontent.com/mrc-ide/global-lmic-reports/master/AFG/projections.csv
https://raw.githubusercontent.com/mrc-ide/global-lmic-reports/master/AFG/projections.csv
https://raw.githubusercontent.com/mrc-ide/global-lmic-reports/master/AFG/projections.csv
https://raw.githubusercontent.com/mrc-ide/global-lmic-reports/master/AFG/projections.csv
https://raw.githubusercontent.com/mrc-ide/global-lmic-reports/master/AFG/projections.csv
https://raw.githubusercontent.com/mrc-ide/global-lmic-reports/master/AFG/projections.csv
https://raw.githubusercontent.com/mrc-ide/global-lmic-reports/master/AFG/projections.csv
https://raw.githubusercontent.com/mrc-ide/global-lmic-reports/master/AFG/projections.csv
https://raw.githubusercontent.com/mrc-ide/global-lmic-reports/master/AFG/projections.csv
https://raw.githubusercontent.com/mrc-ide/global-lmic-reports/master/AFG/projections.csv
https://raw.githubusercontent.com/mrc-ide/global-lmic-reports/master/AFG/projections.csv
https://raw.githubusercontent.com/mrc-ide/global-lmic-reports/master/AFG/projections.csv
https://raw.githubusercontent.com/mrc-ide/global-lmic-reports/master/AFG/projections.csv
https://raw.githubusercontent.com/mrc-ide/global-lmic-reports/master/AFG/projections.csv
https://raw.githubusercontent.com/mrc-ide/global-lmic-reports/master/AFG/projections.csv
https://raw.githubusercontent.com/mrc-ide/global-lmic-reports/master/AFG/projections.csv
https://raw.githubusercontent.com/mrc-ide/global-lmic-reports/master/AFG/projections.csv
https://raw.githubusercontent.com/mrc-ide/global-lmic-reports/master/AFG/projections.csv
https://raw.githubusercontent.com/mrc-ide/global-lmic-reports/master/AFG/projections.csv
https://raw.githubusercontent.com/mrc-ide/global-lmic-reports/master/AFG/projections.csv
https://raw.githubusercontent.com/mrc-ide/global-lmic-reports/master/AFG/projections.csv
https://raw.githubusercontent.com/mrc-ide/global-lmic-reports/master/AFG/projections.csv
https://raw.githubusercontent.com/mrc-ide/global-lmic-reports/master/AFG/projections.csv
https://raw.githubusercontent.com/mrc-ide/global-lmic-reports/master/AFG/projections.csv
https://raw.githubusercontent.com/mrc-ide/global-lmic-reports/master/AFG/projections.csv
https://raw.githubusercontent.com/mrc-ide/global-lmic-reports/master/AFG/projections.csv
https://raw.githubusercontent.com/mrc-ide/global-lmic-reports/master/AFG/projections.csv
https://raw.githubusercontent.com/mrc-ide/global-lmic-reports/master/AFG/projections.csv
https://raw.githubusercontent.com/mrc-ide/global-lmic-reports/master/AFG/projections.csv
https://raw.githubusercontent.com/mrc-ide/global-lmic-reports/master/AFG/projections.csv
https://raw.githubusercontent.com/mrc-ide/global-lmic-reports/master/AFG/projections.csv
https://raw.githubusercontent.com/mrc-ide/global-lmic-reports/master/AFG/projections.csv
https://raw.githubusercontent.com/mrc-ide/global-lmic-reports/master/AFG/projections.csv
https://raw.githubusercontent.com/mrc-ide/global-lmic-reports/master/AFG/projections.csv
https://raw.githubusercontent.com/mrc-ide/global-lmic-reports/master/AFG/projections.csv
https://raw.githubusercontent.com/mrc-ide/global-lmic-reports/master/AFG/projections.csv
https://raw.githubusercontent.com/mrc-ide/global-lmic-reports/master/AFG/projections.csv
https://raw.githubusercontent.com/mrc-ide/global-lmic-reports/master/AFG/projections.csv
https://raw.githubusercontent.com/mrc-ide/global-lmic-reports/master/AFG/projections.csv
https://raw.githubusercontent.com/mrc-ide/global-lmic-reports/master/AFG/projections.csv
https://raw.githubusercontent.com/mrc-ide/global-lmic-reports/master/AFG/projections.csv
https://raw.githubusercontent.com/mrc-ide/global-lmic-reports/master/AFG/projections.csv
https://raw.githubusercontent.com/mrc-ide/global-lmic-reports/master/AFG/projections.csv
https://raw.githubusercontent.com/mrc-ide/global-lmic-reports/master/AFG/projections.csv
https://raw.githubusercontent.com/mrc-ide/global-lmic-reports/master/AFG/projections.csv
https://raw.githubusercontent.com/mrc-ide/global-lmic-reports/master/AFG/projections.csv
https://raw.githubusercontent.com/mrc-ide/global-lmic-reports/master/AFG/projections.csv
https://raw.githubusercontent.com/mrc-ide/global-lmic-reports/master/AFG/projections.csv
https://raw.githubusercontent.com/mrc-ide/global-lmic-reports/master/AFG/projections.csv
https://raw.githubusercontent.com/mrc-ide/global-lmic-reports/master/AFG/projections.csv
https://raw.githubusercontent.com/mrc-ide/global-lmic-reports/master/AFG/projections.csv
https://raw.githubusercontent.com/mrc-ide/global-lmic-reports/master/AFG/projections.csv
https://raw.githubusercontent.com/mrc-ide/global-lmic-reports/master/AFG/projections.csv
https://raw.githubusercontent.com/mrc-ide/global-lmic-reports/master/AFG/projections.csv
https://raw.githubusercontent.com/mrc-ide/global-lmic-reports/master/AFG/projections.csv
https://raw.githubusercontent.com/mrc-ide/global-lmic-reports/master/AFG/projections.csv
https://raw.githubusercontent.com/mrc-ide/global-lmic-reports/master/AFG/projections.csv
https://raw.githubusercontent.com/mrc-ide/global-lmic-reports/master/AFG/projections.csv
https://raw.githubusercontent.com/mrc-ide/global-lmic-reports/master/AFG/projections.csv
https://raw.githubusercontent.com/mrc-ide/global-lmic-reports/master/AFG/projections.csv
https://raw.githubusercontent.com/mrc-ide/global-lmic-reports/master/AFG/projections.csv
https://raw.githubusercontent.com/mrc-ide/global-lmic-reports/master/AFG/projections.csv
https://raw.githubusercontent.com/mrc-ide/global-lmic-reports/master/AFG/projections.csv
https://raw.githubusercontent.com/mrc-ide/global-lmic-reports/master/AFG/projections.csv
https://raw.githubusercontent.com/mrc-ide/global-lmic-reports/master/AFG/projections.csv
https://raw.githubusercontent.com/mrc-ide/global-lmic-reports/master/AFG/projections.csv
https://raw.githubusercontent.com/mrc-ide/global-lmic-reports/master/AFG/projections.csv
https://raw.githubusercontent.com/mrc-ide/global-lmic-reports/master/AFG/projections.csv
https://raw.githubusercontent.com/mrc-ide/global-lmic-reports/master/AFG/projections.csv
https://raw.githubusercontent.com/mrc-ide/global-lmic-reports/master/AFG/projections.csv
https://raw.githubusercontent.com/mrc-ide/global-lmic-reports/master/AFG/projections.csv
https://raw.githubusercontent.com/mrc-ide/global-lmic-reports/master/AFG/projections.csv
https://raw.githubusercontent.com/mrc-ide/global-lmic-reports/master/AFG/projections.csv
https://raw.githubusercontent.com/mrc-ide/global-lmic-reports/master/AFG/projections.csv
https://raw.githubusercontent.com/mrc-ide/global-lmic-reports/master/AFG/projections.csv
https://raw.githubusercontent.com/mrc-ide/global-lmic-reports/master/AFG/projections.csv
https://raw.githubusercontent.com/mrc-ide/global-lmic-reports/master/AFG/projections.csv
https://raw.githubusercontent.com/mrc-ide/global-lmic-reports/master/AFG/projections.csv
https://raw.githubusercontent.com/mrc-ide/global-lmic-reports/master/AFG/projections.csv
https://raw.githubusercontent.com/mrc-ide/global-lmic-reports/master/AFG/projections.csv
https://raw.githubusercontent.com/mrc-ide/global-lmic-reports/master/AFG/projections.csv
https://raw.githubusercontent.com/mrc-ide/global-lmic-reports/master/AFG/projections.csv
https://raw.githubusercontent.com/mrc-ide/global-lmic-reports/master/AFG/projections.csv
https://raw.githubusercontent.com/mrc-ide/global-lmic-reports/master/AFG/projections.csv
https://raw.githubusercontent.com/mrc-ide/global-lmic-reports/master/AFG/projections.csv
https://raw.githubusercontent.com/mrc-ide/global-lmic-reports/master/AFG/projections.csv
https://raw.githubusercontent.com/mrc-ide/global-lmic-reports/master/AFG/projections.csv
https://raw.githubusercontent.com/mrc-ide/global-lmic-reports/master/AFG/projections.csv
https://raw.githubusercontent.com/mrc-ide/global-lmic-reports/master/AFG/projections.csv
https://raw.githubusercontent.com/mrc-ide/global-lmic-reports/master/AFG/projections.csv
https://raw.githubusercontent.com/mrc-ide/global-lmic-reports/master/AFG/projections.csv
https://raw.githubusercontent.com/mrc-ide/global-lmic-reports/master/AFG/projections.csv
https://raw.githubusercontent.com/mrc-ide/global-lmic-reports/master/AFG/projections.csv
https://raw.githubusercontent.com/mrc-ide/global-lmic-reports/master/AFG/projections.csv
https://raw.githubusercontent.com/mrc-ide/global-lmic-reports/master/AFG/projections.csv
https://raw.githubusercontent.com/mrc-ide/global-lmic-reports/master/AFG/projections.csv
https://raw.githubusercontent.com/mrc-ide/global-lmic-reports/master/AFG/projections.csv
https://raw.githubusercontent.com/mrc-ide/global-lmic-reports/master/AFG/projections.csv
https://raw.githubusercontent.com/mrc-ide/global-lmic-reports/master/AFG/projections.csv
https://raw.githubusercontent.com/mrc-ide/global-lmic-reports/master/AFG/projections.csv
https://raw.githubusercontent.com/mrc-ide/global-lmic-reports/master/AFG/projections.csv
https://raw.githubusercontent.com/mrc-ide/global-lmic-reports/master/AFG/projections.csv
https://raw.githubusercontent.com/mrc-ide/global-lmic-reports/master/AFG/projections.csv
https://raw.githubusercontent.com/mrc-ide/global-lmic-reports/master/AFG/projections.csv
https://raw.githubusercontent.com/mrc-ide/global-lmic-reports/master/AFG/projections.csv
https://raw.githubusercontent.com/mrc-ide/global-lmic-reports/master/AFG/projections.csv
https://raw.githubusercontent.com/mrc-ide/global-lmic-reports/master/AFG/projections.csv
https://raw.githubusercontent.com/mrc-ide/global-lmic-reports/master/AFG/projections.csv
https://raw.githubusercontent.com/mrc-ide/global-lmic-reports/master/AFG/projections.csv
https://raw.githubusercontent.com/mrc-ide/global-lmic-reports/master/AFG/projections.csv
https://raw.githubusercontent.com/mrc-ide/global-lmic-reports/master/AFG/projections.csv
https://raw.githubusercontent.com/mrc-ide/global-lmic-reports/master/AFG/projections.csv
https://raw.githubusercontent.com/mrc-ide/global-lmic-reports/master/AFG/projections.csv
https://raw.githubusercontent.com/mrc-ide/global-lmic-reports/master/AFG/projections.csv
https://raw.githubusercontent.com/mrc-ide/global-lmic-reports/master/AFG/projections.csv
https://raw.githubusercontent.com/mrc-ide/global-lmic-reports/master/AFG/projections.csv
https://raw.githubusercontent.com/mrc-ide/global-lmic-reports/master/AFG/projections.csv
https://raw.githubusercontent.com/mrc-ide/global-lmic-reports/master/AFG/projections.csv
https://raw.githubusercontent.com/mrc-ide/global-lmic-reports/master/AFG/projections.csv
https://raw.githubusercontent.com/mrc-ide/global-lmic-reports/master/AFG/projections.csv
https://raw.githubusercontent.com/mrc-ide/global-lmic-reports/master/AFG/projections.csv
https://raw.githubusercontent.com/mrc-ide/global-lmic-reports/master/AFG/projections.csv
https://raw.githubusercontent.com/mrc-ide/global-lmic-reports/master/AFG/projections.csv
https://raw.githubusercontent.com/mrc-ide/global-lmic-reports/master/AFG/projections.csv
https://raw.githubusercontent.com/mrc-ide/global-lmic-reports/master/AFG/projections.csv
https://raw.githubusercontent.com/mrc-ide/global-lmic-reports/master/AFG/projections.csv
https://raw.githubusercontent.com/mrc-ide/global-lmic-reports/master/AFG/projections.csv
https://raw.githubusercontent.com/mrc-ide/global-lmic-reports/master/AFG/projections.csv
https://raw.githubusercontent.com/mrc-ide/global-lmic-reports/master/AFG/projections.csv
https://raw.githubusercontent.com/mrc-ide/global-lmic-reports/master/AFG/projections.csv
https://raw.githubusercontent.com/mrc-ide/global-lmic-reports/master/AFG/projections.csv
https://raw.githubusercontent.com/mrc-ide/global-lmic-reports/master/AFG/projections.csv
https://raw.githubusercontent.com/mrc-ide/global-lmic-reports/master/AFG/projections.csv
https://raw.githubusercontent.com/mrc-ide/global-lmic-reports/master/AFG/projections.csv
https://raw.githubusercontent.com/mrc-ide/global-lmic-reports/master/AFG/projections.csv
https://raw.githubusercontent.com/mrc-ide/global-lmic-reports/master/AFG/projections.csv
https://raw.githubusercontent.com/mrc-ide/global-lmic-reports/master/AFG/projections.csv
https://raw.githubusercontent.com/mrc-ide/global-lmic-reports/master/AFG/projections.csv
https://raw.githubusercontent.com/mrc-ide/global-lmic-reports/master/AFG/projections.csv
https://raw.githubusercontent.com/mrc-ide/global-lmic-reports/master/AFG/projections.csv
https://raw.githubusercontent.com/mrc-ide/global-lmic-reports/master/AFG/projections.csv
https://raw.githubusercontent.com/mrc-ide/global-lmic-reports/master/AFG/projections.csv
https://raw.githubusercontent.com/mrc-ide/global-lmic-reports/master/AFG/projections.csv
https://raw.githubusercontent.com/mrc-ide/global-lmic-reports/master/AFG/projections.csv
https://raw.githubusercontent.com/mrc-ide/global-lmic-reports/master/AFG/projections.csv
https://raw.githubusercontent.com/mrc-ide/global-lmic-reports/master/AFG/projections.csv
https://raw.githubusercontent.com/mrc-ide/global-lmic-reports/master/AFG/projections.csv
https://raw.githubusercontent.com/mrc-ide/global-lmic-reports/master/AFG/projections.csv
https://raw.githubusercontent.com/mrc-ide/global-lmic-reports/master/AFG/projections.csv
https://raw.githubusercontent.com/mrc-ide/global-lmic-reports/master/AFG/projections.csv
https://raw.githubusercontent.com/mrc-ide/global-lmic-reports/master/AFG/projections.csv
https://raw.githubusercontent.com/mrc-ide/global-lmic-reports/master/AFG/projections.csv
https://raw.githubusercontent.com/mrc-ide/global-lmic-reports/master/AFG/projections.csv
https://raw.githubusercontent.com/mrc-ide/global-lmic-reports/master/AFG/projections.csv
https://raw.githubusercontent.com/mrc-ide/global-lmic-reports/master/AFG/projections.csv
https://raw.githubusercontent.com/mrc-ide/global-lmic-reports/master/AFG/projections.csv
https://raw.githubusercontent.com/mrc-ide/global-lmic-reports/master/AFG/projections.csv
https://raw.githubusercontent.com/mrc-ide/global-lmic-reports/master/AFG/projections.csv
https://raw.githubusercontent.com/mrc-ide/global-lmic-reports/master/AFG/projections.csv
https://raw.githubusercontent.com/mrc-ide/global-lmic-reports/master/AFG/projections.csv
https://raw.githubusercontent.com/mrc-ide/global-lmic-reports/master/AFG/projections.csv
https://raw.githubusercontent.com/mrc-ide/global-lmic-reports/master/AFG/projections.csv
https://raw.githubusercontent.com/mrc-ide/global-lmic-reports/master/AFG/projections.csv
https://raw.githubusercontent.com/mrc-ide/global-lmic-reports/master/AFG/projections.csv
https://raw.githubusercontent.com/mrc-ide/global-lmic-reports/master/AFG/projections.csv
https://raw.githubusercontent.com/mrc-ide/global-lmic-reports/master/AFG/projections.csv
https://raw.githubusercontent.com/mrc-ide/global-lmic-reports/master/AFG/projections.csv
https://raw.githubusercontent.com/mrc-ide/global-lmic-reports/master/AFG/projections.csv
https://raw.githubusercontent.com/mrc-ide/global-lmic-reports/master/AFG/projections.csv
https://raw.githubusercontent.com/mrc-ide/global-lmic-reports/master/AFG/projections.csv
https://raw.githubusercontent.com/mrc-ide/global-lmic-reports/master/AFG/projections.csv
https://raw.githubusercontent.com/mrc-ide/global-lmic-reports/master/AFG/projections.csv
https://raw.githubusercontent.com/mrc-ide/global-lmic-reports/master/AFG/projections.csv
https://raw.githubusercontent.com/mrc-ide/global-lmic-reports/master/AFG/projections.csv
https://raw.githubusercontent.com/mrc-ide/global-lmic-reports/master/AFG/projections.csv
https://raw.githubusercontent.com/mrc-ide/global-lmic-reports/master/AFG/projections.csv
https://raw.githubusercontent.com/mrc-ide/global-lmic-reports/master/AFG/projections.csv
https://raw.githubusercontent.com/mrc-ide/global-lmic-reports/master/AFG/projections.csv
https://raw.githubusercontent.com/mrc-ide/global-lmic-reports/master/AFG/projections.csv
https://raw.githubusercontent.com/mrc-ide/global-lmic-reports/master/AFG/projections.csv
https://raw.githubusercontent.com/mrc-ide/global-lmic-reports/master/AFG/projections.csv
https://raw.githubusercontent.com/mrc-ide/global-lmic-reports/master/AFG/projections.csv
https://raw.githubusercontent.com/mrc-ide/global-lmic-reports/master/AFG/projections.csv
https://raw.githubusercontent.com/mrc-ide/global-lmic-reports/master/AFG/projections.csv
https://raw.githubusercontent.com/mrc-ide/global-lmic-reports/master/AFG/projections.csv
https://raw.githubusercontent.com/mrc-ide/global-lmic-reports/master/AFG/projections.csv
https://raw.githubusercontent.com/mrc-ide/global-lmic-reports/master/AFG/projections.csv
https://raw.githubusercontent.com/mrc-ide/global-lmic-reports/master/AFG/projections.csv
https://raw.githubusercontent.com/mrc-ide/global-lmic-reports/master/AFG/projections.csv
https://raw.githubusercontent.com/mrc-ide/global-lmic-reports/master/AFG/projections.csv
https://raw.githubusercontent.com/mrc-ide/global-lmic-reports/master/AFG/projections.csv
https://raw.githubusercontent.com/mrc-ide/global-lmic-reports/master/AFG/projections.csv
https://raw.githubusercontent.com/mrc-ide/global-lmic-reports/master/AFG/projections.csv
https://raw.githubusercontent.com/mrc-ide/global-lmic-reports/master/AFG/projections.csv
https://raw.githubusercontent.com/mrc-ide/global-lmic-reports/master/AFG/projections.csv
https://raw.githubusercontent.com/mrc-ide/global-lmic-reports/master/AFG/projections.csv
https://raw.githubusercontent.com/mrc-ide/global-lmic-reports/master/AFG/projections.csv
https://raw.githubusercontent.com/mrc-ide/global-lmic-reports/master/AFG/projections.csv
https://raw.githubusercontent.com/mrc-ide/global-lmic-reports/master/AFG/projections.csv
https://raw.githubusercontent.com/mrc-ide/global-lmic-reports/master/AFG/projections.csv
https://raw.githubusercontent.com/mrc-ide/global-lmic-reports/master/AFG/projections.csv
https://raw.githubusercontent.com/mrc-ide/global-lmic-reports/master/AFG/projections.csv
https://raw.githubusercontent.com/mrc-ide/global-lmic-reports/master/AFG/projections.csv
https://raw.githubusercontent.com/mrc-ide/global-lmic-reports/master/AFG/projections.csv
https://raw.githubusercontent.com/mrc-ide/global-lmic-reports/master/AFG/projections.csv
https://raw.githubusercontent.com/mrc-ide/global-lmic-reports/master/AFG/projections.csv
https://raw.githubusercontent.com/mrc-ide/global-lmic-reports/master/AFG/projections.csv
https://raw.githubusercontent.com/mrc-ide/global-lmic-reports/master/AFG/projections.csv
https://raw.githubusercontent.com/mrc-ide/global-lmic-reports/master/AFG/projections.csv
https://raw.githubusercontent.com/mrc-ide/global-lmic-reports/master/AFG/projections.csv
https://raw.githubusercontent.com/mrc-ide/global-lmic-reports/master/AFG/projections.csv
https://raw.githubusercontent.com/mrc-ide/global-lmic-reports/master/AFG/projections.csv
https://raw.githubusercontent.com/mrc-ide/global-lmic-reports/master/AFG/projections.csv
https://raw.githubusercontent.com/mrc-ide/global-lmic-reports/master/AFG/projections.csv
https://raw.githubusercontent.com/mrc-ide/global-lmic-reports/master/AFG/projections.csv
https://raw.githubusercontent.com/mrc-ide/global-lmic-reports/master/AFG/projections.csv
https://raw.githubusercontent.com/mrc-ide/global-lmic-reports/master/AFG/projections.csv
https://raw.githubusercontent.com/mrc-ide/global-lmic-reports/master/AFG/projections.csv
https://raw.githubusercontent.com/mrc-ide/global-lmic-reports/master/AFG/projections.csv
https://raw.githubusercontent.com/mrc-ide/global-lmic-reports/master/AFG/projections.csv
https://raw.githubusercontent.com/mrc-ide/global-lmic-reports/master/AFG/projections.csv
https://raw.githubusercontent.com/mrc-ide/global-lmic-reports/master/AFG/projections.csv
https://raw.githubusercontent.com/mrc-ide/global-lmic-reports/master/AFG/projections.csv
https://raw.githubusercontent.com/mrc-ide/global-lmic-reports/master/AFG/projections.csv
https://raw.githubusercontent.com/mrc-ide/global-lmic-reports/master/AFG/projections.csv
https://raw.githubusercontent.com/mrc-ide/global-lmic-reports/master/AFG/projections.csv
https://raw.githubusercontent.com/mrc-ide/global-lmic-reports/master/AFG/projections.csv
https://raw.githubusercontent.com/mrc-ide/global-lmic-reports/master/AFG/projections.csv
https://raw.githubusercontent.com/mrc-ide/global-lmic-reports/master/AFG/projections.csv
https://raw.githubusercontent.com/mrc-ide/global-lmic-reports/master/AFG/projections.csv
https://raw.githubusercontent.com/mrc-ide/global-lmic-reports/master/AFG/projections.csv
https://raw.githubusercontent.com/mrc-ide/global-lmic-reports/master/AFG/projections.csv
https://raw.githubusercontent.com/mrc-ide/global-lmic-reports/master/AFG/projections.csv
https://raw.githubusercontent.com/mrc-ide/global-lmic-reports/master/AFG/projections.csv
https://raw.githubusercontent.com/mrc-ide/global-lmic-reports/master/AFG/projections.csv
https://raw.githubusercontent.com/mrc-ide/global-lmic-reports/master/AFG/projections.csv
https://raw.githubusercontent.com/mrc-ide/global-lmic-reports/master/AFG/projections.csv
https://raw.githubusercontent.com/mrc-ide/global-lmic-reports/master/AFG/projections.csv
https://raw.githubusercontent.com/mrc-ide/global-lmic-reports/master/AFG/projections.csv
https://raw.githubusercontent.com/mrc-ide/global-lmic-reports/master/AFG/projections.csv
https://raw.githubusercontent.com/mrc-ide/global-lmic-reports/master/AFG/projections.csv
https://raw.githubusercontent.com/mrc-ide/global-lmic-reports/master/AFG/projections.csv
https://raw.githubusercontent.com/mrc-ide/global-lmic-reports/master/AFG/projections.csv
https://raw.githubusercontent.com/mrc-ide/global-lmic-reports/master/AFG/projections.csv
https://raw.githubusercontent.com/mrc-ide/global-lmic-reports/master/AFG/projections.csv
https://raw.githubusercontent.com/mrc-ide/global-lmic-reports/master/AFG/projections.csv
https://raw.githubusercontent.com/mrc-ide/global-lmic-reports/master/AFG/projections.csv
https://raw.githubusercontent.com/mrc-ide/global-lmic-reports/master/AFG/projections.csv
https://raw.githubusercontent.com/mrc-ide/global-lmic-reports/master/AFG/projections.csv
https://raw.githubusercontent.com/mrc-ide/global-lmic-reports/master/AFG/projections.csv
https://raw.githubusercontent.com/mrc-ide/global-lmic-reports/master/AFG/projections.csv
https://raw.githubusercontent.com/mrc-ide/global-lmic-reports/master/AFG/projections.csv
https://raw.githubusercontent.com/mrc-ide/global-lmic-reports/master/AFG/projections.csv
https://raw.githubusercontent.com/mrc-ide/global-lmic-reports/master/AFG/projections.csv
https://raw.githubusercontent.com/mrc-ide/global-lmic-reports/master/AFG/projections.csv
https://raw.githubusercontent.com/mrc-ide/global-lmic-reports/master/AFG/projections.csv
https://raw.githubusercontent.com/mrc-ide/global-lmic-reports/master/AFG/projections.csv
https://raw.githubusercontent.com/mrc-ide/global-lmic-reports/master/AFG/projections.csv
https://raw.githubusercontent.com/mrc-ide/global-lmic-reports/master/AFG/projections.csv
https://raw.githubusercontent.com/mrc-ide/global-lmic-reports/master/AFG/projections.csv
https://raw.githubusercontent.com/mrc-ide/global-lmic-reports/master/AFG/projections.csv
https://raw.githubusercontent.com/mrc-ide/global-lmic-reports/master/AFG/projections.csv
https://raw.githubusercontent.com/mrc-ide/global-lmic-reports/master/AFG/projections.csv
https://raw.githubusercontent.com/mrc-ide/global-lmic-reports/master/AFG/projections.csv
https://raw.githubusercontent.com/mrc-ide/global-lmic-reports/master/AFG/projections.csv
https://raw.githubusercontent.com/mrc-ide/global-lmic-reports/master/AFG/projections.csv
https://raw.githubusercontent.com/mrc-ide/global-lmic-reports/master/AFG/projections.csv
https://raw.githubusercontent.com/mrc-ide/global-lmic-reports/master/AFG/projections.csv
https://raw.githubusercontent.com/mrc-ide/global-lmic-reports/master/AFG/projections.csv
https://raw.githubusercontent.com/mrc-ide/global-lmic-reports/master/AFG/projections.csv
https://raw.githubusercontent.com/mrc-ide/global-lmic-reports/master/AFG/projections.csv
https://raw.githubusercontent.com/mrc-ide/global-lmic-reports/master/AFG/projections.csv
https://raw.githubusercontent.com/mrc-ide/global-lmic-reports/master/AFG/projections.csv
https://raw.githubusercontent.com/mrc-ide/global-lmic-reports/master/AFG/projections.csv
https://raw.githubusercontent.com/mrc-ide/global-lmic-reports/master/AFG/projections.csv
https://raw.githubusercontent.com/mrc-ide/global-lmic-reports/master/AFG/projections.csv
https://raw.githubusercontent.com/mrc-ide/global-lmic-reports/master/AFG/projections.csv
https://raw.githubusercontent.com/mrc-ide/global-lmic-reports/master/AFG/projections.csv
https://raw.githubusercontent.com/mrc-ide/global-lmic-reports/master/AFG/projections.csv
https://raw.githubusercontent.com/mrc-ide/global-lmic-reports/master/AFG/projections.csv
https://raw.githubusercontent.com/mrc-ide/global-lmic-reports/master/AFG/projections.csv
https://raw.githubusercontent.com/mrc-ide/global-lmic-reports/master/AFG/projections.csv
https://raw.githubusercontent.com/mrc-ide/global-lmic-reports/master/AFG/projections.csv
https://raw.githubusercontent.com/mrc-ide/global-lmic-reports/master/AFG/projections.csv
https://raw.githubusercontent.com/mrc-ide/global-lmic-reports/master/AFG/projections.csv
https://raw.githubusercontent.com/mrc-ide/global-lmic-reports/master/AFG/projections.csv
https://raw.githubusercontent.com/mrc-ide/global-lmic-reports/master/AFG/projections.csv
https://raw.githubusercontent.com/mrc-ide/global-lmic-reports/master/AFG/projections.csv
https://raw.githubusercontent.com/mrc-ide/global-lmic-reports/master/AFG/projections.csv
https://raw.githubusercontent.com/mrc-ide/global-lmic-reports/master/AFG/projections.csv
https://raw.githubusercontent.com/mrc-ide/global-lmic-reports/master/AFG/projections.csv
https://raw.githubusercontent.com/mrc-ide/global-lmic-reports/master/AFG/projections.csv
https://raw.githubusercontent.com/mrc-ide/global-lmic-reports/master/AFG/projections.csv
https://raw.githubusercontent.com/mrc-ide/global-lmic-reports/master/AFG/projections.csv
https://raw.githubusercontent.com/mrc-ide/global-lmic-reports/master/AFG/projections.csv
https://raw.githubusercontent.com/mrc-ide/global-lmic-reports/master/AFG/projections.csv
https://raw.githubusercontent.com/mrc-ide/global-lmic-reports/master/AFG/projections.csv
https://raw.githubusercontent.com/mrc-ide/global-lmic-reports/master/AFG/projections.csv
https://raw.githubusercontent.com/mrc-ide/global-lmic-reports/master/AFG/projections.csv
https://raw.githubusercontent.com/mrc-ide/global-lmic-reports/master/AFG/projections.csv
https://raw.githubusercontent.com/mrc-ide/global-lmic-reports/master/AFG/projections.csv
https://raw.githubusercontent.com/mrc-ide/global-lmic-reports/master/AFG/projections.csv
https://raw.githubusercontent.com/mrc-ide/global-lmic-reports/master/AFG/projections.csv
https://raw.githubusercontent.com/mrc-ide/global-lmic-reports/master/AFG/projections.csv
https://raw.githubusercontent.com/mrc-ide/global-lmic-reports/master/AFG/projections.csv
https://raw.githubusercontent.com/mrc-ide/global-lmic-reports/master/AFG/projections.csv
https://raw.githubusercontent.com/mrc-ide/global-lmic-reports/master/AFG/projections.csv
https://raw.githubusercontent.com/mrc-ide/global-lmic-reports/master/AFG/projections.csv
https://raw.githubusercontent.com/mrc-ide/global-lmic-reports/master/AFG/projections.csv
https://raw.githubusercontent.com/mrc-ide/global-lmic-reports/master/AFG/projections.csv
https://raw.githubusercontent.com/mrc-ide/global-lmic-reports/master/AFG/projections.csv
https://raw.githubusercontent.com/mrc-ide/global-lmic-reports/master/AFG/projections.csv
https://raw.githubusercontent.com/mrc-ide/global-lmic-reports/master/AFG/projections.csv
https://raw.githubusercontent.com/mrc-ide/global-lmic-reports/master/AFG/projections.csv
https://raw.githubusercontent.com/mrc-ide/global-lmic-reports/master/AFG/projections.csv
https://raw.githubusercontent.com/mrc-ide/global-lmic-reports/master/AFG/projections.csv
https://raw.githubusercontent.com/mrc-ide/global-lmic-reports/master/AFG/projections.csv
https://raw.githubusercontent.com/mrc-ide/global-lmic-reports/master/AFG/projections.csv
https://raw.githubusercontent.com/mrc-ide/global-lmic-reports/master/AFG/projections.csv
https://raw.githubusercontent.com/mrc-ide/global-lmic-reports/master/AFG/projections.csv
https://raw.githubusercontent.com/mrc-ide/global-lmic-reports/master/AFG/projections.csv
https://raw.githubusercontent.com/mrc-ide/global-lmic-reports/master/AFG/projections.csv
https://raw.githubusercontent.com/mrc-ide/global-lmic-reports/master/AFG/projections.csv
https://raw.githubusercontent.com/mrc-ide/global-lmic-reports/master/AFG/projections.csv
https://raw.githubusercontent.com/mrc-ide/global-lmic-reports/master/AFG/projections.csv
https://raw.githubusercontent.com/mrc-ide/global-lmic-reports/master/AFG/projections.csv
https://raw.githubusercontent.com/mrc-ide/global-lmic-reports/master/AFG/projections.csv
https://raw.githubusercontent.com/mrc-ide/global-lmic-reports/master/AFG/projections.csv
https://raw.githubusercontent.com/mrc-ide/global-lmic-reports/master/AFG/projections.csv
https://raw.githubusercontent.com/mrc-ide/global-lmic-reports/master/AFG/projections.csv
https://raw.githubusercontent.com/mrc-ide/global-lmic-reports/master/AFG/projections.csv
https://raw.githubusercontent.com/mrc-ide/global-lmic-reports/master/AFG/projections.csv
https://raw.githubusercontent.com/mrc-ide/global-lmic-reports/master/AFG/projections.csv
https://raw.githubusercontent.com/mrc-ide/global-lmic-reports/master/AFG/projections.csv
https://raw.githubusercontent.com/mrc-ide/global-lmic-reports/master/AFG/projections.csv
https://raw.githubusercontent.com/mrc-ide/global-lmic-reports/master/AFG/projections.csv
https://raw.githubusercontent.com/mrc-ide/global-lmic-reports/master/AFG/projections.csv
https://raw.githubusercontent.com/mrc-ide/global-lmic-reports/master/AFG/projections.csv
https://raw.githubusercontent.com/mrc-ide/global-lmic-reports/master/AFG/projections.csv
https://raw.githubusercontent.com/mrc-ide/global-lmic-reports/master/AFG/projections.csv
https://raw.githubusercontent.com/mrc-ide/global-lmic-reports/master/AFG/projections.csv
https://raw.githubusercontent.com/mrc-ide/global-lmic-reports/master/AFG/projections.csv
https://raw.githubusercontent.com/mrc-ide/global-lmic-reports/master/AFG/projections.csv
https://raw.githubusercontent.com/mrc-ide/global-lmic-reports/master/AFG/projections.csv
https://raw.githubusercontent.com/mrc-ide/global-lmic-reports/master/AFG/projections.csv
https://raw.githubusercontent.com/mrc-ide/global-lmic-reports/master/AFG/projections.csv
https://raw.githubusercontent.com/mrc-ide/global-lmic-reports/master/AFG/projections.csv
https://raw.githubusercontent.com/mrc-ide/global-lmic-reports/master/AFG/projections.csv
https://raw.githubusercontent.com/mrc-ide/global-lmic-reports/master/AFG/projections.csv
https://raw.githubusercontent.com/mrc-ide/global-lmic-reports/master/AFG/projections.csv
https://raw.githubusercontent.com/mrc-ide/global-lmic-reports/master/AFG/projections.csv
https://raw.githubusercontent.com/mrc-ide/global-lmic-reports/master/AFG/projections.csv
https://raw.githubusercontent.com/mrc-ide/global-lmic-reports/master/AFG/projections.csv
https://raw.githubusercontent.com/mrc-ide/global-lmic-reports/master/AFG/projections.csv
https://raw.githubusercontent.com/mrc-ide/global-lmic-reports/master/AFG/projections.csv
https://raw.githubusercontent.com/mrc-ide/global-lmic-reports/master/AFG/projections.csv
https://raw.githubusercontent.com/mrc-ide/global-lmic-reports/master/AFG/projections.csv
https://raw.githubusercontent.com/mrc-ide/global-lmic-reports/master/AFG/projections.csv
https://raw.githubusercontent.com/mrc-ide/global-lmic-reports/master/AFG/projections.csv
https://raw.githubusercontent.com/mrc-ide/global-lmic-reports/master/AFG/projections.csv
https://raw.githubusercontent.com/mrc-ide/global-lmic-reports/master/AFG/projections.csv
https://raw.githubusercontent.com/mrc-ide/global-lmic-reports/master/AFG/projections.csv
https://raw.githubusercontent.com/mrc-ide/global-lmic-reports/master/AFG/projections.csv
https://raw.githubusercontent.com/mrc-ide/global-lmic-reports/master/AFG/projections.csv
https://raw.githubusercontent.com/mrc-ide/global-lmic-reports/master/AFG/projections.csv
https://raw.githubusercontent.com/mrc-ide/global-lmic-reports/master/AFG/projections.csv
https://raw.githubusercontent.com/mrc-ide/global-lmic-reports/master/AFG/projections.csv
https://raw.githubusercontent.com/mrc-ide/global-lmic-reports/master/AFG/projections.csv
https://raw.githubusercontent.com/mrc-ide/global-lmic-reports/master/AFG/projections.csv
https://raw.githubusercontent.com/mrc-ide/global-lmic-reports/master/AFG/projections.csv
https://raw.githubusercontent.com/mrc-ide/global-lmic-reports/master/AFG/projections.csv
https://raw.githubusercontent.com/mrc-ide/global-lmic-reports/master/AFG/projections.csv
https://raw.githubusercontent.com/mrc-ide/global-lmic-reports/master/AFG/projections.csv
https://raw.githubusercontent.com/mrc-ide/global-lmic-reports/master/AFG/projections.csv
https://raw.githubusercontent.com/mrc-ide/global-lmic-reports/master/AFG/projections.csv
https://raw.githubusercontent.com/mrc-ide/global-lmic-reports/master/AFG/projections.csv
https://raw.githubusercontent.com/mrc-ide/global-lmic-reports/master/AFG/projections.csv
https://raw.githubusercontent.com/mrc-ide/global-lmic-reports/master/AFG/projections.csv
https://raw.githubusercontent.com/mrc-ide/global-lmic-reports/master/AFG/projections.csv
https://raw.githubusercontent.com/mrc-ide/global-lmic-reports/master/AFG/projections.csv
https://raw.githubusercontent.com/mrc-ide/global-lmic-reports/master/AFG/projections.csv
https://raw.githubusercontent.com/mrc-ide/global-lmic-reports/master/AFG/projections.csv
https://raw.githubusercontent.com/mrc-ide/global-lmic-reports/master/AFG/projections.csv
https://raw.githubusercontent.com/mrc-ide/global-lmic-reports/master/AFG/projections.csv
https://raw.githubusercontent.com/mrc-ide/global-lmic-reports/master/AFG/projections.csv
https://raw.githubusercontent.com/mrc-ide/global-lmic-reports/master/AFG/projections.csv
https://raw.githubusercontent.com/mrc-ide/global-lmic-reports/master/AFG/projections.csv
https://raw.githubusercontent.com/mrc-ide/global-lmic-reports/master/AFG/projections.csv
https://raw.githubusercontent.com/mrc-ide/global-lmic-reports/master/AFG/projections.csv
https://raw.githubusercontent.com/mrc-ide/global-lmic-reports/master/AFG/projections.csv
https://raw.githubusercontent.com/mrc-ide/global-lmic-reports/master/AFG/projections.csv
https://raw.githubusercontent.com/mrc-ide/global-lmic-reports/master/AFG/projections.csv
https://raw.githubusercontent.com/mrc-ide/global-lmic-reports/master/AFG/projections.csv
https://raw.githubusercontent.com/mrc-ide/global-lmic-reports/master/AFG/projections.csv
https://raw.githubusercontent.com/mrc-ide/global-lmic-reports/master/AFG/projections.csv
https://raw.githubusercontent.com/mrc-ide/global-lmic-reports/master/AFG/projections.csv
https://raw.githubusercontent.com/mrc-ide/global-lmic-reports/master/AFG/projections.csv
https://raw.githubusercontent.com/mrc-ide/global-lmic-reports/master/AFG/projections.csv
https://raw.githubusercontent.com/mrc-ide/global-lmic-reports/master/AFG/projections.csv
https://raw.githubusercontent.com/mrc-ide/global-lmic-reports/master/AFG/projections.csv
https://raw.githubusercontent.com/mrc-ide/global-lmic-reports/master/AFG/projections.csv
https://raw.githubusercontent.com/mrc-ide/global-lmic-reports/master/AFG/projections.csv
https://raw.githubusercontent.com/mrc-ide/global-lmic-reports/master/AFG/projections.csv
https://raw.githubusercontent.com/mrc-ide/global-lmic-reports/master/AFG/projections.csv
https://raw.githubusercontent.com/mrc-ide/global-lmic-reports/master/AFG/projections.csv
https://raw.githubusercontent.com/mrc-ide/global-lmic-reports/master/AFG/projections.csv
https://raw.githubusercontent.com/mrc-ide/global-lmic-reports/master/AFG/projections.csv
https://raw.githubusercontent.com/mrc-ide/global-lmic-reports/master/AFG/projections.csv
https://raw.githubusercontent.com/mrc-ide/global-lmic-reports/master/AFG/projections.csv
https://raw.githubusercontent.com/mrc-ide/global-lmic-reports/master/AFG/projections.csv
https://raw.githubusercontent.com/mrc-ide/global-lmic-reports/master/AFG/projections.csv
https://raw.githubusercontent.com/mrc-ide/global-lmic-reports/master/AFG/projections.csv
https://raw.githubusercontent.com/mrc-ide/global-lmic-reports/master/AFG/projections.csv
https://raw.githubusercontent.com/mrc-ide/global-lmic-reports/master/AFG/projections.csv
https://raw.githubusercontent.com/mrc-ide/global-lmic-reports/master/AFG/projections.csv
https://raw.githubusercontent.com/mrc-ide/global-lmic-reports/master/AFG/projections.csv
https://raw.githubusercontent.com/mrc-ide/global-lmic-reports/master/AFG/projections.csv
https://raw.githubusercontent.com/mrc-ide/global-lmic-reports/master/AFG/projections.csv
https://raw.githubusercontent.com/mrc-ide/global-lmic-reports/master/AFG/projections.csv
https://raw.githubusercontent.com/mrc-ide/global-lmic-reports/master/AFG/projections.csv
https://raw.githubusercontent.com/mrc-ide/global-lmic-reports/master/AFG/projections.csv
https://raw.githubusercontent.com/mrc-ide/global-lmic-reports/master/AFG/projections.csv
https://raw.githubusercontent.com/mrc-ide/global-lmic-reports/master/AFG/projections.csv
https://raw.githubusercontent.com/mrc-ide/global-lmic-reports/master/AFG/projections.csv
https://raw.githubusercontent.com/mrc-ide/global-lmic-reports/master/AFG/projections.csv
https://raw.githubusercontent.com/mrc-ide/global-lmic-reports/master/AFG/projections.csv
https://raw.githubusercontent.com/mrc-ide/global-lmic-reports/master/AFG/projections.csv
https://raw.githubusercontent.com/mrc-ide/global-lmic-reports/master/AFG/projections.csv
https://raw.githubusercontent.com/mrc-ide/global-lmic-reports/master/AFG/projections.csv
https://raw.githubusercontent.com/mrc-ide/global-lmic-reports/master/AFG/projections.csv
https://raw.githubusercontent.com/mrc-ide/global-lmic-reports/master/AFG/projections.csv
https://raw.githubusercontent.com/mrc-ide/global-lmic-reports/master/AFG/projections.csv
https://raw.githubusercontent.com/mrc-ide/global-lmic-reports/master/AFG/projections.csv
https://raw.githubusercontent.com/mrc-ide/global-lmic-reports/master/AFG/projections.csv
https://raw.githubusercontent.com/mrc-ide/global-lmic-reports/master/AFG/projections.csv
https://raw.githubusercontent.com/mrc-ide/global-lmic-reports/master/AFG/projections.csv
https://raw.githubusercontent.com/mrc-ide/global-lmic-reports/master/AFG/projections.csv
https://raw.githubusercontent.com/mrc-ide/global-lmic-reports/master/AFG/projections.csv
https://raw.githubusercontent.com/mrc-ide/global-lmic-reports/master/AFG/projections.csv
https://raw.githubusercontent.com/mrc-ide/global-lmic-reports/master/AFG/projections.csv
https://raw.githubusercontent.com/mrc-ide/global-lmic-reports/master/AFG/projections.csv
https://raw.githubusercontent.com/mrc-ide/global-lmic-reports/master/AFG/projections.csv
https://raw.githubusercontent.com/mrc-ide/global-lmic-reports/master/AFG/projections.csv
https://raw.githubusercontent.com/mrc-ide/global-lmic-reports/master/AFG/projections.csv
https://raw.githubusercontent.com/mrc-ide/global-lmic-reports/master/AFG/projections.csv
https://raw.githubusercontent.com/mrc-ide/global-lmic-reports/master/AFG/projections.csv
https://raw.githubusercontent.com/mrc-ide/global-lmic-reports/master/AFG/projections.csv
https://raw.githubusercontent.com/mrc-ide/global-lmic-reports/master/AFG/projections.csv
https://raw.githubusercontent.com/mrc-ide/global-lmic-reports/master/AFG/projections.csv
https://raw.githubusercontent.com/mrc-ide/global-lmic-reports/master/AFG/projections.csv
https://raw.githubusercontent.com/mrc-ide/global-lmic-reports/master/AFG/projections.csv
https://raw.githubusercontent.com/mrc-ide/global-lmic-reports/master/AFG/projections.csv
https://raw.githubusercontent.com/mrc-ide/global-lmic-reports/master/AFG/projections.csv
https://raw.githubusercontent.com/mrc-ide/global-lmic-reports/master/AFG/projections.csv
https://raw.githubusercontent.com/mrc-ide/global-lmic-reports/master/AFG/projections.csv
https://raw.githubusercontent.com/mrc-ide/global-lmic-reports/master/AFG/projections.csv
https://raw.githubusercontent.com/mrc-ide/global-lmic-reports/master/AFG/projections.csv
https://raw.githubusercontent.com/mrc-ide/global-lmic-reports/master/AFG/projections.csv
https://raw.githubusercontent.com/mrc-ide/global-lmic-reports/master/AFG/projections.csv
https://raw.githubusercontent.com/mrc-ide/global-lmic-reports/master/AFG/projections.csv
https://raw.githubusercontent.com/mrc-ide/global-lmic-reports/master/AFG/projections.csv
https://raw.githubusercontent.com/mrc-ide/global-lmic-reports/master/AFG/projections.csv
https://raw.githubusercontent.com/mrc-ide/global-lmic-reports/master/AFG/projections.csv
https://raw.githubusercontent.com/mrc-ide/global-lmic-reports/master/AFG/projections.csv
https://raw.githubusercontent.com/mrc-ide/global-lmic-reports/master/AFG/projections.csv
https://raw.githubusercontent.com/mrc-ide/global-lmic-reports/master/AFG/projections.csv
https://raw.githubusercontent.com/mrc-ide/global-lmic-reports/master/AFG/projections.csv
https://raw.githubusercontent.com/mrc-ide/global-lmic-reports/master/AFG/projections.csv
https://raw.githubusercontent.com/mrc-ide/global-lmic-reports/master/AFG/projections.csv
https://raw.githubusercontent.com/mrc-ide/global-lmic-reports/master/AFG/projections.csv
https://raw.githubusercontent.com/mrc-ide/global-lmic-reports/master/AFG/projections.csv
https://raw.githubusercontent.com/mrc-ide/global-lmic-reports/master/AFG/projections.csv
https://raw.githubusercontent.com/mrc-ide/global-lmic-reports/master/AFG/projections.csv
https://raw.githubusercontent.com/mrc-ide/global-lmic-reports/master/AFG/projections.csv
https://raw.githubusercontent.com/mrc-ide/global-lmic-reports/master/AFG/projections.csv
https://raw.githubusercontent.com/mrc-ide/global-lmic-reports/master/AFG/projections.csv
https://raw.githubusercontent.com/mrc-ide/global-lmic-reports/master/AFG/projections.csv
https://raw.githubusercontent.com/mrc-ide/global-lmic-reports/master/AFG/projections.csv
https://raw.githubusercontent.com/mrc-ide/global-lmic-reports/master/AFG/projections.csv
https://raw.githubusercontent.com/mrc-ide/global-lmic-reports/master/AFG/projections.csv
https://raw.githubusercontent.com/mrc-ide/global-lmic-reports/master/AFG/projections.csv
https://raw.githubusercontent.com/mrc-ide/global-lmic-reports/master/AFG/projections.csv
https://raw.githubusercontent.com/mrc-ide/global-lmic-reports/master/AFG/projections.csv
https://raw.githubusercontent.com/mrc-ide/global-lmic-reports/master/AFG/projections.csv
https://raw.githubusercontent.com/mrc-ide/global-lmic-reports/master/AFG/projections.csv
https://raw.githubusercontent.com/mrc-ide/global-lmic-reports/master/AFG/projections.csv
https://raw.githubusercontent.com/mrc-ide/global-lmic-reports/master/AFG/projections.csv
https://raw.githubusercontent.com/mrc-ide/global-lmic-reports/master/AFG/projections.csv
https://raw.githubusercontent.com/mrc-ide/global-lmic-reports/master/AFG/projections.csv
https://raw.githubusercontent.com/mrc-ide/global-lmic-reports/master/AFG/projections.csv
https://raw.githubusercontent.com/mrc-ide/global-lmic-reports/master/AFG/projections.csv
https://raw.githubusercontent.com/mrc-ide/global-lmic-reports/master/AFG/projections.csv
https://raw.githubusercontent.com/mrc-ide/global-lmic-reports/master/AFG/projections.csv
https://raw.githubusercontent.com/mrc-ide/global-lmic-reports/master/AFG/projections.csv
https://raw.githubusercontent.com/mrc-ide/global-lmic-reports/master/AFG/projections.csv
https://raw.githubusercontent.com/mrc-ide/global-lmic-reports/master/AFG/projections.csv
https://raw.githubusercontent.com/mrc-ide/global-lmic-reports/master/AFG/projections.csv
https://raw.githubusercontent.com/mrc-ide/global-lmic-reports/master/AFG/projections.csv
https://raw.githubusercontent.com/mrc-ide/global-lmic-reports/master/AFG/projections.csv
https://raw.githubusercontent.com/mrc-ide/global-lmic-reports/master/AFG/projections.csv
https://raw.githubusercontent.com/mrc-ide/global-lmic-reports/master/AFG/projections.csv
https://raw.githubusercontent.com/mrc-ide/global-lmic-reports/master/AFG/projections.csv
https://raw.githubusercontent.com/mrc-ide/global-lmic-reports/master/AFG/projections.csv
https://raw.githubusercontent.com/mrc-ide/global-lmic-reports/master/AFG/projections.csv
https://raw.githubusercontent.com/mrc-ide/global-lmic-reports/master/AFG/projections.csv
https://raw.githubusercontent.com/mrc-ide/global-lmic-reports/master/AFG/projections.csv
https://raw.githubusercontent.com/mrc-ide/global-lmic-reports/master/AFG/projections.csv
https://raw.githubusercontent.com/mrc-ide/global-lmic-reports/master/AFG/projections.csv
https://raw.githubusercontent.com/mrc-ide/global-lmic-reports/master/AFG/projections.csv
https://raw.githubusercontent.com/mrc-ide/global-lmic-reports/master/AFG/projections.csv
https://raw.githubusercontent.com/mrc-ide/global-lmic-reports/master/AFG/projections.csv
https://raw.githubusercontent.com/mrc-ide/global-lmic-reports/master/AFG/projections.csv
https://raw.githubusercontent.com/mrc-ide/global-lmic-reports/master/AFG/projections.csv
https://raw.githubusercontent.com/mrc-ide/global-lmic-reports/master/AFG/projections.csv
https://raw.githubusercontent.com/mrc-ide/global-lmic-reports/master/AFG/projections.csv
https://raw.githubusercontent.com/mrc-ide/global-lmic-reports/master/AFG/projections.csv
https://raw.githubusercontent.com/mrc-ide/global-lmic-reports/master/AFG/projections.csv
https://raw.githubusercontent.com/mrc-ide/global-lmic-reports/master/AFG/projections.csv
https://raw.githubusercontent.com/mrc-ide/global-lmic-reports/master/AFG/projections.csv
https://raw.githubusercontent.com/mrc-ide/global-lmic-reports/master/AFG/projections.csv
https://raw.githubusercontent.com/mrc-ide/global-lmic-reports/master/AFG/projections.csv
https://raw.githubusercontent.com/mrc-ide/global-lmic-reports/master/AFG/projections.csv
https://raw.githubusercontent.com/mrc-ide/global-lmic-reports/master/AFG/projections.csv
https://raw.githubusercontent.com/mrc-ide/global-lmic-reports/master/AFG/projections.csv
https://raw.githubusercontent.com/mrc-ide/global-lmic-reports/master/AFG/projections.csv
https://raw.githubusercontent.com/mrc-ide/global-lmic-reports/master/AFG/projections.csv
https://raw.githubusercontent.com/mrc-ide/global-lmic-reports/master/AFG/projections.csv
https://raw.githubusercontent.com/mrc-ide/global-lmic-reports/master/AFG/projections.csv
https://raw.githubusercontent.com/mrc-ide/global-lmic-reports/master/AFG/projections.csv
https://raw.githubusercontent.com/mrc-ide/global-lmic-reports/master/AFG/projections.csv
https://raw.githubusercontent.com/mrc-ide/global-lmic-reports/master/AFG/projections.csv
https://raw.githubusercontent.com/mrc-ide/global-lmic-reports/master/AFG/projections.csv
https://raw.githubusercontent.com/mrc-ide/global-lmic-reports/master/AFG/projections.csv
https://raw.githubusercontent.com/mrc-ide/global-lmic-reports/master/AFG/projections.csv
https://raw.githubusercontent.com/mrc-ide/global-lmic-reports/master/AFG/projections.csv
https://raw.githubusercontent.com/mrc-ide/global-lmic-reports/master/AFG/projections.csv
https://raw.githubusercontent.com/mrc-ide/global-lmic-reports/master/AFG/projections.csv
https://raw.githubusercontent.com/mrc-ide/global-lmic-reports/master/AFG/projections.csv
https://raw.githubusercontent.com/mrc-ide/global-lmic-reports/master/AFG/projections.csv
https://raw.githubusercontent.com/mrc-ide/global-lmic-reports/master/AFG/projections.csv
https://raw.githubusercontent.com/mrc-ide/global-lmic-reports/master/AFG/projections.csv
https://raw.githubusercontent.com/mrc-ide/global-lmic-reports/master/AFG/projections.csv
https://raw.githubusercontent.com/mrc-ide/global-lmic-reports/master/AFG/projections.csv
https://raw.githubusercontent.com/mrc-ide/global-lmic-reports/master/AFG/projections.csv
https://raw.githubusercontent.com/mrc-ide/global-lmic-reports/master/AFG/projections.csv
https://raw.githubusercontent.com/mrc-ide/global-lmic-reports/master/AFG/projections.csv
https://raw.githubusercontent.com/mrc-ide/global-lmic-reports/master/AFG/projections.csv
https://raw.githubusercontent.com/mrc-ide/global-lmic-reports/master/AFG/projections.csv
https://raw.githubusercontent.com/mrc-ide/global-lmic-reports/master/AFG/projections.csv
https://raw.githubusercontent.com/mrc-ide/global-lmic-reports/master/AFG/projections.csv
https://raw.githubusercontent.com/mrc-ide/global-lmic-reports/master/AFG/projections.csv
https://raw.githubusercontent.com/mrc-ide/global-lmic-reports/master/AFG/projections.csv
https://raw.githubusercontent.com/mrc-ide/global-lmic-reports/master/AFG/projections.csv
https://raw.githubusercontent.com/mrc-ide/global-lmic-reports/master/AFG/projections.csv
https://raw.githubusercontent.com/mrc-ide/global-lmic-reports/master/AFG/projections.csv
https://raw.githubusercontent.com/mrc-ide/global-lmic-reports/master/AFG/projections.csv
https://raw.githubusercontent.com/mrc-ide/global-lmic-reports/master/AFG/projections.csv
https://raw.githubusercontent.com/mrc-ide/global-lmic-reports/master/AFG/projections.csv
https://raw.githubusercontent.com/mrc-ide/global-lmic-reports/master/AFG/projections.csv
https://raw.githubusercontent.com/mrc-ide/global-lmic-reports/master/AFG/projections.csv
https://raw.githubusercontent.com/mrc-ide/global-lmic-reports/master/AFG/projections.csv
https://raw.githubusercontent.com/mrc-ide/global-lmic-reports/master/AFG/projections.csv
https://raw.githubusercontent.com/mrc-ide/global-lmic-reports/master/AFG/projections.csv
https://raw.githubusercontent.com/mrc-ide/global-lmic-reports/master/AFG/projections.csv
https://raw.githubusercontent.com/mrc-ide/global-lmic-reports/master/AFG/projections.csv
https://raw.githubusercontent.com/mrc-ide/global-lmic-reports/master/AFG/projections.csv
https://raw.githubusercontent.com/mrc-ide/global-lmic-reports/master/AFG/projections.csv
https://raw.githubusercontent.com/mrc-ide/global-lmic-reports/master/AFG/projections.csv
https://raw.githubusercontent.com/mrc-ide/global-lmic-reports/master/AFG/projections.csv
https://raw.githubusercontent.com/mrc-ide/global-lmic-reports/master/AFG/projections.csv
https://raw.githubusercontent.com/mrc-ide/global-lmic-reports/master/AFG/projections.csv
https://raw.githubusercontent.com/mrc-ide/global-lmic-reports/master/AFG/projections.csv
https://raw.githubusercontent.com/mrc-ide/global-lmic-reports/master/AFG/projections.csv
https://raw.githubusercontent.com/mrc-ide/global-lmic-reports/master/AFG/projections.csv
https://raw.githubusercontent.com/mrc-ide/global-lmic-reports/master/AFG/projections.csv
https://raw.githubusercontent.com/mrc-ide/global-lmic-reports/master/AFG/projections.csv
https://raw.githubusercontent.com/mrc-ide/global-lmic-reports/master/AFG/projections.csv
https://raw.githubusercontent.com/mrc-ide/global-lmic-reports/master/AFG/projections.csv
https://raw.githubusercontent.com/mrc-ide/global-lmic-reports/master/AFG/projections.csv
https://raw.githubusercontent.com/mrc-ide/global-lmic-reports/master/AFG/projections.csv
https://raw.githubusercontent.com/mrc-ide/global-lmic-reports/master/AFG/projections.csv
https://raw.githubusercontent.com/mrc-ide/global-lmic-reports/master/AFG/projections.csv
https://raw.githubusercontent.com/mrc-ide/global-lmic-reports/master/AFG/projections.csv
https://raw.githubusercontent.com/mrc-ide/global-lmic-reports/master/AFG/projections.csv
https://raw.githubusercontent.com/mrc-ide/global-lmic-reports/master/AFG/projections.csv
https://raw.githubusercontent.com/mrc-ide/global-lmic-reports/master/AFG/projections.csv
https://raw.githubusercontent.com/mrc-ide/global-lmic-reports/master/AFG/projections.csv
https://raw.githubusercontent.com/mrc-ide/global-lmic-reports/master/AFG/projections.csv
https://raw.githubusercontent.com/mrc-ide/global-lmic-reports/master/AFG/projections.csv
https://raw.githubusercontent.com/mrc-ide/global-lmic-reports/master/AFG/projections.csv
https://raw.githubusercontent.com/mrc-ide/global-lmic-reports/master/AFG/projections.csv
https://raw.githubusercontent.com/mrc-ide/global-lmic-reports/master/AFG/projections.csv
https://raw.githubusercontent.com/mrc-ide/global-lmic-reports/master/AFG/projections.csv
https://raw.githubusercontent.com/mrc-ide/global-lmic-reports/master/AFG/projections.csv
https://raw.githubusercontent.com/mrc-ide/global-lmic-reports/master/AFG/projections.csv
https://raw.githubusercontent.com/mrc-ide/global-lmic-reports/master/AFG/projections.csv
https://raw.githubusercontent.com/mrc-ide/global-lmic-reports/master/AFG/projections.csv
https://raw.githubusercontent.com/mrc-ide/global-lmic-reports/master/AFG/projections.csv
https://raw.githubusercontent.com/mrc-ide/global-lmic-reports/master/AFG/projections.csv
https://raw.githubusercontent.com/mrc-ide/global-lmic-reports/master/AFG/projections.csv
https://raw.githubusercontent.com/mrc-ide/global-lmic-reports/master/AFG/projections.csv
https://raw.githubusercontent.com/mrc-ide/global-lmic-reports/master/AFG/projections.csv
https://raw.githubusercontent.com/mrc-ide/global-lmic-reports/master/AFG/projections.csv
https://raw.githubusercontent.com/mrc-ide/global-lmic-reports/master/AFG/projections.csv
https://raw.githubusercontent.com/mrc-ide/global-lmic-reports/master/AFG/projections.csv
https://raw.githubusercontent.com/mrc-ide/global-lmic-reports/master/AFG/projections.csv
https://raw.githubusercontent.com/mrc-ide/global-lmic-reports/master/AFG/projections.csv
https://raw.githubusercontent.com/mrc-ide/global-lmic-reports/master/AFG/projections.csv
https://raw.githubusercontent.com/mrc-ide/global-lmic-reports/master/AFG/projections.csv
https://raw.githubusercontent.com/mrc-ide/global-lmic-reports/master/AFG/projections.csv
https://raw.githubusercontent.com/mrc-ide/global-lmic-reports/master/AFG/projections.csv
https://raw.githubusercontent.com/mrc-ide/global-lmic-reports/master/AFG/projections.csv
https://raw.githubusercontent.com/mrc-ide/global-lmic-reports/master/AFG/projections.csv
https://raw.githubusercontent.com/mrc-ide/global-lmic-reports/master/AFG/projections.csv
https://raw.githubusercontent.com/mrc-ide/global-lmic-reports/master/AFG/projections.csv
https://raw.githubusercontent.com/mrc-ide/global-lmic-reports/master/AFG/projections.csv
https://raw.githubusercontent.com/mrc-ide/global-lmic-reports/master/AFG/projections.csv
https://raw.githubusercontent.com/mrc-ide/global-lmic-reports/master/AFG/projections.csv
https://raw.githubusercontent.com/mrc-ide/global-lmic-reports/master/AFG/projections.csv
https://raw.githubusercontent.com/mrc-ide/global-lmic-reports/master/AFG/projections.csv
https://raw.githubusercontent.com/mrc-ide/global-lmic-reports/master/AFG/projections.csv
https://raw.githubusercontent.com/mrc-ide/global-lmic-reports/master/AFG/projections.csv
https://raw.githubusercontent.com/mrc-ide/global-lmic-reports/master/AFG/projections.csv
https://raw.githubusercontent.com/mrc-ide/global-lmic-reports/master/AFG/projections.csv
https://raw.githubusercontent.com/mrc-ide/global-lmic-reports/master/AFG/projections.csv
https://raw.githubusercontent.com/mrc-ide/global-lmic-reports/master/AFG/projections.csv
https://raw.githubusercontent.com/mrc-ide/global-lmic-reports/master/AFG/projections.csv
https://raw.githubusercontent.com/mrc-ide/global-lmic-reports/master/AFG/projections.csv
https://raw.githubusercontent.com/mrc-ide/global-lmic-reports/master/AFG/projections.csv
https://raw.githubusercontent.com/mrc-ide/global-lmic-reports/master/AFG/projections.csv
https://raw.githubusercontent.com/mrc-ide/global-lmic-reports/master/AFG/projections.csv
https://raw.githubusercontent.com/mrc-ide/global-lmic-reports/master/AFG/projections.csv
https://raw.githubusercontent.com/mrc-ide/global-lmic-reports/master/AFG/projections.csv
https://raw.githubusercontent.com/mrc-ide/global-lmic-reports/master/AFG/projections.csv
https://raw.githubusercontent.com/mrc-ide/global-lmic-reports/master/AFG/projections.csv
https://raw.githubusercontent.com/mrc-ide/global-lmic-reports/master/AFG/projections.csv
https://raw.githubusercontent.com/mrc-ide/global-lmic-reports/master/AFG/projections.csv
https://raw.githubusercontent.com/mrc-ide/global-lmic-reports/master/AFG/projections.csv
https://raw.githubusercontent.com/mrc-ide/global-lmic-reports/master/AFG/projections.csv
https://raw.githubusercontent.com/mrc-ide/global-lmic-reports/master/AFG/projections.csv
https://raw.githubusercontent.com/mrc-ide/global-lmic-reports/master/AFG/projections.csv
https://raw.githubusercontent.com/mrc-ide/global-lmic-reports/master/AFG/projections.csv
https://raw.githubusercontent.com/mrc-ide/global-lmic-reports/master/AFG/projections.csv
https://raw.githubusercontent.com/mrc-ide/global-lmic-reports/master/AFG/projections.csv
https://raw.githubusercontent.com/mrc-ide/global-lmic-reports/master/AFG/projections.csv
https://raw.githubusercontent.com/mrc-ide/global-lmic-reports/master/AFG/projections.csv
https://raw.githubusercontent.com/mrc-ide/global-lmic-reports/master/AFG/projections.csv
https://raw.githubusercontent.com/mrc-ide/global-lmic-reports/master/AFG/projections.csv
https://raw.githubusercontent.com/mrc-ide/global-lmic-reports/master/AFG/projections.csv
https://raw.githubusercontent.com/mrc-ide/global-lmic-reports/master/AFG/projections.csv
https://raw.githubusercontent.com/mrc-ide/global-lmic-reports/master/AFG/projections.csv
https://raw.githubusercontent.com/mrc-ide/global-lmic-reports/master/AFG/projections.csv
https://raw.githubusercontent.com/mrc-ide/global-lmic-reports/master/AFG/projections.csv
https://raw.githubusercontent.com/mrc-ide/global-lmic-reports/master/AFG/projections.csv
https://raw.githubusercontent.com/mrc-ide/global-lmic-reports/master/AFG/projections.csv
https://raw.githubusercontent.com/mrc-ide/global-lmic-reports/master/AFG/projections.csv
https://raw.githubusercontent.com/mrc-ide/global-lmic-reports/master/AFG/projections.csv
https://raw.githubusercontent.com/mrc-ide/global-lmic-reports/master/AFG/projections.csv
https://raw.githubusercontent.com/mrc-ide/global-lmic-reports/master/AFG/projections.csv
https://raw.githubusercontent.com/mrc-ide/global-lmic-reports/master/AFG/projections.csv
https://raw.githubusercontent.com/mrc-ide/global-lmic-reports/master/AFG/projections.csv
https://raw.githubusercontent.com/mrc-ide/global-lmic-reports/master/AFG/projections.csv
https://raw.githubusercontent.com/mrc-ide/global-lmic-reports/master/AFG/projections.csv
https://raw.githubusercontent.com/mrc-ide/global-lmic-reports/master/AFG/projections.csv
https://raw.githubusercontent.com/mrc-ide/global-lmic-reports/master/AFG/projections.csv
https://raw.githubusercontent.com/mrc-ide/global-lmic-reports/master/AFG/projections.csv
https://raw.githubusercontent.com/mrc-ide/global-lmic-reports/master/AFG/projections.csv
https://raw.githubusercontent.com/mrc-ide/global-lmic-reports/master/AFG/projections.csv
https://raw.githubusercontent.com/mrc-ide/global-lmic-reports/master/AFG/projections.csv
https://raw.githubusercontent.com/mrc-ide/global-lmic-reports/master/AFG/projections.csv
https://raw.githubusercontent.com/mrc-ide/global-lmic-reports/master/AFG/projections.csv
https://raw.githubusercontent.com/mrc-ide/global-lmic-reports/master/AFG/projections.csv
https://raw.githubusercontent.com/mrc-ide/global-lmic-reports/master/AFG/projections.csv
https://raw.githubusercontent.com/mrc-ide/global-lmic-reports/master/AFG/projections.csv
https://raw.githubusercontent.com/mrc-ide/global-lmic-reports/master/AFG/projections.csv
https://raw.githubusercontent.com/mrc-ide/global-lmic-reports/master/AFG/projections.csv
https://raw.githubusercontent.com/mrc-ide/global-lmic-reports/master/AFG/projections.csv
https://raw.githubusercontent.com/mrc-ide/global-lmic-reports/master/AFG/projections.csv
https://raw.githubusercontent.com/mrc-ide/global-lmic-reports/master/AFG/projections.csv
https://raw.githubusercontent.com/mrc-ide/global-lmic-reports/master/AFG/projections.csv
https://raw.githubusercontent.com/mrc-ide/global-lmic-reports/master/AFG/projections.csv
https://raw.githubusercontent.com/mrc-ide/global-lmic-reports/master/AFG/projections.csv
https://raw.githubusercontent.com/mrc-ide/global-lmic-reports/master/AFG/projections.csv
https://raw.githubusercontent.com/mrc-ide/global-lmic-reports/master/AFG/projections.csv
https://raw.githubusercontent.com/mrc-ide/global-lmic-reports/master/AFG/projections.csv
https://raw.githubusercontent.com/mrc-ide/global-lmic-reports/master/AFG/projections.csv
https://raw.githubusercontent.com/mrc-ide/global-lmic-reports/master/AFG/projections.csv
https://raw.githubusercontent.com/mrc-ide/global-lmic-reports/master/AFG/projections.csv
https://raw.githubusercontent.com/mrc-ide/global-lmic-reports/master/AFG/projections.csv
https://raw.githubusercontent.com/mrc-ide/global-lmic-reports/master/AFG/projections.csv
https://raw.githubusercontent.com/mrc-ide/global-lmic-reports/master/AFG/projections.csv
https://raw.githubusercontent.com/mrc-ide/global-lmic-reports/master/AFG/projections.csv
https://raw.githubusercontent.com/mrc-ide/global-lmic-reports/master/AFG/projections.csv
https://raw.githubusercontent.com/mrc-ide/global-lmic-reports/master/AFG/projections.csv
https://raw.githubusercontent.com/mrc-ide/global-lmic-reports/master/AFG/projections.csv
https://raw.githubusercontent.com/mrc-ide/global-lmic-reports/master/AFG/projections.csv
https://raw.githubusercontent.com/mrc-ide/global-lmic-reports/master/AFG/projections.csv
https://raw.githubusercontent.com/mrc-ide/global-lmic-reports/master/AFG/projections.csv
https://raw.githubusercontent.com/mrc-ide/global-lmic-reports/master/AFG/projections.csv
https://raw.githubusercontent.com/mrc-ide/global-lmic-reports/master/AFG/projections.csv
https://raw.githubusercontent.com/mrc-ide/global-lmic-reports/master/AFG/projections.csv
https://raw.githubusercontent.com/mrc-ide/global-lmic-reports/master/AFG/projections.csv
https://raw.githubusercontent.com/mrc-ide/global-lmic-reports/master/AFG/projections.csv
https://raw.githubusercontent.com/mrc-ide/global-lmic-reports/master/AFG/projections.csv
https://raw.githubusercontent.com/mrc-ide/global-lmic-reports/master/AFG/projections.csv
https://raw.githubusercontent.com/mrc-ide/global-lmic-reports/master/AFG/projections.csv
https://raw.githubusercontent.com/mrc-ide/global-lmic-reports/master/AFG/projections.csv
https://raw.githubusercontent.com/mrc-ide/global-lmic-reports/master/AFG/projections.csv
https://raw.githubusercontent.com/mrc-ide/global-lmic-reports/master/AFG/projections.csv
https://raw.githubusercontent.com/mrc-ide/global-lmic-reports/master/AFG/projections.csv
https://raw.githubusercontent.com/mrc-ide/global-lmic-reports/master/AFG/projections.csv
https://raw.githubusercontent.com/mrc-ide/global-lmic-reports/master/AFG/projections.csv
https://raw.githubusercontent.com/mrc-ide/global-lmic-reports/master/AFG/projections.csv
https://raw.githubusercontent.com/mrc-ide/global-lmic-reports/master/AFG/projections.csv
https://raw.githubusercontent.com/mrc-ide/global-lmic-reports/master/AFG/projections.csv
https://raw.githubusercontent.com/mrc-ide/global-lmic-reports/master/AFG/projections.csv
https://raw.githubusercontent.com/mrc-ide/global-lmic-reports/master/AFG/projections.csv
https://raw.githubusercontent.com/mrc-ide/global-lmic-reports/master/AFG/projections.csv
https://raw.githubusercontent.com/mrc-ide/global-lmic-reports/master/AFG/projections.csv
https://raw.githubusercontent.com/mrc-ide/global-lmic-reports/master/AFG/projections.csv
https://raw.githubusercontent.com/mrc-ide/global-lmic-reports/master/AFG/projections.csv
https://raw.githubusercontent.com/mrc-ide/global-lmic-reports/master/AFG/projections.csv
https://raw.githubusercontent.com/mrc-ide/global-lmic-reports/master/AFG/projections.csv
https://raw.githubusercontent.com/mrc-ide/global-lmic-reports/master/AFG/projections.csv
https://raw.githubusercontent.com/mrc-ide/global-lmic-reports/master/AFG/projections.csv
https://raw.githubusercontent.com/mrc-ide/global-lmic-reports/master/AFG/projections.csv
https://raw.githubusercontent.com/mrc-ide/global-lmic-reports/master/AFG/projections.csv
https://raw.githubusercontent.com/mrc-ide/global-lmic-reports/master/AFG/projections.csv
https://raw.githubusercontent.com/mrc-ide/global-lmic-reports/master/AFG/projections.csv
https://raw.githubusercontent.com/mrc-ide/global-lmic-reports/master/AFG/projections.csv
https://raw.githubusercontent.com/mrc-ide/global-lmic-reports/master/AFG/projections.csv
https://raw.githubusercontent.com/mrc-ide/global-lmic-reports/master/AFG/projections.csv
https://raw.githubusercontent.com/mrc-ide/global-lmic-reports/master/AFG/projections.csv
https://raw.githubusercontent.com/mrc-ide/global-lmic-reports/master/AFG/projections.csv
https://raw.githubusercontent.com/mrc-ide/global-lmic-reports/master/AFG/projections.csv
https://raw.githubusercontent.com/mrc-ide/global-lmic-reports/master/AFG/projections.csv
https://raw.githubusercontent.com/mrc-ide/global-lmic-reports/master/AFG/projections.csv
https://raw.githubusercontent.com/mrc-ide/global-lmic-reports/master/AFG/projections.csv
https://raw.githubusercontent.com/mrc-ide/global-lmic-reports/master/AFG/projections.csv
https://raw.githubusercontent.com/mrc-ide/global-lmic-reports/master/AFG/projections.csv
https://raw.githubusercontent.com/mrc-ide/global-lmic-reports/master/AFG/projections.csv
https://raw.githubusercontent.com/mrc-ide/global-lmic-reports/master/AFG/projections.csv
https://raw.githubusercontent.com/mrc-ide/global-lmic-reports/master/AFG/projections.csv
https://raw.githubusercontent.com/mrc-ide/global-lmic-reports/master/AFG/projections.csv
https://raw.githubusercontent.com/mrc-ide/global-lmic-reports/master/AFG/projections.csv
https://raw.githubusercontent.com/mrc-ide/global-lmic-reports/master/AFG/projections.csv
https://raw.githubusercontent.com/mrc-ide/global-lmic-reports/master/AFG/projections.csv
https://raw.githubusercontent.com/mrc-ide/global-lmic-reports/master/AFG/projections.csv
https://raw.githubusercontent.com/mrc-ide/global-lmic-reports/master/AFG/projections.csv
https://raw.githubusercontent.com/mrc-ide/global-lmic-reports/master/AFG/projections.csv
https://raw.githubusercontent.com/mrc-ide/global-lmic-reports/master/AFG/projections.csv
https://raw.githubusercontent.com/mrc-ide/global-lmic-reports/master/AFG/projections.csv
https://raw.githubusercontent.com/mrc-ide/global-lmic-reports/master/AFG/projections.csv
https://raw.githubusercontent.com/mrc-ide/global-lmic-reports/master/AFG/projections.csv
https://raw.githubusercontent.com/mrc-ide/global-lmic-reports/master/AFG/projections.csv
https://raw.githubusercontent.com/mrc-ide/global-lmic-reports/master/AFG/projections.csv
https://raw.githubusercontent.com/mrc-ide/global-lmic-reports/master/AFG/projections.csv
https://raw.githubusercontent.com/mrc-ide/global-lmic-reports/master/AFG/projections.csv
https://raw.githubusercontent.com/mrc-ide/global-lmic-reports/master/AFG/projections.csv
https://raw.githubusercontent.com/mrc-ide/global-lmic-reports/master/AFG/projections.csv
https://raw.githubusercontent.com/mrc-ide/global-lmic-reports/master/AFG/projections.csv
https://raw.githubusercontent.com/mrc-ide/global-lmic-reports/master/AFG/projections.csv
https://raw.githubusercontent.com/mrc-ide/global-lmic-reports/master/AFG/projections.csv
https://raw.githubusercontent.com/mrc-ide/global-lmic-reports/master/AFG/projections.csv
https://raw.githubusercontent.com/mrc-ide/global-lmic-reports/master/AFG/projections.csv
https://raw.githubusercontent.com/mrc-ide/global-lmic-reports/master/AFG/projections.csv
https://raw.githubusercontent.com/mrc-ide/global-lmic-reports/master/AFG/projections.csv
https://raw.githubusercontent.com/mrc-ide/global-lmic-reports/master/AFG/projections.csv
https://raw.githubusercontent.com/mrc-ide/global-lmic-reports/master/AFG/projections.csv
https://raw.githubusercontent.com/mrc-ide/global-lmic-reports/master/AFG/projections.csv
https://raw.githubusercontent.com/mrc-ide/global-lmic-reports/master/AFG/projections.csv
https://raw.githubusercontent.com/mrc-ide/global-lmic-reports/master/AFG/projections.csv
https://raw.githubusercontent.com/mrc-ide/global-lmic-reports/master/AFG/projections.csv
https://raw.githubusercontent.com/mrc-ide/global-lmic-reports/master/AFG/projections.csv
https://raw.githubusercontent.com/mrc-ide/global-lmic-reports/master/AFG/projections.csv
https://raw.githubusercontent.com/mrc-ide/global-lmic-reports/master/AFG/projections.csv
https://raw.githubusercontent.com/mrc-ide/global-lmic-reports/master/AFG/projections.csv
https://raw.githubusercontent.com/mrc-ide/global-lmic-reports/master/AFG/projections.csv
https://raw.githubusercontent.com/mrc-ide/global-lmic-reports/master/AFG/projections.csv
https://raw.githubusercontent.com/mrc-ide/global-lmic-reports/master/AFG/projections.csv
https://raw.githubusercontent.com/mrc-ide/global-lmic-reports/master/AFG/projections.csv
https://raw.githubusercontent.com/mrc-ide/global-lmic-reports/master/AFG/projections.csv
https://raw.githubusercontent.com/mrc-ide/global-lmic-reports/master/AFG/projections.csv
https://raw.githubusercontent.com/mrc-ide/global-lmic-reports/master/AFG/projections.csv
https://raw.githubusercontent.com/mrc-ide/global-lmic-reports/master/AFG/projections.csv
https://raw.githubusercontent.com/mrc-ide/global-lmic-reports/master/AFG/projections.csv
https://raw.githubusercontent.com/mrc-ide/global-lmic-reports/master/AFG/projections.csv
https://raw.githubusercontent.com/mrc-ide/global-lmic-reports/master/AFG/projections.csv
https://raw.githubusercontent.com/mrc-ide/global-lmic-reports/master/AFG/projections.csv
https://raw.githubusercontent.com/mrc-ide/global-lmic-reports/master/AFG/projections.csv
https://raw.githubusercontent.com/mrc-ide/global-lmic-reports/master/AFG/projections.csv
https://raw.githubusercontent.com/mrc-ide/global-lmic-reports/master/AFG/projections.csv
https://raw.githubusercontent.com/mrc-ide/global-lmic-reports/master/AFG/projections.csv
https://raw.githubusercontent.com/mrc-ide/global-lmic-reports/master/AFG/projections.csv
https://raw.githubusercontent.com/mrc-ide/global-lmic-reports/master/AFG/projections.csv
https://raw.githubusercontent.com/mrc-ide/global-lmic-reports/master/AFG/projections.csv
https://raw.githubusercontent.com/mrc-ide/global-lmic-reports/master/AFG/projections.csv
https://raw.githubusercontent.com/mrc-ide/global-lmic-reports/master/AFG/projections.csv
https://raw.githubusercontent.com/mrc-ide/global-lmic-reports/master/AFG/projections.csv
https://raw.githubusercontent.com/mrc-ide/global-lmic-reports/master/AFG/projections.csv
https://raw.githubusercontent.com/mrc-ide/global-lmic-reports/master/AFG/projections.csv
https://raw.githubusercontent.com/mrc-ide/global-lmic-reports/master/AFG/projections.csv
https://raw.githubusercontent.com/mrc-ide/global-lmic-reports/master/AFG/projections.csv
https://raw.githubusercontent.com/mrc-ide/global-lmic-reports/master/AFG/projections.csv
https://raw.githubusercontent.com/mrc-ide/global-lmic-reports/master/AFG/projections.csv
https://raw.githubusercontent.com/mrc-ide/global-lmic-reports/master/AFG/projections.csv
https://raw.githubusercontent.com/mrc-ide/global-lmic-reports/master/AFG/projections.csv
https://raw.githubusercontent.com/mrc-ide/global-lmic-reports/master/AFG/projections.csv
https://raw.githubusercontent.com/mrc-ide/global-lmic-reports/master/AFG/projections.csv
https://raw.githubusercontent.com/mrc-ide/global-lmic-reports/master/AFG/projections.csv
https://raw.githubusercontent.com/mrc-ide/global-lmic-reports/master/AFG/projections.csv
https://raw.githubusercontent.com/mrc-ide/global-lmic-reports/master/AFG/projections.csv
https://raw.githubusercontent.com/mrc-ide/global-lmic-reports/master/AFG/projections.csv
https://raw.githubusercontent.com/mrc-ide/global-lmic-reports/master/AFG/projections.csv
https://raw.githubusercontent.com/mrc-ide/global-lmic-reports/master/AFG/projections.csv
https://raw.githubusercontent.com/mrc-ide/global-lmic-reports/master/AFG/projections.csv
https://raw.githubusercontent.com/mrc-ide/global-lmic-reports/master/AFG/projections.csv
https://raw.githubusercontent.com/mrc-ide/global-lmic-reports/master/AFG/projections.csv
https://raw.githubusercontent.com/mrc-ide/global-lmic-reports/master/AFG/projections.csv
https://raw.githubusercontent.com/mrc-ide/global-lmic-reports/master/AFG/projections.csv
https://raw.githubusercontent.com/mrc-ide/global-lmic-reports/master/AFG/projections.csv
https://raw.githubusercontent.com/mrc-ide/global-lmic-reports/master/AFG/projections.csv
https://raw.githubusercontent.com/mrc-ide/global-lmic-reports/master/AFG/projections.csv
https://raw.githubusercontent.com/mrc-ide/global-lmic-reports/master/AFG/projections.csv
https://raw.githubusercontent.com/mrc-ide/global-lmic-reports/master/AFG/projections.csv
https://raw.githubusercontent.com/mrc-ide/global-lmic-reports/master/AFG/projections.csv
https://raw.githubusercontent.com/mrc-ide/global-lmic-reports/master/AFG/projections.csv
https://raw.githubusercontent.com/mrc-ide/global-lmic-reports/master/AFG/projections.csv
https://raw.githubusercontent.com/mrc-ide/global-lmic-reports/master/AFG/projections.csv
https://raw.githubusercontent.com/mrc-ide/global-lmic-reports/master/AFG/projections.csv
https://raw.githubusercontent.com/mrc-ide/global-lmic-reports/master/AFG/projections.csv
https://raw.githubusercontent.com/mrc-ide/global-lmic-reports/master/AFG/projections.csv
https://raw.githubusercontent.com/mrc-ide/global-lmic-reports/master/AFG/projections.csv
https://raw.githubusercontent.com/mrc-ide/global-lmic-reports/master/AFG/projections.csv
https://raw.githubusercontent.com/mrc-ide/global-lmic-reports/master/AFG/projections.csv
https://raw.githubusercontent.com/mrc-ide/global-lmic-reports/master/AFG/projections.csv
https://raw.githubusercontent.com/mrc-ide/global-lmic-reports/master/AFG/projections.csv
https://raw.githubusercontent.com/mrc-ide/global-lmic-reports/master/AFG/projections.csv
https://raw.githubusercontent.com/mrc-ide/global-lmic-reports/master/AFG/projections.csv
https://raw.githubusercontent.com/mrc-ide/global-lmic-reports/master/AFG/projections.csv
https://raw.githubusercontent.com/mrc-ide/global-lmic-reports/master/AFG/projections.csv
https://raw.githubusercontent.com/mrc-ide/global-lmic-reports/master/AFG/projections.csv
https://raw.githubusercontent.com/mrc-ide/global-lmic-reports/master/AFG/projections.csv
https://raw.githubusercontent.com/mrc-ide/global-lmic-reports/master/AFG/projections.csv
https://raw.githubusercontent.com/mrc-ide/global-lmic-reports/master/AFG/projections.csv
https://raw.githubusercontent.com/mrc-ide/global-lmic-reports/master/AFG/projections.csv
https://raw.githubusercontent.com/mrc-ide/global-lmic-reports/master/AFG/projections.csv
https://raw.githubusercontent.com/mrc-ide/global-lmic-reports/master/AFG/projections.csv
https://raw.githubusercontent.com/mrc-ide/global-lmic-reports/master/AFG/projections.csv
https://raw.githubusercontent.com/mrc-ide/global-lmic-reports/master/AFG/projections.csv
https://raw.githubusercontent.com/mrc-ide/global-lmic-reports/master/AFG/projections.csv
https://raw.githubusercontent.com/mrc-ide/global-lmic-reports/master/AFG/projections.csv
https://raw.githubusercontent.com/mrc-ide/global-lmic-reports/master/AFG/projections.csv
https://raw.githubusercontent.com/mrc-ide/global-lmic-reports/master/AFG/projections.csv
https://raw.githubusercontent.com/mrc-ide/global-lmic-reports/master/AFG/projections.csv
https://raw.githubusercontent.com/mrc-ide/global-lmic-reports/master/AFG/projections.csv
https://raw.githubusercontent.com/mrc-ide/global-lmic-reports/master/AFG/projections.csv
https://raw.githubusercontent.com/mrc-ide/global-lmic-reports/master/AFG/projections.csv
https://raw.githubusercontent.com/mrc-ide/global-lmic-reports/master/AFG/projections.csv
https://raw.githubusercontent.com/mrc-ide/global-lmic-reports/master/AFG/projections.csv
https://raw.githubusercontent.com/mrc-ide/global-lmic-reports/master/AFG/projections.csv
https://raw.githubusercontent.com/mrc-ide/global-lmic-reports/master/AFG/projections.csv
https://raw.githubusercontent.com/mrc-ide/global-lmic-reports/master/AFG/projections.csv
https://raw.githubusercontent.com/mrc-ide/global-lmic-reports/master/AFG/projections.csv
https://raw.githubusercontent.com/mrc-ide/global-lmic-reports/master/AFG/projections.csv
https://raw.githubusercontent.com/mrc-ide/global-lmic-reports/master/AFG/projections.csv
https://raw.githubusercontent.com/mrc-ide/global-lmic-reports/master/AFG/projections.csv
https://raw.githubusercontent.com/mrc-ide/global-lmic-reports/master/AFG/projections.csv
https://raw.githubusercontent.com/mrc-ide/global-lmic-reports/master/AFG/projections.csv
https://raw.githubusercontent.com/mrc-ide/global-lmic-reports/master/AFG/projections.csv
https://raw.githubusercontent.com/mrc-ide/global-lmic-reports/master/AFG/projections.csv
https://raw.githubusercontent.com/mrc-ide/global-lmic-reports/master/AFG/projections.csv
https://raw.githubusercontent.com/mrc-ide/global-lmic-reports/master/AFG/projections.csv
https://raw.githubusercontent.com/mrc-ide/global-lmic-reports/master/AFG/projections.csv
https://raw.githubusercontent.com/mrc-ide/global-lmic-reports/master/AFG/projections.csv
https://raw.githubusercontent.com/mrc-ide/global-lmic-reports/master/AFG/projections.csv
https://raw.githubusercontent.com/mrc-ide/global-lmic-reports/master/AFG/projections.csv
https://raw.githubusercontent.com/mrc-ide/global-lmic-reports/master/AFG/projections.csv
https://raw.githubusercontent.com/mrc-ide/global-lmic-reports/master/AFG/projections.csv
https://raw.githubusercontent.com/mrc-ide/global-lmic-reports/master/AFG/projections.csv
https://raw.githubusercontent.com/mrc-ide/global-lmic-reports/master/AFG/projections.csv
https://raw.githubusercontent.com/mrc-ide/global-lmic-reports/master/AFG/projections.csv
https://raw.githubusercontent.com/mrc-ide/global-lmic-reports/master/AFG/projections.csv
https://raw.githubusercontent.com/mrc-ide/global-lmic-reports/master/AFG/projections.csv
https://raw.githubusercontent.com/mrc-ide/global-lmic-reports/master/AFG/projections.csv
https://raw.githubusercontent.com/mrc-ide/global-lmic-reports/master/AFG/projections.csv
https://raw.githubusercontent.com/mrc-ide/global-lmic-reports/master/AFG/projections.csv
https://raw.githubusercontent.com/mrc-ide/global-lmic-reports/master/AFG/projections.csv
https://raw.githubusercontent.com/mrc-ide/global-lmic-reports/master/AFG/projections.csv
https://raw.githubusercontent.com/mrc-ide/global-lmic-reports/master/AFG/projections.csv
https://raw.githubusercontent.com/mrc-ide/global-lmic-reports/master/AFG/projections.csv
https://raw.githubusercontent.com/mrc-ide/global-lmic-reports/master/AFG/projections.csv
https://raw.githubusercontent.com/mrc-ide/global-lmic-reports/master/AFG/projections.csv
https://raw.githubusercontent.com/mrc-ide/global-lmic-reports/master/AFG/projections.csv
https://raw.githubusercontent.com/mrc-ide/global-lmic-reports/master/AFG/projections.csv
https://raw.githubusercontent.com/mrc-ide/global-lmic-reports/master/AFG/projections.csv
https://raw.githubusercontent.com/mrc-ide/global-lmic-reports/master/AFG/projections.csv
https://raw.githubusercontent.com/mrc-ide/global-lmic-reports/master/AFG/projections.csv
https://raw.githubusercontent.com/mrc-ide/global-lmic-reports/master/AFG/projections.csv
https://raw.githubusercontent.com/mrc-ide/global-lmic-reports/master/AFG/projections.csv
https://raw.githubusercontent.com/mrc-ide/global-lmic-reports/master/AFG/projections.csv
https://raw.githubusercontent.com/mrc-ide/global-lmic-reports/master/AFG/projections.csv
https://raw.githubusercontent.com/mrc-ide/global-lmic-reports/master/AFG/projections.csv
https://raw.githubusercontent.com/mrc-ide/global-lmic-reports/master/AFG/projections.csv
https://raw.githubusercontent.com/mrc-ide/global-lmic-reports/master/AFG/projections.csv
https://raw.githubusercontent.com/mrc-ide/global-lmic-reports/master/AFG/projections.csv
https://raw.githubusercontent.com/mrc-ide/global-lmic-reports/master/AFG/projections.csv
https://raw.githubusercontent.com/mrc-ide/global-lmic-reports/master/AFG/projections.csv
https://raw.githubusercontent.com/mrc-ide/global-lmic-reports/master/AFG/projections.csv
https://raw.githubusercontent.com/mrc-ide/global-lmic-reports/master/AFG/projections.csv
https://raw.githubusercontent.com/mrc-ide/global-lmic-reports/master/AFG/projections.csv
https://raw.githubusercontent.com/mrc-ide/global-lmic-reports/master/AFG/projections.csv
https://raw.githubusercontent.com/mrc-ide/global-lmic-reports/master/AFG/projections.csv
https://raw.githubusercontent.com/mrc-ide/global-lmic-reports/master/AFG/projections.csv
https://raw.githubusercontent.com/mrc-ide/global-lmic-reports/master/AFG/projections.csv
https://raw.githubusercontent.com/mrc-ide/global-lmic-reports/master/AFG/projections.csv
https://raw.githubusercontent.com/mrc-ide/global-lmic-reports/master/AFG/projections.csv
https://raw.githubusercontent.com/mrc-ide/global-lmic-reports/master/AFG/projections.csv
https://raw.githubusercontent.com/mrc-ide/global-lmic-reports/master/AFG/projections.csv
https://raw.githubusercontent.com/mrc-ide/global-lmic-reports/master/AFG/projections.csv
https://raw.githubusercontent.com/mrc-ide/global-lmic-reports/master/AFG/projections.csv
https://raw.githubusercontent.com/mrc-ide/global-lmic-reports/master/AFG/projections.csv
https://raw.githubusercontent.com/mrc-ide/global-lmic-reports/master/AFG/projections.csv
https://raw.githubusercontent.com/mrc-ide/global-lmic-reports/master/AFG/projections.csv
https://raw.githubusercontent.com/mrc-ide/global-lmic-reports/master/AFG/projections.csv
https://raw.githubusercontent.com/mrc-ide/global-lmic-reports/master/AFG/projections.csv
https://raw.githubusercontent.com/mrc-ide/global-lmic-reports/master/AFG/projections.csv
https://raw.githubusercontent.com/mrc-ide/global-lmic-reports/master/AFG/projections.csv
https://raw.githubusercontent.com/mrc-ide/global-lmic-reports/master/AFG/projections.csv
https://raw.githubusercontent.com/mrc-ide/global-lmic-reports/master/AFG/projections.csv
https://raw.githubusercontent.com/mrc-ide/global-lmic-reports/master/AFG/projections.csv
https://raw.githubusercontent.com/mrc-ide/global-lmic-reports/master/AFG/projections.csv
https://raw.githubusercontent.com/mrc-ide/global-lmic-reports/master/AFG/projections.csv
https://raw.githubusercontent.com/mrc-ide/global-lmic-reports/master/AFG/projections.csv
https://raw.githubusercontent.com/mrc-ide/global-lmic-reports/master/AFG/projections.csv
https://raw.githubusercontent.com/mrc-ide/global-lmic-reports/master/AFG/projections.csv
https://raw.githubusercontent.com/mrc-ide/global-lmic-reports/master/AFG/projections.csv
https://raw.githubusercontent.com/mrc-ide/global-lmic-reports/master/AFG/projections.csv
https://raw.githubusercontent.com/mrc-ide/global-lmic-reports/master/AFG/projections.csv
https://raw.githubusercontent.com/mrc-ide/global-lmic-reports/master/AFG/projections.csv
https://raw.githubusercontent.com/mrc-ide/global-lmic-reports/master/AFG/projections.csv
https://raw.githubusercontent.com/mrc-ide/global-lmic-reports/master/AFG/projections.csv
https://raw.githubusercontent.com/mrc-ide/global-lmic-reports/master/AFG/projections.csv
https://raw.githubusercontent.com/mrc-ide/global-lmic-reports/master/AFG/projections.csv
https://raw.githubusercontent.com/mrc-ide/global-lmic-reports/master/AFG/projections.csv
https://raw.githubusercontent.com/mrc-ide/global-lmic-reports/master/AFG/projections.csv
https://raw.githubusercontent.com/mrc-ide/global-lmic-reports/master/AFG/projections.csv
https://raw.githubusercontent.com/mrc-ide/global-lmic-reports/master/AFG/projections.csv
https://raw.githubusercontent.com/mrc-ide/global-lmic-reports/master/AFG/projections.csv
https://raw.githubusercontent.com/mrc-ide/global-lmic-reports/master/AFG/projections.csv
https://raw.githubusercontent.com/mrc-ide/global-lmic-reports/master/AFG/projections.csv
https://raw.githubusercontent.com/mrc-ide/global-lmic-reports/master/AFG/projections.csv
https://raw.githubusercontent.com/mrc-ide/global-lmic-reports/master/AFG/projections.csv
https://raw.githubusercontent.com/mrc-ide/global-lmic-reports/master/AFG/projections.csv
https://raw.githubusercontent.com/mrc-ide/global-lmic-reports/master/AFG/projections.csv
https://raw.githubusercontent.com/mrc-ide/global-lmic-reports/master/AFG/projections.csv
https://raw.githubusercontent.com/mrc-ide/global-lmic-reports/master/AFG/projections.csv
https://raw.githubusercontent.com/mrc-ide/global-lmic-reports/master/AFG/projections.csv
https://raw.githubusercontent.com/mrc-ide/global-lmic-reports/master/AFG/projections.csv
https://raw.githubusercontent.com/mrc-ide/global-lmic-reports/master/AFG/projections.csv
https://raw.githubusercontent.com/mrc-ide/global-lmic-reports/master/AFG/projections.csv
https://raw.githubusercontent.com/mrc-ide/global-lmic-reports/master/AFG/projections.csv
https://raw.githubusercontent.com/mrc-ide/global-lmic-reports/master/AFG/projections.csv
https://raw.githubusercontent.com/mrc-ide/global-lmic-reports/master/AFG/projections.csv
https://raw.githubusercontent.com/mrc-ide/global-lmic-reports/master/AFG/projections.csv
https://raw.githubusercontent.com/mrc-ide/global-lmic-reports/master/AFG/projections.csv
https://raw.githubusercontent.com/mrc-ide/global-lmic-reports/master/AFG/projections.csv
https://raw.githubusercontent.com/mrc-ide/global-lmic-reports/master/AFG/projections.csv
https://raw.githubusercontent.com/mrc-ide/global-lmic-reports/master/AFG/projections.csv
https://raw.githubusercontent.com/mrc-ide/global-lmic-reports/master/AFG/projections.csv
https://raw.githubusercontent.com/mrc-ide/global-lmic-reports/master/AFG/projections.csv
https://raw.githubusercontent.com/mrc-ide/global-lmic-reports/master/AFG/projections.csv
https://raw.githubusercontent.com/mrc-ide/global-lmic-reports/master/AFG/projections.csv
https://raw.githubusercontent.com/mrc-ide/global-lmic-reports/master/AFG/projections.csv
https://raw.githubusercontent.com/mrc-ide/global-lmic-reports/master/AFG/projections.csv
https://raw.githubusercontent.com/mrc-ide/global-lmic-reports/master/AFG/projections.csv
https://raw.githubusercontent.com/mrc-ide/global-lmic-reports/master/AFG/projections.csv
https://raw.githubusercontent.com/mrc-ide/global-lmic-reports/master/AFG/projections.csv
https://raw.githubusercontent.com/mrc-ide/global-lmic-reports/master/AFG/projections.csv
https://raw.githubusercontent.com/mrc-ide/global-lmic-reports/master/AFG/projections.csv
https://raw.githubusercontent.com/mrc-ide/global-lmic-reports/master/AFG/projections.csv
https://raw.githubusercontent.com/mrc-ide/global-lmic-reports/master/AFG/projections.csv
https://raw.githubusercontent.com/mrc-ide/global-lmic-reports/master/AFG/projections.csv
https://raw.githubusercontent.com/mrc-ide/global-lmic-reports/master/AFG/projections.csv
https://raw.githubusercontent.com/mrc-ide/global-lmic-reports/master/AFG/projections.csv
https://raw.githubusercontent.com/mrc-ide/global-lmic-reports/master/AFG/projections.csv
https://raw.githubusercontent.com/mrc-ide/global-lmic-reports/master/AFG/projections.csv
https://raw.githubusercontent.com/mrc-ide/global-lmic-reports/master/AFG/projections.csv
https://raw.githubusercontent.com/mrc-ide/global-lmic-reports/master/AFG/projections.csv
https://raw.githubusercontent.com/mrc-ide/global-lmic-reports/master/AFG/projections.csv
https://raw.githubusercontent.com/mrc-ide/global-lmic-reports/master/AFG/projections.csv
https://raw.githubusercontent.com/mrc-ide/global-lmic-reports/master/AFG/projections.csv
https://raw.githubusercontent.com/mrc-ide/global-lmic-reports/master/AFG/projections.csv
https://raw.githubusercontent.com/mrc-ide/global-lmic-reports/master/AFG/projections.csv
https://raw.githubusercontent.com/mrc-ide/global-lmic-reports/master/AFG/projections.csv
https://raw.githubusercontent.com/mrc-ide/global-lmic-reports/master/AFG/projections.csv
https://raw.githubusercontent.com/mrc-ide/global-lmic-reports/master/AFG/projections.csv
https://raw.githubusercontent.com/mrc-ide/global-lmic-reports/master/AFG/projections.csv
https://raw.githubusercontent.com/mrc-ide/global-lmic-reports/master/AFG/projections.csv
https://raw.githubusercontent.com/mrc-ide/global-lmic-reports/master/AFG/projections.csv
https://raw.githubusercontent.com/mrc-ide/global-lmic-reports/master/AFG/projections.csv
https://raw.githubusercontent.com/mrc-ide/global-lmic-reports/master/AFG/projections.csv
https://raw.githubusercontent.com/mrc-ide/global-lmic-reports/master/AFG/projections.csv
https://raw.githubusercontent.com/mrc-ide/global-lmic-reports/master/AFG/projections.csv
https://raw.githubusercontent.com/mrc-ide/global-lmic-reports/master/AFG/projections.csv
https://raw.githubusercontent.com/mrc-ide/global-lmic-reports/master/AFG/projections.csv
https://raw.githubusercontent.com/mrc-ide/global-lmic-reports/master/AFG/projections.csv
https://raw.githubusercontent.com/mrc-ide/global-lmic-reports/master/AFG/projections.csv
https://raw.githubusercontent.com/mrc-ide/global-lmic-reports/master/AFG/projections.csv
https://raw.githubusercontent.com/mrc-ide/global-lmic-reports/master/AFG/projections.csv
https://raw.githubusercontent.com/mrc-ide/global-lmic-reports/master/AFG/projections.csv
https://raw.githubusercontent.com/mrc-ide/global-lmic-reports/master/AFG/projections.csv
https://raw.githubusercontent.com/mrc-ide/global-lmic-reports/master/AFG/projections.csv
https://raw.githubusercontent.com/mrc-ide/global-lmic-reports/master/AFG/projections.csv
https://raw.githubusercontent.com/mrc-ide/global-lmic-reports/master/AFG/projections.csv
https://raw.githubusercontent.com/mrc-ide/global-lmic-reports/master/AFG/projections.csv
https://raw.githubusercontent.com/mrc-ide/global-lmic-reports/master/AFG/projections.csv
https://raw.githubusercontent.com/mrc-ide/global-lmic-reports/master/AFG/projections.csv
https://raw.githubusercontent.com/mrc-ide/global-lmic-reports/master/AFG/projections.csv
https://raw.githubusercontent.com/mrc-ide/global-lmic-reports/master/AFG/projections.csv
https://raw.githubusercontent.com/mrc-ide/global-lmic-reports/master/AFG/projections.csv
https://raw.githubusercontent.com/mrc-ide/global-lmic-reports/master/AFG/projections.csv
https://raw.githubusercontent.com/mrc-ide/global-lmic-reports/master/AFG/projections.csv
https://raw.githubusercontent.com/mrc-ide/global-lmic-reports/master/AFG/projections.csv
https://raw.githubusercontent.com/mrc-ide/global-lmic-reports/master/AFG/projections.csv
https://raw.githubusercontent.com/mrc-ide/global-lmic-reports/master/AFG/projections.csv
https://raw.githubusercontent.com/mrc-ide/global-lmic-reports/master/AFG/projections.csv
https://raw.githubusercontent.com/mrc-ide/global-lmic-reports/master/AFG/projections.csv
https://raw.githubusercontent.com/mrc-ide/global-lmic-reports/master/AFG/projections.csv
https://raw.githubusercontent.com/mrc-ide/global-lmic-reports/master/AFG/projections.csv
https://raw.githubusercontent.com/mrc-ide/global-lmic-reports/master/AFG/projections.csv
https://raw.githubusercontent.com/mrc-ide/global-lmic-reports/master/AFG/projections.csv
https://raw.githubusercontent.com/mrc-ide/global-lmic-reports/master/AFG/projections.csv
https://raw.githubusercontent.com/mrc-ide/global-lmic-reports/master/AFG/projections.csv
https://raw.githubusercontent.com/mrc-ide/global-lmic-reports/master/AFG/projections.csv
https://raw.githubusercontent.com/mrc-ide/global-lmic-reports/master/AFG/projections.csv
https://raw.githubusercontent.com/mrc-ide/global-lmic-reports/master/AFG/projections.csv
https://raw.githubusercontent.com/mrc-ide/global-lmic-reports/master/AFG/projections.csv
https://raw.githubusercontent.com/mrc-ide/global-lmic-reports/master/AFG/projections.csv
https://raw.githubusercontent.com/mrc-ide/global-lmic-reports/master/AFG/projections.csv
https://raw.githubusercontent.com/mrc-ide/global-lmic-reports/master/AFG/projections.csv
https://raw.githubusercontent.com/mrc-ide/global-lmic-reports/master/AFG/projections.csv
https://raw.githubusercontent.com/mrc-ide/global-lmic-reports/master/AFG/projections.csv
https://raw.githubusercontent.com/mrc-ide/global-lmic-reports/master/AFG/projections.csv
https://raw.githubusercontent.com/mrc-ide/global-lmic-reports/master/AFG/projections.csv
https://raw.githubusercontent.com/mrc-ide/global-lmic-reports/master/AFG/projections.csv
https://raw.githubusercontent.com/mrc-ide/global-lmic-reports/master/AFG/projections.csv
https://raw.githubusercontent.com/mrc-ide/global-lmic-reports/master/AFG/projections.csv
https://raw.githubusercontent.com/mrc-ide/global-lmic-reports/master/AFG/projections.csv
https://raw.githubusercontent.com/mrc-ide/global-lmic-reports/master/AFG/projections.csv
https://raw.githubusercontent.com/mrc-ide/global-lmic-reports/master/AFG/projections.csv
https://raw.githubusercontent.com/mrc-ide/global-lmic-reports/master/AFG/projections.csv
https://raw.githubusercontent.com/mrc-ide/global-lmic-reports/master/AFG/projections.csv
https://raw.githubusercontent.com/mrc-ide/global-lmic-reports/master/AFG/projections.csv
https://raw.githubusercontent.com/mrc-ide/global-lmic-reports/master/AFG/projections.csv
https://raw.githubusercontent.com/mrc-ide/global-lmic-reports/master/AFG/projections.csv
https://raw.githubusercontent.com/mrc-ide/global-lmic-reports/master/AFG/projections.csv
https://raw.githubusercontent.com/mrc-ide/global-lmic-reports/master/AFG/projections.csv
https://raw.githubusercontent.com/mrc-ide/global-lmic-reports/master/AFG/projections.csv
https://raw.githubusercontent.com/mrc-ide/global-lmic-reports/master/AFG/projections.csv
https://raw.githubusercontent.com/mrc-ide/global-lmic-reports/master/AFG/projections.csv
https://raw.githubusercontent.com/mrc-ide/global-lmic-reports/master/AFG/projections.csv
https://raw.githubusercontent.com/mrc-ide/global-lmic-reports/master/AFG/projections.csv
https://raw.githubusercontent.com/mrc-ide/global-lmic-reports/master/AFG/projections.csv
https://raw.githubusercontent.com/mrc-ide/global-lmic-reports/master/AFG/projections.csv
https://raw.githubusercontent.com/mrc-ide/global-lmic-reports/master/AFG/projections.csv
https://raw.githubusercontent.com/mrc-ide/global-lmic-reports/master/AFG/projections.csv
https://raw.githubusercontent.com/mrc-ide/global-lmic-reports/master/AFG/projections.csv
https://raw.githubusercontent.com/mrc-ide/global-lmic-reports/master/AFG/projections.csv
https://raw.githubusercontent.com/mrc-ide/global-lmic-reports/master/AFG/projections.csv
https://raw.githubusercontent.com/mrc-ide/global-lmic-reports/master/AFG/projections.csv
https://raw.githubusercontent.com/mrc-ide/global-lmic-reports/master/AFG/projections.csv
https://raw.githubusercontent.com/mrc-ide/global-lmic-reports/master/AFG/projections.csv
https://raw.githubusercontent.com/mrc-ide/global-lmic-reports/master/AFG/projections.csv
https://raw.githubusercontent.com/mrc-ide/global-lmic-reports/master/AFG/projections.csv
https://raw.githubusercontent.com/mrc-ide/global-lmic-reports/master/AFG/projections.csv
https://raw.githubusercontent.com/mrc-ide/global-lmic-reports/master/AFG/projections.csv
https://raw.githubusercontent.com/mrc-ide/global-lmic-reports/master/AFG/projections.csv
https://raw.githubusercontent.com/mrc-ide/global-lmic-reports/master/AFG/projections.csv
https://raw.githubusercontent.com/mrc-ide/global-lmic-reports/master/AFG/projections.csv
https://raw.githubusercontent.com/mrc-ide/global-lmic-reports/master/AFG/projections.csv
https://raw.githubusercontent.com/mrc-ide/global-lmic-reports/master/AFG/projections.csv
https://raw.githubusercontent.com/mrc-ide/global-lmic-reports/master/AFG/projections.csv
https://raw.githubusercontent.com/mrc-ide/global-lmic-reports/master/AFG/projections.csv
https://raw.githubusercontent.com/mrc-ide/global-lmic-reports/master/AFG/projections.csv
https://raw.githubusercontent.com/mrc-ide/global-lmic-reports/master/AFG/projections.csv
https://raw.githubusercontent.com/mrc-ide/global-lmic-reports/master/AFG/projections.csv
https://raw.githubusercontent.com/mrc-ide/global-lmic-reports/master/AFG/projections.csv
https://raw.githubusercontent.com/mrc-ide/global-lmic-reports/master/AFG/projections.csv
https://raw.githubusercontent.com/mrc-ide/global-lmic-reports/master/AFG/projections.csv
https://raw.githubusercontent.com/mrc-ide/global-lmic-reports/master/AFG/projections.csv
https://raw.githubusercontent.com/mrc-ide/global-lmic-reports/master/AFG/projections.csv
https://raw.githubusercontent.com/mrc-ide/global-lmic-reports/master/AFG/projections.csv
https://raw.githubusercontent.com/mrc-ide/global-lmic-reports/master/AFG/projections.csv
https://raw.githubusercontent.com/mrc-ide/global-lmic-reports/master/AFG/projections.csv
https://raw.githubusercontent.com/mrc-ide/global-lmic-reports/master/AFG/projections.csv
https://raw.githubusercontent.com/mrc-ide/global-lmic-reports/master/AFG/projections.csv
https://raw.githubusercontent.com/mrc-ide/global-lmic-reports/master/AFG/projections.csv
https://raw.githubusercontent.com/mrc-ide/global-lmic-reports/master/AFG/projections.csv
https://raw.githubusercontent.com/mrc-ide/global-lmic-reports/master/AFG/projections.csv
https://raw.githubusercontent.com/mrc-ide/global-lmic-reports/master/AFG/projections.csv
https://raw.githubusercontent.com/mrc-ide/global-lmic-reports/master/AFG/projections.csv
https://raw.githubusercontent.com/mrc-ide/global-lmic-reports/master/AFG/projections.csv
https://raw.githubusercontent.com/mrc-ide/global-lmic-reports/master/AFG/projections.csv
https://raw.githubusercontent.com/mrc-ide/global-lmic-reports/master/AFG/projections.csv
https://raw.githubusercontent.com/mrc-ide/global-lmic-reports/master/AFG/projections.csv
https://raw.githubusercontent.com/mrc-ide/global-lmic-reports/master/AFG/projections.csv
https://raw.githubusercontent.com/mrc-ide/global-lmic-reports/master/AFG/projections.csv
https://raw.githubusercontent.com/mrc-ide/global-lmic-reports/master/AFG/projections.csv
https://raw.githubusercontent.com/mrc-ide/global-lmic-reports/master/AFG/projections.csv
https://raw.githubusercontent.com/mrc-ide/global-lmic-reports/master/AFG/projections.csv
https://raw.githubusercontent.com/mrc-ide/global-lmic-reports/master/AFG/projections.csv
https://raw.githubusercontent.com/mrc-ide/global-lmic-reports/master/AFG/projections.csv
https://raw.githubusercontent.com/mrc-ide/global-lmic-reports/master/AFG/projections.csv
https://raw.githubusercontent.com/mrc-ide/global-lmic-reports/master/AFG/projections.csv
https://raw.githubusercontent.com/mrc-ide/global-lmic-reports/master/AFG/projections.csv
https://raw.githubusercontent.com/mrc-ide/global-lmic-reports/master/AFG/projections.csv
https://raw.githubusercontent.com/mrc-ide/global-lmic-reports/master/AFG/projections.csv
https://raw.githubusercontent.com/mrc-ide/global-lmic-reports/master/AFG/projections.csv
https://raw.githubusercontent.com/mrc-ide/global-lmic-reports/master/AFG/projections.csv
https://raw.githubusercontent.com/mrc-ide/global-lmic-reports/master/AFG/projections.csv
https://raw.githubusercontent.com/mrc-ide/global-lmic-reports/master/AFG/projections.csv
https://raw.githubusercontent.com/mrc-ide/global-lmic-reports/master/AFG/projections.csv
https://raw.githubusercontent.com/mrc-ide/global-lmic-reports/master/AFG/projections.csv
https://raw.githubusercontent.com/mrc-ide/global-lmic-reports/master/AFG/projections.csv
https://raw.githubusercontent.com/mrc-ide/global-lmic-reports/master/AFG/projections.csv
https://raw.githubusercontent.com/mrc-ide/global-lmic-reports/master/AFG/projections.csv
https://raw.githubusercontent.com/mrc-ide/global-lmic-reports/master/AFG/projections.csv
https://raw.githubusercontent.com/mrc-ide/global-lmic-reports/master/AFG/projections.csv
https://raw.githubusercontent.com/mrc-ide/global-lmic-reports/master/AFG/projections.csv
https://raw.githubusercontent.com/mrc-ide/global-lmic-reports/master/AFG/projections.csv
https://raw.githubusercontent.com/mrc-ide/global-lmic-reports/master/AFG/projections.csv
https://raw.githubusercontent.com/mrc-ide/global-lmic-reports/master/AFG/projections.csv
https://raw.githubusercontent.com/mrc-ide/global-lmic-reports/master/AFG/projections.csv
https://raw.githubusercontent.com/mrc-ide/global-lmic-reports/master/AFG/projections.csv
https://raw.githubusercontent.com/mrc-ide/global-lmic-reports/master/AFG/projections.csv
https://raw.githubusercontent.com/mrc-ide/global-lmic-reports/master/AFG/projections.csv
https://raw.githubusercontent.com/mrc-ide/global-lmic-reports/master/AFG/projections.csv
https://raw.githubusercontent.com/mrc-ide/global-lmic-reports/master/AFG/projections.csv
https://raw.githubusercontent.com/mrc-ide/global-lmic-reports/master/AFG/projections.csv
https://raw.githubusercontent.com/mrc-ide/global-lmic-reports/master/AFG/projections.csv
https://raw.githubusercontent.com/mrc-ide/global-lmic-reports/master/AFG/projections.csv
https://raw.githubusercontent.com/mrc-ide/global-lmic-reports/master/AFG/projections.csv
https://raw.githubusercontent.com/mrc-ide/global-lmic-reports/master/AFG/projections.csv
https://raw.githubusercontent.com/mrc-ide/global-lmic-reports/master/AFG/projections.csv
https://raw.githubusercontent.com/mrc-ide/global-lmic-reports/master/AFG/projections.csv
https://raw.githubusercontent.com/mrc-ide/global-lmic-reports/master/AFG/projections.csv
https://raw.githubusercontent.com/mrc-ide/global-lmic-reports/master/AFG/projections.csv
https://raw.githubusercontent.com/mrc-ide/global-lmic-reports/master/AFG/projections.csv
https://raw.githubusercontent.com/mrc-ide/global-lmic-reports/master/AFG/projections.csv
https://raw.githubusercontent.com/mrc-ide/global-lmic-reports/master/AFG/projections.csv
https://raw.githubusercontent.com/mrc-ide/global-lmic-reports/master/AFG/projections.csv
https://raw.githubusercontent.com/mrc-ide/global-lmic-reports/master/AFG/projections.csv
https://raw.githubusercontent.com/mrc-ide/global-lmic-reports/master/AFG/projections.csv
https://raw.githubusercontent.com/mrc-ide/global-lmic-reports/master/AFG/projections.csv
https://raw.githubusercontent.com/mrc-ide/global-lmic-reports/master/AFG/projections.csv
https://raw.githubusercontent.com/mrc-ide/global-lmic-reports/master/AFG/projections.csv
https://raw.githubusercontent.com/mrc-ide/global-lmic-reports/master/AFG/projections.csv
https://raw.githubusercontent.com/mrc-ide/global-lmic-reports/master/AFG/projections.csv
https://raw.githubusercontent.com/mrc-ide/global-lmic-reports/master/AFG/projections.csv
https://raw.githubusercontent.com/mrc-ide/global-lmic-reports/master/AFG/projections.csv
https://raw.githubusercontent.com/mrc-ide/global-lmic-reports/master/AFG/projections.csv
https://raw.githubusercontent.com/mrc-ide/global-lmic-reports/master/AFG/projections.csv
https://raw.githubusercontent.com/mrc-ide/global-lmic-reports/master/AFG/projections.csv
https://raw.githubusercontent.com/mrc-ide/global-lmic-reports/master/AFG/projections.csv
https://raw.githubusercontent.com/mrc-ide/global-lmic-reports/master/AFG/projections.csv
https://raw.githubusercontent.com/mrc-ide/global-lmic-reports/master/AFG/projections.csv
https://raw.githubusercontent.com/mrc-ide/global-lmic-reports/master/AFG/projections.csv
https://raw.githubusercontent.com/mrc-ide/global-lmic-reports/master/AFG/projections.csv
https://raw.githubusercontent.com/mrc-ide/global-lmic-reports/master/AFG/projections.csv
https://raw.githubusercontent.com/mrc-ide/global-lmic-reports/master/AFG/projections.csv
https://raw.githubusercontent.com/mrc-ide/global-lmic-reports/master/AFG/projections.csv
https://raw.githubusercontent.com/mrc-ide/global-lmic-reports/master/AFG/projections.csv
https://raw.githubusercontent.com/mrc-ide/global-lmic-reports/master/AFG/projections.csv
https://raw.githubusercontent.com/mrc-ide/global-lmic-reports/master/AFG/projections.csv
https://raw.githubusercontent.com/mrc-ide/global-lmic-reports/master/AFG/projections.csv
https://raw.githubusercontent.com/mrc-ide/global-lmic-reports/master/AFG/projections.csv
https://raw.githubusercontent.com/mrc-ide/global-lmic-reports/master/AFG/projections.csv
https://raw.githubusercontent.com/mrc-ide/global-lmic-reports/master/AFG/projections.csv
https://raw.githubusercontent.com/mrc-ide/global-lmic-reports/master/AFG/projections.csv
https://raw.githubusercontent.com/mrc-ide/global-lmic-reports/master/AFG/projections.csv
https://raw.githubusercontent.com/mrc-ide/global-lmic-reports/master/AFG/projections.csv
https://raw.githubusercontent.com/mrc-ide/global-lmic-reports/master/AFG/projections.csv
https://raw.githubusercontent.com/mrc-ide/global-lmic-reports/master/AFG/projections.csv
https://raw.githubusercontent.com/mrc-ide/global-lmic-reports/master/AFG/projections.csv
https://raw.githubusercontent.com/mrc-ide/global-lmic-reports/master/AFG/projections.csv
https://raw.githubusercontent.com/mrc-ide/global-lmic-reports/master/AFG/projections.csv
https://raw.githubusercontent.com/mrc-ide/global-lmic-reports/master/AFG/projections.csv
https://raw.githubusercontent.com/mrc-ide/global-lmic-reports/master/AFG/projections.csv
https://raw.githubusercontent.com/mrc-ide/global-lmic-reports/master/AFG/projections.csv
https://raw.githubusercontent.com/mrc-ide/global-lmic-reports/master/AFG/projections.csv
https://raw.githubusercontent.com/mrc-ide/global-lmic-reports/master/AFG/projections.csv
https://raw.githubusercontent.com/mrc-ide/global-lmic-reports/master/AFG/projections.csv
https://raw.githubusercontent.com/mrc-ide/global-lmic-reports/master/AFG/projections.csv
https://raw.githubusercontent.com/mrc-ide/global-lmic-reports/master/AFG/projections.csv
https://raw.githubusercontent.com/mrc-ide/global-lmic-reports/master/AFG/projections.csv
https://raw.githubusercontent.com/mrc-ide/global-lmic-reports/master/AFG/projections.csv
https://raw.githubusercontent.com/mrc-ide/global-lmic-reports/master/AFG/projections.csv
https://raw.githubusercontent.com/mrc-ide/global-lmic-reports/master/AFG/projections.csv
https://raw.githubusercontent.com/mrc-ide/global-lmic-reports/master/AFG/projections.csv
https://raw.githubusercontent.com/mrc-ide/global-lmic-reports/master/AFG/projections.csv
https://raw.githubusercontent.com/mrc-ide/global-lmic-reports/master/AFG/projections.csv
https://raw.githubusercontent.com/mrc-ide/global-lmic-reports/master/AFG/projections.csv
https://raw.githubusercontent.com/mrc-ide/global-lmic-reports/master/AFG/projections.csv
https://raw.githubusercontent.com/mrc-ide/global-lmic-reports/master/AFG/projections.csv
https://raw.githubusercontent.com/mrc-ide/global-lmic-reports/master/AFG/projections.csv
https://raw.githubusercontent.com/mrc-ide/global-lmic-reports/master/AFG/projections.csv
https://raw.githubusercontent.com/mrc-ide/global-lmic-reports/master/AFG/projections.csv
https://raw.githubusercontent.com/mrc-ide/global-lmic-reports/master/AFG/projections.csv
https://raw.githubusercontent.com/mrc-ide/global-lmic-reports/master/AFG/projections.csv
https://raw.githubusercontent.com/mrc-ide/global-lmic-reports/master/AFG/projections.csv
https://raw.githubusercontent.com/mrc-ide/global-lmic-reports/master/AFG/projections.csv
https://raw.githubusercontent.com/mrc-ide/global-lmic-reports/master/AFG/projections.csv
https://raw.githubusercontent.com/mrc-ide/global-lmic-reports/master/AFG/projections.csv
https://raw.githubusercontent.com/mrc-ide/global-lmic-reports/master/AFG/projections.csv
https://raw.githubusercontent.com/mrc-ide/global-lmic-reports/master/AFG/projections.csv
https://raw.githubusercontent.com/mrc-ide/global-lmic-reports/master/AFG/projections.csv
https://raw.githubusercontent.com/mrc-ide/global-lmic-reports/master/AFG/projections.csv
https://raw.githubusercontent.com/mrc-ide/global-lmic-reports/master/AFG/projections.csv
https://raw.githubusercontent.com/mrc-ide/global-lmic-reports/master/AFG/projections.csv
https://raw.githubusercontent.com/mrc-ide/global-lmic-reports/master/AFG/projections.csv
https://raw.githubusercontent.com/mrc-ide/global-lmic-reports/master/AFG/projections.csv
https://raw.githubusercontent.com/mrc-ide/global-lmic-reports/master/AFG/projections.csv
https://raw.githubusercontent.com/mrc-ide/global-lmic-reports/master/AFG/projections.csv
https://raw.githubusercontent.com/mrc-ide/global-lmic-reports/master/AFG/projections.csv
https://raw.githubusercontent.com/mrc-ide/global-lmic-reports/master/AFG/projections.csv
https://raw.githubusercontent.com/mrc-ide/global-lmic-reports/master/AFG/projections.csv
https://raw.githubusercontent.com/mrc-ide/global-lmic-reports/master/AFG/projections.csv
https://raw.githubusercontent.com/mrc-ide/global-lmic-reports/master/AFG/projections.csv
https://raw.githubusercontent.com/mrc-ide/global-lmic-reports/master/AFG/projections.csv
https://raw.githubusercontent.com/mrc-ide/global-lmic-reports/master/AFG/projections.csv
https://raw.githubusercontent.com/mrc-ide/global-lmic-reports/master/AFG/projections.csv
https://raw.githubusercontent.com/mrc-ide/global-lmic-reports/master/AFG/projections.csv
https://raw.githubusercontent.com/mrc-ide/global-lmic-reports/master/AFG/projections.csv
https://raw.githubusercontent.com/mrc-ide/global-lmic-reports/master/AFG/projections.csv
https://raw.githubusercontent.com/mrc-ide/global-lmic-reports/master/AFG/projections.csv
https://raw.githubusercontent.com/mrc-ide/global-lmic-reports/master/AFG/projections.csv
https://raw.githubusercontent.com/mrc-ide/global-lmic-reports/master/AFG/projections.csv
https://raw.githubusercontent.com/mrc-ide/global-lmic-reports/master/AFG/projections.csv
https://raw.githubusercontent.com/mrc-ide/global-lmic-reports/master/AFG/projections.csv
https://raw.githubusercontent.com/mrc-ide/global-lmic-reports/master/AFG/projections.csv
https://raw.githubusercontent.com/mrc-ide/global-lmic-reports/master/AFG/projections.csv
https://raw.githubusercontent.com/mrc-ide/global-lmic-reports/master/AFG/projections.csv
https://raw.githubusercontent.com/mrc-ide/global-lmic-reports/master/AFG/projections.csv
https://raw.githubusercontent.com/mrc-ide/global-lmic-reports/master/AFG/projections.csv
https://raw.githubusercontent.com/mrc-ide/global-lmic-reports/master/AFG/projections.csv
https://raw.githubusercontent.com/mrc-ide/global-lmic-reports/master/AFG/projections.csv
https://raw.githubusercontent.com/mrc-ide/global-lmic-reports/master/AFG/projections.csv
https://raw.githubusercontent.com/mrc-ide/global-lmic-reports/master/AFG/projections.csv
https://raw.githubusercontent.com/mrc-ide/global-lmic-reports/master/AFG/projections.csv
https://raw.githubusercontent.com/mrc-ide/global-lmic-reports/master/AFG/projections.csv
https://raw.githubusercontent.com/mrc-ide/global-lmic-reports/master/AFG/projections.csv
https://raw.githubusercontent.com/mrc-ide/global-lmic-reports/master/AFG/projections.csv
https://raw.githubusercontent.com/mrc-ide/global-lmic-reports/master/AFG/projections.csv
https://raw.githubusercontent.com/mrc-ide/global-lmic-reports/master/AFG/projections.csv
https://raw.githubusercontent.com/mrc-ide/global-lmic-reports/master/AFG/projections.csv
https://raw.githubusercontent.com/mrc-ide/global-lmic-reports/master/AFG/projections.csv
https://raw.githubusercontent.com/mrc-ide/global-lmic-reports/master/AFG/projections.csv
https://raw.githubusercontent.com/mrc-ide/global-lmic-reports/master/AFG/projections.csv
https://raw.githubusercontent.com/mrc-ide/global-lmic-reports/master/AFG/projections.csv
https://raw.githubusercontent.com/mrc-ide/global-lmic-reports/master/AFG/projections.csv
https://raw.githubusercontent.com/mrc-ide/global-lmic-reports/master/AFG/projections.csv
https://raw.githubusercontent.com/mrc-ide/global-lmic-reports/master/AFG/projections.csv
https://raw.githubusercontent.com/mrc-ide/global-lmic-reports/master/AFG/projections.csv
https://raw.githubusercontent.com/mrc-ide/global-lmic-reports/master/AFG/projections.csv
https://raw.githubusercontent.com/mrc-ide/global-lmic-reports/master/AFG/projections.csv
https://raw.githubusercontent.com/mrc-ide/global-lmic-reports/master/AFG/projections.csv
https://raw.githubusercontent.com/mrc-ide/global-lmic-reports/master/AFG/projections.csv
https://raw.githubusercontent.com/mrc-ide/global-lmic-reports/master/AFG/projections.csv
https://raw.githubusercontent.com/mrc-ide/global-lmic-reports/master/AFG/projections.csv
https://raw.githubusercontent.com/mrc-ide/global-lmic-reports/master/AFG/projections.csv
https://raw.githubusercontent.com/mrc-ide/global-lmic-reports/master/AFG/projections.csv
https://raw.githubusercontent.com/mrc-ide/global-lmic-reports/master/AFG/projections.csv
https://raw.githubusercontent.com/mrc-ide/global-lmic-reports/master/AFG/projections.csv
https://raw.githubusercontent.com/mrc-ide/global-lmic-reports/master/AFG/projections.csv
https://raw.githubusercontent.com/mrc-ide/global-lmic-reports/master/AFG/projections.csv
https://raw.githubusercontent.com/mrc-ide/global-lmic-reports/master/AFG/projections.csv
https://raw.githubusercontent.com/mrc-ide/global-lmic-reports/master/AFG/projections.csv
https://raw.githubusercontent.com/mrc-ide/global-lmic-reports/master/AFG/projections.csv
https://raw.githubusercontent.com/mrc-ide/global-lmic-reports/master/AFG/projections.csv
https://raw.githubusercontent.com/mrc-ide/global-lmic-reports/master/AFG/projections.csv
https://raw.githubusercontent.com/mrc-ide/global-lmic-reports/master/AFG/projections.csv
https://raw.githubusercontent.com/mrc-ide/global-lmic-reports/master/AFG/projections.csv
https://raw.githubusercontent.com/mrc-ide/global-lmic-reports/master/AFG/projections.csv
https://raw.githubusercontent.com/mrc-ide/global-lmic-reports/master/AFG/projections.csv
https://raw.githubusercontent.com/mrc-ide/global-lmic-reports/master/AFG/projections.csv
https://raw.githubusercontent.com/mrc-ide/global-lmic-reports/master/AFG/projections.csv
https://raw.githubusercontent.com/mrc-ide/global-lmic-reports/master/AFG/projections.csv
https://raw.githubusercontent.com/mrc-ide/global-lmic-reports/master/AFG/projections.csv
https://raw.githubusercontent.com/mrc-ide/global-lmic-reports/master/AFG/projections.csv
https://raw.githubusercontent.com/mrc-ide/global-lmic-reports/master/AFG/projections.csv
https://raw.githubusercontent.com/mrc-ide/global-lmic-reports/master/AFG/projections.csv
https://raw.githubusercontent.com/mrc-ide/global-lmic-reports/master/AFG/projections.csv
https://raw.githubusercontent.com/mrc-ide/global-lmic-reports/master/AFG/projections.csv
https://raw.githubusercontent.com/mrc-ide/global-lmic-reports/master/AFG/projections.csv
https://raw.githubusercontent.com/mrc-ide/global-lmic-reports/master/AFG/projections.csv
https://raw.githubusercontent.com/mrc-ide/global-lmic-reports/master/AFG/projections.csv
https://raw.githubusercontent.com/mrc-ide/global-lmic-reports/master/AFG/projections.csv
https://raw.githubusercontent.com/mrc-ide/global-lmic-reports/master/AFG/projections.csv
https://raw.githubusercontent.com/mrc-ide/global-lmic-reports/master/AFG/projections.csv
https://raw.githubusercontent.com/mrc-ide/global-lmic-reports/master/AFG/projections.csv
https://raw.githubusercontent.com/mrc-ide/global-lmic-reports/master/AFG/projections.csv
https://raw.githubusercontent.com/mrc-ide/global-lmic-reports/master/AFG/projections.csv
https://raw.githubusercontent.com/mrc-ide/global-lmic-reports/master/AFG/projections.csv
https://raw.githubusercontent.com/mrc-ide/global-lmic-reports/master/AFG/projections.csv
https://raw.githubusercontent.com/mrc-ide/global-lmic-reports/master/AFG/projections.csv
https://raw.githubusercontent.com/mrc-ide/global-lmic-reports/master/AFG/projections.csv
https://raw.githubusercontent.com/mrc-ide/global-lmic-reports/master/AFG/projections.csv
https://raw.githubusercontent.com/mrc-ide/global-lmic-reports/master/AFG/projections.csv
https://raw.githubusercontent.com/mrc-ide/global-lmic-reports/master/AFG/projections.csv
https://raw.githubusercontent.com/mrc-ide/global-lmic-reports/master/AFG/projections.csv
https://raw.githubusercontent.com/mrc-ide/global-lmic-reports/master/AFG/projections.csv
https://raw.githubusercontent.com/mrc-ide/global-lmic-reports/master/AFG/projections.csv
https://raw.githubusercontent.com/mrc-ide/global-lmic-reports/master/AFG/projections.csv
https://raw.githubusercontent.com/mrc-ide/global-lmic-reports/master/AFG/projections.csv
https://raw.githubusercontent.com/mrc-ide/global-lmic-reports/master/AFG/projections.csv
https://raw.githubusercontent.com/mrc-ide/global-lmic-reports/master/AFG/projections.csv
https://raw.githubusercontent.com/mrc-ide/global-lmic-reports/master/AFG/projections.csv
https://raw.githubusercontent.com/mrc-ide/global-lmic-reports/master/AFG/projections.csv
https://raw.githubusercontent.com/mrc-ide/global-lmic-reports/master/AFG/projections.csv
https://raw.githubusercontent.com/mrc-ide/global-lmic-reports/master/AFG/projections.csv
https://raw.githubusercontent.com/mrc-ide/global-lmic-reports/master/AFG/projections.csv
https://raw.githubusercontent.com/mrc-ide/global-lmic-reports/master/AFG/projections.csv
https://raw.githubusercontent.com/mrc-ide/global-lmic-reports/master/AFG/projections.csv
https://raw.githubusercontent.com/mrc-ide/global-lmic-reports/master/AFG/projections.csv
https://raw.githubusercontent.com/mrc-ide/global-lmic-reports/master/AFG/projections.csv
https://raw.githubusercontent.com/mrc-ide/global-lmic-reports/master/AFG/projections.csv
https://raw.githubusercontent.com/mrc-ide/global-lmic-reports/master/AFG/projections.csv
https://raw.githubusercontent.com/mrc-ide/global-lmic-reports/master/AFG/projections.csv
https://raw.githubusercontent.com/mrc-ide/global-lmic-reports/master/AFG/projections.csv
https://raw.githubusercontent.com/mrc-ide/global-lmic-reports/master/AFG/projections.csv
https://raw.githubusercontent.com/mrc-ide/global-lmic-reports/master/AFG/projections.csv
https://raw.githubusercontent.com/mrc-ide/global-lmic-reports/master/AFG/projections.csv
https://raw.githubusercontent.com/mrc-ide/global-lmic-reports/master/AFG/projections.csv
https://raw.githubusercontent.com/mrc-ide/global-lmic-reports/master/AFG/projections.csv
https://raw.githubusercontent.com/mrc-ide/global-lmic-reports/master/AFG/projections.csv
https://raw.githubusercontent.com/mrc-ide/global-lmic-reports/master/AFG/projections.csv
https://raw.githubusercontent.com/mrc-ide/global-lmic-reports/master/AFG/projections.csv
https://raw.githubusercontent.com/mrc-ide/global-lmic-reports/master/AFG/projections.csv
https://raw.githubusercontent.com/mrc-ide/global-lmic-reports/master/AFG/projections.csv
https://raw.githubusercontent.com/mrc-ide/global-lmic-reports/master/AFG/projections.csv
https://raw.githubusercontent.com/mrc-ide/global-lmic-reports/master/AFG/projections.csv
https://raw.githubusercontent.com/mrc-ide/global-lmic-reports/master/AFG/projections.csv
https://raw.githubusercontent.com/mrc-ide/global-lmic-reports/master/AFG/projections.csv
https://raw.githubusercontent.com/mrc-ide/global-lmic-reports/master/AFG/projections.csv
https://raw.githubusercontent.com/mrc-ide/global-lmic-reports/master/AFG/projections.csv
https://raw.githubusercontent.com/mrc-ide/global-lmic-reports/master/AFG/projections.csv
https://raw.githubusercontent.com/mrc-ide/global-lmic-reports/master/AFG/projections.csv
https://raw.githubusercontent.com/mrc-ide/global-lmic-reports/master/AFG/projections.csv
https://raw.githubusercontent.com/mrc-ide/global-lmic-reports/master/AFG/projections.csv
https://raw.githubusercontent.com/mrc-ide/global-lmic-reports/master/AFG/projections.csv
https://raw.githubusercontent.com/mrc-ide/global-lmic-reports/master/AFG/projections.csv
https://raw.githubusercontent.com/mrc-ide/global-lmic-reports/master/AFG/projections.csv
https://raw.githubusercontent.com/mrc-ide/global-lmic-reports/master/AFG/projections.csv
https://raw.githubusercontent.com/mrc-ide/global-lmic-reports/master/AFG/projections.csv
https://raw.githubusercontent.com/mrc-ide/global-lmic-reports/master/AFG/projections.csv
https://raw.githubusercontent.com/mrc-ide/global-lmic-reports/master/AFG/projections.csv
https://raw.githubusercontent.com/mrc-ide/global-lmic-reports/master/AFG/projections.csv
https://raw.githubusercontent.com/mrc-ide/global-lmic-reports/master/AFG/projections.csv
https://raw.githubusercontent.com/mrc-ide/global-lmic-reports/master/AFG/projections.csv
https://raw.githubusercontent.com/mrc-ide/global-lmic-reports/master/AFG/projections.csv
https://raw.githubusercontent.com/mrc-ide/global-lmic-reports/master/AFG/projections.csv
https://raw.githubusercontent.com/mrc-ide/global-lmic-reports/master/AFG/projections.csv
https://raw.githubusercontent.com/mrc-ide/global-lmic-reports/master/AFG/projections.csv
https://raw.githubusercontent.com/mrc-ide/global-lmic-reports/master/AFG/projections.csv
https://raw.githubusercontent.com/mrc-ide/global-lmic-reports/master/AFG/projections.csv
https://raw.githubusercontent.com/mrc-ide/global-lmic-reports/master/AFG/projections.csv
https://raw.githubusercontent.com/mrc-ide/global-lmic-reports/master/AFG/projections.csv
https://raw.githubusercontent.com/mrc-ide/global-lmic-reports/master/AFG/projections.csv
https://raw.githubusercontent.com/mrc-ide/global-lmic-reports/master/AFG/projections.csv
https://raw.githubusercontent.com/mrc-ide/global-lmic-reports/master/AFG/projections.csv
https://raw.githubusercontent.com/mrc-ide/global-lmic-reports/master/AFG/projections.csv
https://raw.githubusercontent.com/mrc-ide/global-lmic-reports/master/AFG/projections.csv
https://raw.githubusercontent.com/mrc-ide/global-lmic-reports/master/AFG/projections.csv
https://raw.githubusercontent.com/mrc-ide/global-lmic-reports/master/AFG/projections.csv
https://raw.githubusercontent.com/mrc-ide/global-lmic-reports/master/AFG/projections.csv
https://raw.githubusercontent.com/mrc-ide/global-lmic-reports/master/AFG/projections.csv
https://raw.githubusercontent.com/mrc-ide/global-lmic-reports/master/AFG/projections.csv
https://raw.githubusercontent.com/mrc-ide/global-lmic-reports/master/AFG/projections.csv
https://raw.githubusercontent.com/mrc-ide/global-lmic-reports/master/AFG/projections.csv
https://raw.githubusercontent.com/mrc-ide/global-lmic-reports/master/AFG/projections.csv
https://raw.githubusercontent.com/mrc-ide/global-lmic-reports/master/AFG/projections.csv
https://raw.githubusercontent.com/mrc-ide/global-lmic-reports/master/AFG/projections.csv
https://raw.githubusercontent.com/mrc-ide/global-lmic-reports/master/AFG/projections.csv
https://raw.githubusercontent.com/mrc-ide/global-lmic-reports/master/AFG/projections.csv
https://raw.githubusercontent.com/mrc-ide/global-lmic-reports/master/AFG/projections.csv
https://raw.githubusercontent.com/mrc-ide/global-lmic-reports/master/AFG/projections.csv
https://raw.githubusercontent.com/mrc-ide/global-lmic-reports/master/AFG/projections.csv
https://raw.githubusercontent.com/mrc-ide/global-lmic-reports/master/AFG/projections.csv
https://raw.githubusercontent.com/mrc-ide/global-lmic-reports/master/AFG/projections.csv
https://raw.githubusercontent.com/mrc-ide/global-lmic-reports/master/AFG/projections.csv
https://raw.githubusercontent.com/mrc-ide/global-lmic-reports/master/AFG/projections.csv
https://raw.githubusercontent.com/mrc-ide/global-lmic-reports/master/AFG/projections.csv
https://raw.githubusercontent.com/mrc-ide/global-lmic-reports/master/AFG/projections.csv
https://raw.githubusercontent.com/mrc-ide/global-lmic-reports/master/AFG/projections.csv
https://raw.githubusercontent.com/mrc-ide/global-lmic-reports/master/AFG/projections.csv
https://raw.githubusercontent.com/mrc-ide/global-lmic-reports/master/AFG/projections.csv
https://raw.githubusercontent.com/mrc-ide/global-lmic-reports/master/AFG/projections.csv
https://raw.githubusercontent.com/mrc-ide/global-lmic-reports/master/AFG/projections.csv
https://raw.githubusercontent.com/mrc-ide/global-lmic-reports/master/AFG/projections.csv
https://raw.githubusercontent.com/mrc-ide/global-lmic-reports/master/AFG/projections.csv
https://raw.githubusercontent.com/mrc-ide/global-lmic-reports/master/AFG/projections.csv
https://raw.githubusercontent.com/mrc-ide/global-lmic-reports/master/AFG/projections.csv
https://raw.githubusercontent.com/mrc-ide/global-lmic-reports/master/AFG/projections.csv
https://raw.githubusercontent.com/mrc-ide/global-lmic-reports/master/AFG/projections.csv
https://raw.githubusercontent.com/mrc-ide/global-lmic-reports/master/AFG/projections.csv
https://raw.githubusercontent.com/mrc-ide/global-lmic-reports/master/AFG/projections.csv
https://raw.githubusercontent.com/mrc-ide/global-lmic-reports/master/AFG/projections.csv
https://raw.githubusercontent.com/mrc-ide/global-lmic-reports/master/AFG/projections.csv
https://raw.githubusercontent.com/mrc-ide/global-lmic-reports/master/AFG/projections.csv
https://raw.githubusercontent.com/mrc-ide/global-lmic-reports/master/AFG/projections.csv
https://raw.githubusercontent.com/mrc-ide/global-lmic-reports/master/AFG/projections.csv
https://raw.githubusercontent.com/mrc-ide/global-lmic-reports/master/AFG/projections.csv
https://raw.githubusercontent.com/mrc-ide/global-lmic-reports/master/AFG/projections.csv
https://raw.githubusercontent.com/mrc-ide/global-lmic-reports/master/AFG/projections.csv
https://raw.githubusercontent.com/mrc-ide/global-lmic-reports/master/AFG/projections.csv
https://raw.githubusercontent.com/mrc-ide/global-lmic-reports/master/AFG/projections.csv
https://raw.githubusercontent.com/mrc-ide/global-lmic-reports/master/AFG/projections.csv
https://raw.githubusercontent.com/mrc-ide/global-lmic-reports/master/AFG/projections.csv
https://raw.githubusercontent.com/mrc-ide/global-lmic-reports/master/AFG/projections.csv
https://raw.githubusercontent.com/mrc-ide/global-lmic-reports/master/AFG/projections.csv
https://raw.githubusercontent.com/mrc-ide/global-lmic-reports/master/AFG/projections.csv
https://raw.githubusercontent.com/mrc-ide/global-lmic-reports/master/AFG/projections.csv
https://raw.githubusercontent.com/mrc-ide/global-lmic-reports/master/AFG/projections.csv
https://raw.githubusercontent.com/mrc-ide/global-lmic-reports/master/AFG/projections.csv
https://raw.githubusercontent.com/mrc-ide/global-lmic-reports/master/AFG/projections.csv
https://raw.githubusercontent.com/mrc-ide/global-lmic-reports/master/AFG/projections.csv
https://raw.githubusercontent.com/mrc-ide/global-lmic-reports/master/AFG/projections.csv
https://raw.githubusercontent.com/mrc-ide/global-lmic-reports/master/AFG/projections.csv
https://raw.githubusercontent.com/mrc-ide/global-lmic-reports/master/AFG/projections.csv
https://raw.githubusercontent.com/mrc-ide/global-lmic-reports/master/AFG/projections.csv
https://raw.githubusercontent.com/mrc-ide/global-lmic-reports/master/AFG/projections.csv
https://raw.githubusercontent.com/mrc-ide/global-lmic-reports/master/AFG/projections.csv
https://raw.githubusercontent.com/mrc-ide/global-lmic-reports/master/AFG/projections.csv
https://raw.githubusercontent.com/mrc-ide/global-lmic-reports/master/AFG/projections.csv
https://raw.githubusercontent.com/mrc-ide/global-lmic-reports/master/AFG/projections.csv
https://raw.githubusercontent.com/mrc-ide/global-lmic-reports/master/AFG/projections.csv
https://raw.githubusercontent.com/mrc-ide/global-lmic-reports/master/AFG/projections.csv
https://raw.githubusercontent.com/mrc-ide/global-lmic-reports/master/AFG/projections.csv
https://raw.githubusercontent.com/mrc-ide/global-lmic-reports/master/AFG/projections.csv
https://raw.githubusercontent.com/mrc-ide/global-lmic-reports/master/AFG/projections.csv
https://raw.githubusercontent.com/mrc-ide/global-lmic-reports/master/AFG/projections.csv
https://raw.githubusercontent.com/mrc-ide/global-lmic-reports/master/AFG/projections.csv
https://raw.githubusercontent.com/mrc-ide/global-lmic-reports/master/AFG/projections.csv
https://raw.githubusercontent.com/mrc-ide/global-lmic-reports/master/AFG/projections.csv
https://raw.githubusercontent.com/mrc-ide/global-lmic-reports/master/AFG/projections.csv
https://raw.githubusercontent.com/mrc-ide/global-lmic-reports/master/AFG/projections.csv
https://raw.githubusercontent.com/mrc-ide/global-lmic-reports/master/AFG/projections.csv
https://raw.githubusercontent.com/mrc-ide/global-lmic-reports/master/AFG/projections.csv
https://raw.githubusercontent.com/mrc-ide/global-lmic-reports/master/AFG/projections.csv
https://raw.githubusercontent.com/mrc-ide/global-lmic-reports/master/AFG/projections.csv
https://raw.githubusercontent.com/mrc-ide/global-lmic-reports/master/AFG/projections.csv
https://raw.githubusercontent.com/mrc-ide/global-lmic-reports/master/AFG/projections.csv
https://raw.githubusercontent.com/mrc-ide/global-lmic-reports/master/AFG/projections.csv
https://raw.githubusercontent.com/mrc-ide/global-lmic-reports/master/AFG/projections.csv
https://raw.githubusercontent.com/mrc-ide/global-lmic-reports/master/AFG/projections.csv
https://raw.githubusercontent.com/mrc-ide/global-lmic-reports/master/AFG/projections.csv
https://raw.githubusercontent.com/mrc-ide/global-lmic-reports/master/AFG/projections.csv
https://raw.githubusercontent.com/mrc-ide/global-lmic-reports/master/AFG/projections.csv
https://raw.githubusercontent.com/mrc-ide/global-lmic-reports/master/AFG/projections.csv
https://raw.githubusercontent.com/mrc-ide/global-lmic-reports/master/AFG/projections.csv
https://raw.githubusercontent.com/mrc-ide/global-lmic-reports/master/AFG/projections.csv
https://raw.githubusercontent.com/mrc-ide/global-lmic-reports/master/AFG/projections.csv
https://raw.githubusercontent.com/mrc-ide/global-lmic-reports/master/AFG/projections.csv
https://raw.githubusercontent.com/mrc-ide/global-lmic-reports/master/AFG/projections.csv
https://raw.githubusercontent.com/mrc-ide/global-lmic-reports/master/AFG/projections.csv
https://raw.githubusercontent.com/mrc-ide/global-lmic-reports/master/AFG/projections.csv
https://raw.githubusercontent.com/mrc-ide/global-lmic-reports/master/AFG/projections.csv
https://raw.githubusercontent.com/mrc-ide/global-lmic-reports/master/AFG/projections.csv
https://raw.githubusercontent.com/mrc-ide/global-lmic-reports/master/AFG/projections.csv
https://raw.githubusercontent.com/mrc-ide/global-lmic-reports/master/AFG/projections.csv
https://raw.githubusercontent.com/mrc-ide/global-lmic-reports/master/AFG/projections.csv
https://raw.githubusercontent.com/mrc-ide/global-lmic-reports/master/AFG/projections.csv
https://raw.githubusercontent.com/mrc-ide/global-lmic-reports/master/AFG/projections.csv
https://raw.githubusercontent.com/mrc-ide/global-lmic-reports/master/AFG/projections.csv
https://raw.githubusercontent.com/mrc-ide/global-lmic-reports/master/AFG/projections.csv
https://raw.githubusercontent.com/mrc-ide/global-lmic-reports/master/AFG/projections.csv
https://raw.githubusercontent.com/mrc-ide/global-lmic-reports/master/AFG/projections.csv
https://raw.githubusercontent.com/mrc-ide/global-lmic-reports/master/AFG/projections.csv
https://raw.githubusercontent.com/mrc-ide/global-lmic-reports/master/AFG/projections.csv
https://raw.githubusercontent.com/mrc-ide/global-lmic-reports/master/AFG/projections.csv
https://raw.githubusercontent.com/mrc-ide/global-lmic-reports/master/AFG/projections.csv
https://raw.githubusercontent.com/mrc-ide/global-lmic-reports/master/AFG/projections.csv
https://raw.githubusercontent.com/mrc-ide/global-lmic-reports/master/AFG/projections.csv
https://raw.githubusercontent.com/mrc-ide/global-lmic-reports/master/AFG/projections.csv
https://raw.githubusercontent.com/mrc-ide/global-lmic-reports/master/AFG/projections.csv
https://raw.githubusercontent.com/mrc-ide/global-lmic-reports/master/AFG/projections.csv
https://raw.githubusercontent.com/mrc-ide/global-lmic-reports/master/AFG/projections.csv
https://raw.githubusercontent.com/mrc-ide/global-lmic-reports/master/AFG/projections.csv
https://raw.githubusercontent.com/mrc-ide/global-lmic-reports/master/AFG/projections.csv
https://raw.githubusercontent.com/mrc-ide/global-lmic-reports/master/AFG/projections.csv
https://raw.githubusercontent.com/mrc-ide/global-lmic-reports/master/AFG/projections.csv
https://raw.githubusercontent.com/mrc-ide/global-lmic-reports/master/AFG/projections.csv
https://raw.githubusercontent.com/mrc-ide/global-lmic-reports/master/AFG/projections.csv
https://raw.githubusercontent.com/mrc-ide/global-lmic-reports/master/AFG/projections.csv
https://raw.githubusercontent.com/mrc-ide/global-lmic-reports/master/AFG/projections.csv
https://raw.githubusercontent.com/mrc-ide/global-lmic-reports/master/AFG/projections.csv
https://raw.githubusercontent.com/mrc-ide/global-lmic-reports/master/AFG/projections.csv
https://raw.githubusercontent.com/mrc-ide/global-lmic-reports/master/AFG/projections.csv
https://raw.githubusercontent.com/mrc-ide/global-lmic-reports/master/AFG/projections.csv
https://raw.githubusercontent.com/mrc-ide/global-lmic-reports/master/AFG/projections.csv
https://raw.githubusercontent.com/mrc-ide/global-lmic-reports/master/AFG/projections.csv
https://raw.githubusercontent.com/mrc-ide/global-lmic-reports/master/AFG/projections.csv
https://raw.githubusercontent.com/mrc-ide/global-lmic-reports/master/AFG/projections.csv
https://raw.githubusercontent.com/mrc-ide/global-lmic-reports/master/AFG/projections.csv
https://raw.githubusercontent.com/mrc-ide/global-lmic-reports/master/AFG/projections.csv
https://raw.githubusercontent.com/mrc-ide/global-lmic-reports/master/AFG/projections.csv
https://raw.githubusercontent.com/mrc-ide/global-lmic-reports/master/AFG/projections.csv
https://raw.githubusercontent.com/mrc-ide/global-lmic-reports/master/AFG/projections.csv
https://raw.githubusercontent.com/mrc-ide/global-lmic-reports/master/AFG/projections.csv
https://raw.githubusercontent.com/mrc-ide/global-lmic-reports/master/AFG/projections.csv
https://raw.githubusercontent.com/mrc-ide/global-lmic-reports/master/AFG/projections.csv
https://raw.githubusercontent.com/mrc-ide/global-lmic-reports/master/AFG/projections.csv
https://raw.githubusercontent.com/mrc-ide/global-lmic-reports/master/AFG/projections.csv
https://raw.githubusercontent.com/mrc-ide/global-lmic-reports/master/AFG/projections.csv
https://raw.githubusercontent.com/mrc-ide/global-lmic-reports/master/AFG/projections.csv
https://raw.githubusercontent.com/mrc-ide/global-lmic-reports/master/AFG/projections.csv
https://raw.githubusercontent.com/mrc-ide/global-lmic-reports/master/AFG/projections.csv
https://raw.githubusercontent.com/mrc-ide/global-lmic-reports/master/AFG/projections.csv
https://raw.githubusercontent.com/mrc-ide/global-lmic-reports/master/AFG/projections.csv
https://raw.githubusercontent.com/mrc-ide/global-lmic-reports/master/AFG/projections.csv
https://raw.githubusercontent.com/mrc-ide/global-lmic-reports/master/AFG/projections.csv
https://raw.githubusercontent.com/mrc-ide/global-lmic-reports/master/AFG/projections.csv
https://raw.githubusercontent.com/mrc-ide/global-lmic-reports/master/AFG/projections.csv
https://raw.githubusercontent.com/mrc-ide/global-lmic-reports/master/AFG/projections.csv
https://raw.githubusercontent.com/mrc-ide/global-lmic-reports/master/AFG/projections.csv
https://raw.githubusercontent.com/mrc-ide/global-lmic-reports/master/AFG/projections.csv
https://raw.githubusercontent.com/mrc-ide/global-lmic-reports/master/AFG/projections.csv
https://raw.githubusercontent.com/mrc-ide/global-lmic-reports/master/AFG/projections.csv
https://raw.githubusercontent.com/mrc-ide/global-lmic-reports/master/AFG/projections.csv
https://raw.githubusercontent.com/mrc-ide/global-lmic-reports/master/AFG/projections.csv
https://raw.githubusercontent.com/mrc-ide/global-lmic-reports/master/AFG/projections.csv
https://raw.githubusercontent.com/mrc-ide/global-lmic-reports/master/AFG/projections.csv
https://raw.githubusercontent.com/mrc-ide/global-lmic-reports/master/AFG/projections.csv
https://raw.githubusercontent.com/mrc-ide/global-lmic-reports/master/AFG/projections.csv
https://raw.githubusercontent.com/mrc-ide/global-lmic-reports/master/AFG/projections.csv
https://raw.githubusercontent.com/mrc-ide/global-lmic-reports/master/AFG/projections.csv
https://raw.githubusercontent.com/mrc-ide/global-lmic-reports/master/AFG/projections.csv
https://raw.githubusercontent.com/mrc-ide/global-lmic-reports/master/AFG/projections.csv
https://raw.githubusercontent.com/mrc-ide/global-lmic-reports/master/AFG/projections.csv
https://raw.githubusercontent.com/mrc-ide/global-lmic-reports/master/AFG/projections.csv
https://raw.githubusercontent.com/mrc-ide/global-lmic-reports/master/AFG/projections.csv
https://raw.githubusercontent.com/mrc-ide/global-lmic-reports/master/AFG/projections.csv
https://raw.githubusercontent.com/mrc-ide/global-lmic-reports/master/AFG/projections.csv
https://raw.githubusercontent.com/mrc-ide/global-lmic-reports/master/AFG/projections.csv
https://raw.githubusercontent.com/mrc-ide/global-lmic-reports/master/AFG/projections.csv
https://raw.githubusercontent.com/mrc-ide/global-lmic-reports/master/AFG/projections.csv
https://raw.githubusercontent.com/mrc-ide/global-lmic-reports/master/AFG/projections.csv
https://raw.githubusercontent.com/mrc-ide/global-lmic-reports/master/AFG/projections.csv
https://raw.githubusercontent.com/mrc-ide/global-lmic-reports/master/AFG/projections.csv
https://raw.githubusercontent.com/mrc-ide/global-lmic-reports/master/AFG/projections.csv
https://raw.githubusercontent.com/mrc-ide/global-lmic-reports/master/AFG/projections.csv
https://raw.githubusercontent.com/mrc-ide/global-lmic-reports/master/AFG/projections.csv
https://raw.githubusercontent.com/mrc-ide/global-lmic-reports/master/AFG/projections.csv
https://raw.githubusercontent.com/mrc-ide/global-lmic-reports/master/AFG/projections.csv
https://raw.githubusercontent.com/mrc-ide/global-lmic-reports/master/AFG/projections.csv
https://raw.githubusercontent.com/mrc-ide/global-lmic-reports/master/AFG/projections.csv
https://raw.githubusercontent.com/mrc-ide/global-lmic-reports/master/AFG/projections.csv
https://raw.githubusercontent.com/mrc-ide/global-lmic-reports/master/AFG/projections.csv
https://raw.githubusercontent.com/mrc-ide/global-lmic-reports/master/AFG/projections.csv
https://raw.githubusercontent.com/mrc-ide/global-lmic-reports/master/AFG/projections.csv
https://raw.githubusercontent.com/mrc-ide/global-lmic-reports/master/AFG/projections.csv
https://raw.githubusercontent.com/mrc-ide/global-lmic-reports/master/AFG/projections.csv
https://raw.githubusercontent.com/mrc-ide/global-lmic-reports/master/AFG/projections.csv
https://raw.githubusercontent.com/mrc-ide/global-lmic-reports/master/AFG/projections.csv
https://raw.githubusercontent.com/mrc-ide/global-lmic-reports/master/AFG/projections.csv
https://raw.githubusercontent.com/mrc-ide/global-lmic-reports/master/AFG/projections.csv
https://raw.githubusercontent.com/mrc-ide/global-lmic-reports/master/AFG/projections.csv
https://raw.githubusercontent.com/mrc-ide/global-lmic-reports/master/AFG/projections.csv
https://raw.githubusercontent.com/mrc-ide/global-lmic-reports/master/AFG/projections.csv
https://raw.githubusercontent.com/mrc-ide/global-lmic-reports/master/AFG/projections.csv
https://raw.githubusercontent.com/mrc-ide/global-lmic-reports/master/AFG/projections.csv
https://raw.githubusercontent.com/mrc-ide/global-lmic-reports/master/AFG/projections.csv
https://raw.githubusercontent.com/mrc-ide/global-lmic-reports/master/AFG/projections.csv
https://raw.githubusercontent.com/mrc-ide/global-lmic-reports/master/AFG/projections.csv
https://raw.githubusercontent.com/mrc-ide/global-lmic-reports/master/AFG/projections.csv
https://raw.githubusercontent.com/mrc-ide/global-lmic-reports/master/AFG/projections.csv
https://raw.githubusercontent.com/mrc-ide/global-lmic-reports/master/AFG/projections.csv
https://raw.githubusercontent.com/mrc-ide/global-lmic-reports/master/AFG/projections.csv
https://raw.githubusercontent.com/mrc-ide/global-lmic-reports/master/AFG/projections.csv
https://raw.githubusercontent.com/mrc-ide/global-lmic-reports/master/AFG/projections.csv
https://raw.githubusercontent.com/mrc-ide/global-lmic-reports/master/AFG/projections.csv
https://raw.githubusercontent.com/mrc-ide/global-lmic-reports/master/AFG/projections.csv
https://raw.githubusercontent.com/mrc-ide/global-lmic-reports/master/AFG/projections.csv
https://raw.githubusercontent.com/mrc-ide/global-lmic-reports/master/AFG/projections.csv
https://raw.githubusercontent.com/mrc-ide/global-lmic-reports/master/AFG/projections.csv
https://raw.githubusercontent.com/mrc-ide/global-lmic-reports/master/AFG/projections.csv
https://raw.githubusercontent.com/mrc-ide/global-lmic-reports/master/AFG/projections.csv
https://raw.githubusercontent.com/mrc-ide/global-lmic-reports/master/AFG/projections.csv
https://raw.githubusercontent.com/mrc-ide/global-lmic-reports/master/AFG/projections.csv
https://raw.githubusercontent.com/mrc-ide/global-lmic-reports/master/AFG/projections.csv
https://raw.githubusercontent.com/mrc-ide/global-lmic-reports/master/AFG/projections.csv
https://raw.githubusercontent.com/mrc-ide/global-lmic-reports/master/AFG/projections.csv
https://raw.githubusercontent.com/mrc-ide/global-lmic-reports/master/AFG/projections.csv
https://raw.githubusercontent.com/mrc-ide/global-lmic-reports/master/AFG/projections.csv
https://raw.githubusercontent.com/mrc-ide/global-lmic-reports/master/AFG/projections.csv
https://raw.githubusercontent.com/mrc-ide/global-lmic-reports/master/AFG/projections.csv
https://raw.githubusercontent.com/mrc-ide/global-lmic-reports/master/AFG/projections.csv
https://raw.githubusercontent.com/mrc-ide/global-lmic-reports/master/AFG/projections.csv
https://raw.githubusercontent.com/mrc-ide/global-lmic-reports/master/AFG/projections.csv
https://raw.githubusercontent.com/mrc-ide/global-lmic-reports/master/AFG/projections.csv
https://raw.githubusercontent.com/mrc-ide/global-lmic-reports/master/AFG/projections.csv
https://raw.githubusercontent.com/mrc-ide/global-lmic-reports/master/AFG/projections.csv
https://raw.githubusercontent.com/mrc-ide/global-lmic-reports/master/AFG/projections.csv
https://raw.githubusercontent.com/mrc-ide/global-lmic-reports/master/AFG/projections.csv
https://raw.githubusercontent.com/mrc-ide/global-lmic-reports/master/AFG/projections.csv
https://raw.githubusercontent.com/mrc-ide/global-lmic-reports/master/AFG/projections.csv
https://raw.githubusercontent.com/mrc-ide/global-lmic-reports/master/AFG/projections.csv
https://raw.githubusercontent.com/mrc-ide/global-lmic-reports/master/AFG/projections.csv
https://raw.githubusercontent.com/mrc-ide/global-lmic-reports/master/AFG/projections.csv
https://raw.githubusercontent.com/mrc-ide/global-lmic-reports/master/AFG/projections.csv
https://raw.githubusercontent.com/mrc-ide/global-lmic-reports/master/AFG/projections.csv
https://raw.githubusercontent.com/mrc-ide/global-lmic-reports/master/AFG/projections.csv
https://raw.githubusercontent.com/mrc-ide/global-lmic-reports/master/AFG/projections.csv
https://raw.githubusercontent.com/mrc-ide/global-lmic-reports/master/AFG/projections.csv
https://raw.githubusercontent.com/mrc-ide/global-lmic-reports/master/AFG/projections.csv
https://raw.githubusercontent.com/mrc-ide/global-lmic-reports/master/AFG/projections.csv
https://raw.githubusercontent.com/mrc-ide/global-lmic-reports/master/AFG/projections.csv
https://raw.githubusercontent.com/mrc-ide/global-lmic-reports/master/AFG/projections.csv
https://raw.githubusercontent.com/mrc-ide/global-lmic-reports/master/AFG/projections.csv
https://raw.githubusercontent.com/mrc-ide/global-lmic-reports/master/AFG/projections.csv
https://raw.githubusercontent.com/mrc-ide/global-lmic-reports/master/AFG/projections.csv
https://raw.githubusercontent.com/mrc-ide/global-lmic-reports/master/AFG/projections.csv
https://raw.githubusercontent.com/mrc-ide/global-lmic-reports/master/AFG/projections.csv
https://raw.githubusercontent.com/mrc-ide/global-lmic-reports/master/AFG/projections.csv
https://raw.githubusercontent.com/mrc-ide/global-lmic-reports/master/AFG/projections.csv
https://raw.githubusercontent.com/mrc-ide/global-lmic-reports/master/AFG/projections.csv
https://raw.githubusercontent.com/mrc-ide/global-lmic-reports/master/AFG/projections.csv
https://raw.githubusercontent.com/mrc-ide/global-lmic-reports/master/AFG/projections.csv
https://raw.githubusercontent.com/mrc-ide/global-lmic-reports/master/AFG/projections.csv
https://raw.githubusercontent.com/mrc-ide/global-lmic-reports/master/AFG/projections.csv
https://raw.githubusercontent.com/mrc-ide/global-lmic-reports/master/AFG/projections.csv
https://raw.githubusercontent.com/mrc-ide/global-lmic-reports/master/AFG/projections.csv
https://raw.githubusercontent.com/mrc-ide/global-lmic-reports/master/AFG/projections.csv
https://raw.githubusercontent.com/mrc-ide/global-lmic-reports/master/AFG/projections.csv
https://raw.githubusercontent.com/mrc-ide/global-lmic-reports/master/AFG/projections.csv
https://raw.githubusercontent.com/mrc-ide/global-lmic-reports/master/AFG/projections.csv
https://raw.githubusercontent.com/mrc-ide/global-lmic-reports/master/AFG/projections.csv
https://raw.githubusercontent.com/mrc-ide/global-lmic-reports/master/AFG/projections.csv
https://raw.githubusercontent.com/mrc-ide/global-lmic-reports/master/AFG/projections.csv
https://raw.githubusercontent.com/mrc-ide/global-lmic-reports/master/AFG/projections.csv
https://raw.githubusercontent.com/mrc-ide/global-lmic-reports/master/AFG/projections.csv
https://raw.githubusercontent.com/mrc-ide/global-lmic-reports/master/AFG/projections.csv
https://raw.githubusercontent.com/mrc-ide/global-lmic-reports/master/AFG/projections.csv
https://raw.githubusercontent.com/mrc-ide/global-lmic-reports/master/AFG/projections.csv
https://raw.githubusercontent.com/mrc-ide/global-lmic-reports/master/AFG/projections.csv
https://raw.githubusercontent.com/mrc-ide/global-lmic-reports/master/AFG/projections.csv
https://raw.githubusercontent.com/mrc-ide/global-lmic-reports/master/AFG/projections.csv
https://raw.githubusercontent.com/mrc-ide/global-lmic-reports/master/AFG/projections.csv
https://raw.githubusercontent.com/mrc-ide/global-lmic-reports/master/AFG/projections.csv
https://raw.githubusercontent.com/mrc-ide/global-lmic-reports/master/AFG/projections.csv
https://raw.githubusercontent.com/mrc-ide/global-lmic-reports/master/AFG/projections.csv
https://raw.githubusercontent.com/mrc-ide/global-lmic-reports/master/AFG/projections.csv
https://raw.githubusercontent.com/mrc-ide/global-lmic-reports/master/AFG/projections.csv
https://raw.githubusercontent.com/mrc-ide/global-lmic-reports/master/AFG/projections.csv
https://raw.githubusercontent.com/mrc-ide/global-lmic-reports/master/AFG/projections.csv
https://raw.githubusercontent.com/mrc-ide/global-lmic-reports/master/AFG/projections.csv
https://raw.githubusercontent.com/mrc-ide/global-lmic-reports/master/AFG/projections.csv
https://raw.githubusercontent.com/mrc-ide/global-lmic-reports/master/AFG/projections.csv
https://raw.githubusercontent.com/mrc-ide/global-lmic-reports/master/AFG/projections.csv
https://raw.githubusercontent.com/mrc-ide/global-lmic-reports/master/AFG/projections.csv
https://raw.githubusercontent.com/mrc-ide/global-lmic-reports/master/AFG/projections.csv
https://raw.githubusercontent.com/mrc-ide/global-lmic-reports/master/AFG/projections.csv
https://raw.githubusercontent.com/mrc-ide/global-lmic-reports/master/AFG/projections.csv
https://raw.githubusercontent.com/mrc-ide/global-lmic-reports/master/AFG/projections.csv
https://raw.githubusercontent.com/mrc-ide/global-lmic-reports/master/AFG/projections.csv
https://raw.githubusercontent.com/mrc-ide/global-lmic-reports/master/AFG/projections.csv
https://raw.githubusercontent.com/mrc-ide/global-lmic-reports/master/AFG/projections.csv
https://raw.githubusercontent.com/mrc-ide/global-lmic-reports/master/AFG/projections.csv
https://raw.githubusercontent.com/mrc-ide/global-lmic-reports/master/AFG/projections.csv
https://raw.githubusercontent.com/mrc-ide/global-lmic-reports/master/AFG/projections.csv
https://raw.githubusercontent.com/mrc-ide/global-lmic-reports/master/AFG/projections.csv
https://raw.githubusercontent.com/mrc-ide/global-lmic-reports/master/AFG/projections.csv
https://raw.githubusercontent.com/mrc-ide/global-lmic-reports/master/AFG/projections.csv
https://raw.githubusercontent.com/mrc-ide/global-lmic-reports/master/AFG/projections.csv
https://raw.githubusercontent.com/mrc-ide/global-lmic-reports/master/AFG/projections.csv
https://raw.githubusercontent.com/mrc-ide/global-lmic-reports/master/AFG/projections.csv
https://raw.githubusercontent.com/mrc-ide/global-lmic-reports/master/AFG/projections.csv
https://raw.githubusercontent.com/mrc-ide/global-lmic-reports/master/AFG/projections.csv
https://raw.githubusercontent.com/mrc-ide/global-lmic-reports/master/AFG/projections.csv
https://raw.githubusercontent.com/mrc-ide/global-lmic-reports/master/AFG/projections.csv
https://raw.githubusercontent.com/mrc-ide/global-lmic-reports/master/AFG/projections.csv
https://raw.githubusercontent.com/mrc-ide/global-lmic-reports/master/AFG/projections.csv
https://raw.githubusercontent.com/mrc-ide/global-lmic-reports/master/AFG/projections.csv
https://raw.githubusercontent.com/mrc-ide/global-lmic-reports/master/AFG/projections.csv
https://raw.githubusercontent.com/mrc-ide/global-lmic-reports/master/AFG/projections.csv
https://raw.githubusercontent.com/mrc-ide/global-lmic-reports/master/AFG/projections.csv
https://raw.githubusercontent.com/mrc-ide/global-lmic-reports/master/AFG/projections.csv
https://raw.githubusercontent.com/mrc-ide/global-lmic-reports/master/AFG/projections.csv
https://raw.githubusercontent.com/mrc-ide/global-lmic-reports/master/AFG/projections.csv
https://raw.githubusercontent.com/mrc-ide/global-lmic-reports/master/AFG/projections.csv
https://raw.githubusercontent.com/mrc-ide/global-lmic-reports/master/AFG/projections.csv
https://raw.githubusercontent.com/mrc-ide/global-lmic-reports/master/AFG/projections.csv
https://raw.githubusercontent.com/mrc-ide/global-lmic-reports/master/AFG/projections.csv
https://raw.githubusercontent.com/mrc-ide/global-lmic-reports/master/AFG/projections.csv
https://raw.githubusercontent.com/mrc-ide/global-lmic-reports/master/AFG/projections.csv
https://raw.githubusercontent.com/mrc-ide/global-lmic-reports/master/AFG/projections.csv
https://raw.githubusercontent.com/mrc-ide/global-lmic-reports/master/AFG/projections.csv
https://raw.githubusercontent.com/mrc-ide/global-lmic-reports/master/AFG/projections.csv
https://raw.githubusercontent.com/mrc-ide/global-lmic-reports/master/AFG/projections.csv
https://raw.githubusercontent.com/mrc-ide/global-lmic-reports/master/AFG/projections.csv
https://raw.githubusercontent.com/mrc-ide/global-lmic-reports/master/AFG/projections.csv
https://raw.githubusercontent.com/mrc-ide/global-lmic-reports/master/AFG/projections.csv
https://raw.githubusercontent.com/mrc-ide/global-lmic-reports/master/AFG/projections.csv
https://raw.githubusercontent.com/mrc-ide/global-lmic-reports/master/AFG/projections.csv
https://raw.githubusercontent.com/mrc-ide/global-lmic-reports/master/AFG/projections.csv
https://raw.githubusercontent.com/mrc-ide/global-lmic-reports/master/AFG/projections.csv
https://raw.githubusercontent.com/mrc-ide/global-lmic-reports/master/AFG/projections.csv
https://raw.githubusercontent.com/mrc-ide/global-lmic-reports/master/AFG/projections.csv
https://raw.githubusercontent.com/mrc-ide/global-lmic-reports/master/AFG/projections.csv
https://raw.githubusercontent.com/mrc-ide/global-lmic-reports/master/AFG/projections.csv
https://raw.githubusercontent.com/mrc-ide/global-lmic-reports/master/AFG/projections.csv
https://raw.githubusercontent.com/mrc-ide/global-lmic-reports/master/AFG/projections.csv
https://raw.githubusercontent.com/mrc-ide/global-lmic-reports/master/AFG/projections.csv
https://raw.githubusercontent.com/mrc-ide/global-lmic-reports/master/AFG/projections.csv
https://raw.githubusercontent.com/mrc-ide/global-lmic-reports/master/AFG/projections.csv
https://raw.githubusercontent.com/mrc-ide/global-lmic-reports/master/AFG/projections.csv
https://raw.githubusercontent.com/mrc-ide/global-lmic-reports/master/AFG/projections.csv
https://raw.githubusercontent.com/mrc-ide/global-lmic-reports/master/AFG/projections.csv
https://raw.githubusercontent.com/mrc-ide/global-lmic-reports/master/AFG/projections.csv
https://raw.githubusercontent.com/mrc-ide/global-lmic-reports/master/AFG/projections.csv
https://raw.githubusercontent.com/mrc-ide/global-lmic-reports/master/AFG/projections.csv
https://raw.githubusercontent.com/mrc-ide/global-lmic-reports/master/AFG/projections.csv
https://raw.githubusercontent.com/mrc-ide/global-lmic-reports/master/AFG/projections.csv
https://raw.githubusercontent.com/mrc-ide/global-lmic-reports/master/AFG/projections.csv
https://raw.githubusercontent.com/mrc-ide/global-lmic-reports/master/AFG/projections.csv
https://raw.githubusercontent.com/mrc-ide/global-lmic-reports/master/AFG/projections.csv
https://raw.githubusercontent.com/mrc-ide/global-lmic-reports/master/AFG/projections.csv
https://raw.githubusercontent.com/mrc-ide/global-lmic-reports/master/AFG/projections.csv
https://raw.githubusercontent.com/mrc-ide/global-lmic-reports/master/AFG/projections.csv
https://raw.githubusercontent.com/mrc-ide/global-lmic-reports/master/AFG/projections.csv
https://raw.githubusercontent.com/mrc-ide/global-lmic-reports/master/AFG/projections.csv
https://raw.githubusercontent.com/mrc-ide/global-lmic-reports/master/AFG/projections.csv
https://raw.githubusercontent.com/mrc-ide/global-lmic-reports/master/AFG/projections.csv
https://raw.githubusercontent.com/mrc-ide/global-lmic-reports/master/AFG/projections.csv
https://raw.githubusercontent.com/mrc-ide/global-lmic-reports/master/AFG/projections.csv
https://raw.githubusercontent.com/mrc-ide/global-lmic-reports/master/AFG/projections.csv
https://raw.githubusercontent.com/mrc-ide/global-lmic-reports/master/AFG/projections.csv
https://raw.githubusercontent.com/mrc-ide/global-lmic-reports/master/AFG/projections.csv
https://raw.githubusercontent.com/mrc-ide/global-lmic-reports/master/AFG/projections.csv
https://raw.githubusercontent.com/mrc-ide/global-lmic-reports/master/AFG/projections.csv
https://raw.githubusercontent.com/mrc-ide/global-lmic-reports/master/AFG/projections.csv
https://raw.githubusercontent.com/mrc-ide/global-lmic-reports/master/AFG/projections.csv
https://raw.githubusercontent.com/mrc-ide/global-lmic-reports/master/AFG/projections.csv
https://raw.githubusercontent.com/mrc-ide/global-lmic-reports/master/AFG/projections.csv
https://raw.githubusercontent.com/mrc-ide/global-lmic-reports/master/AFG/projections.csv
https://raw.githubusercontent.com/mrc-ide/global-lmic-reports/master/AFG/projections.csv
https://raw.githubusercontent.com/mrc-ide/global-lmic-reports/master/AFG/projections.csv
https://raw.githubusercontent.com/mrc-ide/global-lmic-reports/master/AFG/projections.csv
https://raw.githubusercontent.com/mrc-ide/global-lmic-reports/master/AFG/projections.csv
https://raw.githubusercontent.com/mrc-ide/global-lmic-reports/master/AFG/projections.csv
https://raw.githubusercontent.com/mrc-ide/global-lmic-reports/master/AFG/projections.csv
https://raw.githubusercontent.com/mrc-ide/global-lmic-reports/master/AFG/projections.csv
https://raw.githubusercontent.com/mrc-ide/global-lmic-reports/master/AFG/projections.csv
https://raw.githubusercontent.com/mrc-ide/global-lmic-reports/master/AFG/projections.csv
https://raw.githubusercontent.com/mrc-ide/global-lmic-reports/master/AFG/projections.csv
https://raw.githubusercontent.com/mrc-ide/global-lmic-reports/master/AFG/projections.csv
https://raw.githubusercontent.com/mrc-ide/global-lmic-reports/master/AFG/projections.csv
https://raw.githubusercontent.com/mrc-ide/global-lmic-reports/master/AFG/projections.csv
https://raw.githubusercontent.com/mrc-ide/global-lmic-reports/master/AFG/projections.csv
https://raw.githubusercontent.com/mrc-ide/global-lmic-reports/master/AFG/projections.csv
https://raw.githubusercontent.com/mrc-ide/global-lmic-reports/master/AFG/projections.csv
https://raw.githubusercontent.com/mrc-ide/global-lmic-reports/master/AFG/projections.csv
https://raw.githubusercontent.com/mrc-ide/global-lmic-reports/master/AFG/projections.csv
https://raw.githubusercontent.com/mrc-ide/global-lmic-reports/master/AFG/projections.csv
https://raw.githubusercontent.com/mrc-ide/global-lmic-reports/master/AFG/projections.csv
https://raw.githubusercontent.com/mrc-ide/global-lmic-reports/master/AFG/projections.csv
https://raw.githubusercontent.com/mrc-ide/global-lmic-reports/master/AFG/projections.csv
https://raw.githubusercontent.com/mrc-ide/global-lmic-reports/master/AFG/projections.csv
https://raw.githubusercontent.com/mrc-ide/global-lmic-reports/master/AFG/projections.csv
https://raw.githubusercontent.com/mrc-ide/global-lmic-reports/master/AFG/projections.csv
https://raw.githubusercontent.com/mrc-ide/global-lmic-reports/master/AFG/projections.csv
https://raw.githubusercontent.com/mrc-ide/global-lmic-reports/master/AFG/projections.csv
https://raw.githubusercontent.com/mrc-ide/global-lmic-reports/master/AFG/projections.csv
https://raw.githubusercontent.com/mrc-ide/global-lmic-reports/master/AFG/projections.csv
https://raw.githubusercontent.com/mrc-ide/global-lmic-reports/master/AFG/projections.csv
https://raw.githubusercontent.com/mrc-ide/global-lmic-reports/master/AFG/projections.csv
https://raw.githubusercontent.com/mrc-ide/global-lmic-reports/master/AFG/projections.csv
https://raw.githubusercontent.com/mrc-ide/global-lmic-reports/master/AFG/projections.csv
https://raw.githubusercontent.com/mrc-ide/global-lmic-reports/master/AFG/projections.csv
https://raw.githubusercontent.com/mrc-ide/global-lmic-reports/master/AFG/projections.csv
https://raw.githubusercontent.com/mrc-ide/global-lmic-reports/master/AFG/projections.csv
https://raw.githubusercontent.com/mrc-ide/global-lmic-reports/master/AFG/projections.csv
https://raw.githubusercontent.com/mrc-ide/global-lmic-reports/master/AFG/projections.csv
https://raw.githubusercontent.com/mrc-ide/global-lmic-reports/master/AFG/projections.csv
https://raw.githubusercontent.com/mrc-ide/global-lmic-reports/master/AFG/projections.csv
https://raw.githubusercontent.com/mrc-ide/global-lmic-reports/master/AFG/projections.csv
https://raw.githubusercontent.com/mrc-ide/global-lmic-reports/master/AFG/projections.csv
https://raw.githubusercontent.com/mrc-ide/global-lmic-reports/master/AFG/projections.csv
https://raw.githubusercontent.com/mrc-ide/global-lmic-reports/master/AFG/projections.csv
https://raw.githubusercontent.com/mrc-ide/global-lmic-reports/master/AFG/projections.csv
https://raw.githubusercontent.com/mrc-ide/global-lmic-reports/master/AFG/projections.csv
https://raw.githubusercontent.com/mrc-ide/global-lmic-reports/master/AFG/projections.csv
https://raw.githubusercontent.com/mrc-ide/global-lmic-reports/master/AFG/projections.csv
https://raw.githubusercontent.com/mrc-ide/global-lmic-reports/master/AFG/projections.csv
https://raw.githubusercontent.com/mrc-ide/global-lmic-reports/master/AFG/projections.csv
https://raw.githubusercontent.com/mrc-ide/global-lmic-reports/master/AFG/projections.csv
https://raw.githubusercontent.com/mrc-ide/global-lmic-reports/master/AFG/projections.csv
https://raw.githubusercontent.com/mrc-ide/global-lmic-reports/master/AFG/projections.csv
https://raw.githubusercontent.com/mrc-ide/global-lmic-reports/master/AFG/projections.csv
https://raw.githubusercontent.com/mrc-ide/global-lmic-reports/master/AFG/projections.csv
https://raw.githubusercontent.com/mrc-ide/global-lmic-reports/master/AFG/projections.csv
https://raw.githubusercontent.com/mrc-ide/global-lmic-reports/master/AFG/projections.csv
https://raw.githubusercontent.com/mrc-ide/global-lmic-reports/master/AFG/projections.csv
https://raw.githubusercontent.com/mrc-ide/global-lmic-reports/master/AFG/projections.csv
https://raw.githubusercontent.com/mrc-ide/global-lmic-reports/master/AFG/projections.csv
https://raw.githubusercontent.com/mrc-ide/global-lmic-reports/master/AFG/projections.csv
https://raw.githubusercontent.com/mrc-ide/global-lmic-reports/master/AFG/projections.csv
https://raw.githubusercontent.com/mrc-ide/global-lmic-reports/master/AFG/projections.csv
https://raw.githubusercontent.com/mrc-ide/global-lmic-reports/master/AFG/projections.csv
https://raw.githubusercontent.com/mrc-ide/global-lmic-reports/master/AFG/projections.csv
https://raw.githubusercontent.com/mrc-ide/global-lmic-reports/master/AFG/projections.csv
https://raw.githubusercontent.com/mrc-ide/global-lmic-reports/master/AFG/projections.csv
https://raw.githubusercontent.com/mrc-ide/global-lmic-reports/master/AFG/projections.csv
https://raw.githubusercontent.com/mrc-ide/global-lmic-reports/master/AFG/projections.csv
https://raw.githubusercontent.com/mrc-ide/global-lmic-reports/master/AFG/projections.csv
https://raw.githubusercontent.com/mrc-ide/global-lmic-reports/master/AFG/projections.csv
https://raw.githubusercontent.com/mrc-ide/global-lmic-reports/master/AFG/projections.csv
https://raw.githubusercontent.com/mrc-ide/global-lmic-reports/master/AFG/projections.csv
https://raw.githubusercontent.com/mrc-ide/global-lmic-reports/master/AFG/projections.csv
https://raw.githubusercontent.com/mrc-ide/global-lmic-reports/master/AFG/projections.csv
https://raw.githubusercontent.com/mrc-ide/global-lmic-reports/master/AFG/projections.csv
https://raw.githubusercontent.com/mrc-ide/global-lmic-reports/master/AFG/projections.csv
https://raw.githubusercontent.com/mrc-ide/global-lmic-reports/master/AFG/projections.csv
https://raw.githubusercontent.com/mrc-ide/global-lmic-reports/master/AFG/projections.csv
https://raw.githubusercontent.com/mrc-ide/global-lmic-reports/master/AFG/projections.csv
https://raw.githubusercontent.com/mrc-ide/global-lmic-reports/master/AFG/projections.csv
https://raw.githubusercontent.com/mrc-ide/global-lmic-reports/master/AFG/projections.csv
https://raw.githubusercontent.com/mrc-ide/global-lmic-reports/master/AFG/projections.csv
https://raw.githubusercontent.com/mrc-ide/global-lmic-reports/master/AFG/projections.csv
https://raw.githubusercontent.com/mrc-ide/global-lmic-reports/master/AFG/projections.csv
https://raw.githubusercontent.com/mrc-ide/global-lmic-reports/master/AFG/projections.csv
https://raw.githubusercontent.com/mrc-ide/global-lmic-reports/master/AFG/projections.csv
https://raw.githubusercontent.com/mrc-ide/global-lmic-reports/master/AFG/projections.csv
https://raw.githubusercontent.com/mrc-ide/global-lmic-reports/master/AFG/projections.csv
https://raw.githubusercontent.com/mrc-ide/global-lmic-reports/master/AFG/projections.csv
https://raw.githubusercontent.com/mrc-ide/global-lmic-reports/master/AFG/projections.csv
https://raw.githubusercontent.com/mrc-ide/global-lmic-reports/master/AFG/projections.csv
https://raw.githubusercontent.com/mrc-ide/global-lmic-reports/master/AFG/projections.csv
https://raw.githubusercontent.com/mrc-ide/global-lmic-reports/master/AFG/projections.csv
https://raw.githubusercontent.com/mrc-ide/global-lmic-reports/master/AFG/projections.csv
https://raw.githubusercontent.com/mrc-ide/global-lmic-reports/master/AFG/projections.csv
https://raw.githubusercontent.com/mrc-ide/global-lmic-reports/master/AFG/projections.csv
https://raw.githubusercontent.com/mrc-ide/global-lmic-reports/master/AFG/projections.csv
https://raw.githubusercontent.com/mrc-ide/global-lmic-reports/master/AFG/projections.csv
https://raw.githubusercontent.com/mrc-ide/global-lmic-reports/master/AFG/projections.csv
https://raw.githubusercontent.com/mrc-ide/global-lmic-reports/master/AFG/projections.csv
https://raw.githubusercontent.com/mrc-ide/global-lmic-reports/master/AFG/projections.csv
https://raw.githubusercontent.com/mrc-ide/global-lmic-reports/master/AFG/projections.csv
https://raw.githubusercontent.com/mrc-ide/global-lmic-reports/master/AFG/projections.csv
https://raw.githubusercontent.com/mrc-ide/global-lmic-reports/master/AFG/projections.csv
https://raw.githubusercontent.com/mrc-ide/global-lmic-reports/master/AFG/projections.csv
https://raw.githubusercontent.com/mrc-ide/global-lmic-reports/master/AFG/projections.csv
https://raw.githubusercontent.com/mrc-ide/global-lmic-reports/master/AFG/projections.csv
https://raw.githubusercontent.com/mrc-ide/global-lmic-reports/master/AFG/projections.csv
https://raw.githubusercontent.com/mrc-ide/global-lmic-reports/master/AFG/projections.csv
https://raw.githubusercontent.com/mrc-ide/global-lmic-reports/master/AFG/projections.csv
https://raw.githubusercontent.com/mrc-ide/global-lmic-reports/master/AFG/projections.csv
https://raw.githubusercontent.com/mrc-ide/global-lmic-reports/master/AFG/projections.csv
https://raw.githubusercontent.com/mrc-ide/global-lmic-reports/master/AFG/projections.csv
https://raw.githubusercontent.com/mrc-ide/global-lmic-reports/master/AFG/projections.csv
https://raw.githubusercontent.com/mrc-ide/global-lmic-reports/master/AFG/projections.csv
https://raw.githubusercontent.com/mrc-ide/global-lmic-reports/master/AFG/projections.csv
https://raw.githubusercontent.com/mrc-ide/global-lmic-reports/master/AFG/projections.csv
https://raw.githubusercontent.com/mrc-ide/global-lmic-reports/master/AFG/projections.csv
https://raw.githubusercontent.com/mrc-ide/global-lmic-reports/master/AFG/projections.csv
https://raw.githubusercontent.com/mrc-ide/global-lmic-reports/master/AFG/projections.csv
https://raw.githubusercontent.com/mrc-ide/global-lmic-reports/master/AFG/projections.csv
https://raw.githubusercontent.com/mrc-ide/global-lmic-reports/master/AFG/projections.csv
https://raw.githubusercontent.com/mrc-ide/global-lmic-reports/master/AFG/projections.csv
https://raw.githubusercontent.com/mrc-ide/global-lmic-reports/master/AFG/projections.csv
https://raw.githubusercontent.com/mrc-ide/global-lmic-reports/master/AFG/projections.csv
https://raw.githubusercontent.com/mrc-ide/global-lmic-reports/master/AFG/projections.csv
https://raw.githubusercontent.com/mrc-ide/global-lmic-reports/master/AFG/projections.csv
https://raw.githubusercontent.com/mrc-ide/global-lmic-reports/master/AFG/projections.csv
https://raw.githubusercontent.com/mrc-ide/global-lmic-reports/master/AFG/projections.csv
https://raw.githubusercontent.com/mrc-ide/global-lmic-reports/master/AFG/projections.csv
https://raw.githubusercontent.com/mrc-ide/global-lmic-reports/master/AFG/projections.csv
https://raw.githubusercontent.com/mrc-ide/global-lmic-reports/master/AFG/projections.csv
https://raw.githubusercontent.com/mrc-ide/global-lmic-reports/master/AFG/projections.csv
https://raw.githubusercontent.com/mrc-ide/global-lmic-reports/master/AFG/projections.csv
https://raw.githubusercontent.com/mrc-ide/global-lmic-reports/master/AFG/projections.csv
https://raw.githubusercontent.com/mrc-ide/global-lmic-reports/master/AFG/projections.csv
https://raw.githubusercontent.com/mrc-ide/global-lmic-reports/master/AFG/projections.csv
https://raw.githubusercontent.com/mrc-ide/global-lmic-reports/master/AFG/projections.csv
https://raw.githubusercontent.com/mrc-ide/global-lmic-reports/master/AFG/projections.csv
https://raw.githubusercontent.com/mrc-ide/global-lmic-reports/master/AFG/projections.csv
https://raw.githubusercontent.com/mrc-ide/global-lmic-reports/master/AFG/projections.csv
https://raw.githubusercontent.com/mrc-ide/global-lmic-reports/master/AFG/projections.csv
https://raw.githubusercontent.com/mrc-ide/global-lmic-reports/master/AFG/projections.csv
https://raw.githubusercontent.com/mrc-ide/global-lmic-reports/master/AFG/projections.csv
https://raw.githubusercontent.com/mrc-ide/global-lmic-reports/master/AFG/projections.csv
https://raw.githubusercontent.com/mrc-ide/global-lmic-reports/master/AFG/projections.csv
https://raw.githubusercontent.com/mrc-ide/global-lmic-reports/master/AFG/projections.csv
https://raw.githubusercontent.com/mrc-ide/global-lmic-reports/master/AFG/projections.csv
https://raw.githubusercontent.com/mrc-ide/global-lmic-reports/master/AFG/projections.csv
https://raw.githubusercontent.com/mrc-ide/global-lmic-reports/master/AFG/projections.csv
https://raw.githubusercontent.com/mrc-ide/global-lmic-reports/master/AFG/projections.csv
https://raw.githubusercontent.com/mrc-ide/global-lmic-reports/master/AFG/projections.csv
https://raw.githubusercontent.com/mrc-ide/global-lmic-reports/master/AFG/projections.csv
https://raw.githubusercontent.com/mrc-ide/global-lmic-reports/master/AFG/projections.csv
https://raw.githubusercontent.com/mrc-ide/global-lmic-reports/master/AFG/projections.csv
https://raw.githubusercontent.com/mrc-ide/global-lmic-reports/master/AFG/projections.csv
https://raw.githubusercontent.com/mrc-ide/global-lmic-reports/master/AFG/projections.csv
https://raw.githubusercontent.com/mrc-ide/global-lmic-reports/master/AFG/projections.csv
https://raw.githubusercontent.com/mrc-ide/global-lmic-reports/master/AFG/projections.csv
https://raw.githubusercontent.com/mrc-ide/global-lmic-reports/master/AFG/projections.csv
https://raw.githubusercontent.com/mrc-ide/global-lmic-reports/master/AFG/projections.csv
https://raw.githubusercontent.com/mrc-ide/global-lmic-reports/master/AFG/projections.csv
https://raw.githubusercontent.com/mrc-ide/global-lmic-reports/master/AFG/projections.csv
https://raw.githubusercontent.com/mrc-ide/global-lmic-reports/master/AFG/projections.csv
https://raw.githubusercontent.com/mrc-ide/global-lmic-reports/master/AFG/projections.csv
https://raw.githubusercontent.com/mrc-ide/global-lmic-reports/master/AFG/projections.csv
https://raw.githubusercontent.com/mrc-ide/global-lmic-reports/master/AFG/projections.csv
https://raw.githubusercontent.com/mrc-ide/global-lmic-reports/master/AFG/projections.csv
https://raw.githubusercontent.com/mrc-ide/global-lmic-reports/master/AFG/projections.csv
https://raw.githubusercontent.com/mrc-ide/global-lmic-reports/master/AFG/projections.csv
https://raw.githubusercontent.com/mrc-ide/global-lmic-reports/master/AFG/projections.csv
https://raw.githubusercontent.com/mrc-ide/global-lmic-reports/master/AFG/projections.csv
https://raw.githubusercontent.com/mrc-ide/global-lmic-reports/master/AFG/projections.csv
https://raw.githubusercontent.com/mrc-ide/global-lmic-reports/master/AFG/projections.csv
https://raw.githubusercontent.com/mrc-ide/global-lmic-reports/master/AFG/projections.csv
https://raw.githubusercontent.com/mrc-ide/global-lmic-reports/master/AFG/projections.csv
https://raw.githubusercontent.com/mrc-ide/global-lmic-reports/master/AFG/projections.csv
https://raw.githubusercontent.com/mrc-ide/global-lmic-reports/master/AFG/projections.csv
https://raw.githubusercontent.com/mrc-ide/global-lmic-reports/master/AFG/projections.csv
https://raw.githubusercontent.com/mrc-ide/global-lmic-reports/master/AFG/projections.csv
https://raw.githubusercontent.com/mrc-ide/global-lmic-reports/master/AFG/projections.csv
https://raw.githubusercontent.com/mrc-ide/global-lmic-reports/master/AFG/projections.csv
https://raw.githubusercontent.com/mrc-ide/global-lmic-reports/master/AFG/projections.csv
https://raw.githubusercontent.com/mrc-ide/global-lmic-reports/master/AFG/projections.csv
https://raw.githubusercontent.com/mrc-ide/global-lmic-reports/master/AFG/projections.csv
https://raw.githubusercontent.com/mrc-ide/global-lmic-reports/master/AFG/projections.csv
https://raw.githubusercontent.com/mrc-ide/global-lmic-reports/master/AFG/projections.csv
https://raw.githubusercontent.com/mrc-ide/global-lmic-reports/master/AFG/projections.csv
https://raw.githubusercontent.com/mrc-ide/global-lmic-reports/master/AFG/projections.csv
https://raw.githubusercontent.com/mrc-ide/global-lmic-reports/master/AFG/projections.csv
https://raw.githubusercontent.com/mrc-ide/global-lmic-reports/master/AFG/projections.csv
https://raw.githubusercontent.com/mrc-ide/global-lmic-reports/master/AFG/projections.csv
https://raw.githubusercontent.com/mrc-ide/global-lmic-reports/master/AFG/projections.csv
https://raw.githubusercontent.com/mrc-ide/global-lmic-reports/master/AFG/projections.csv
https://raw.githubusercontent.com/mrc-ide/global-lmic-reports/master/AFG/projections.csv
https://raw.githubusercontent.com/mrc-ide/global-lmic-reports/master/AFG/projections.csv
https://raw.githubusercontent.com/mrc-ide/global-lmic-reports/master/AFG/projections.csv
https://raw.githubusercontent.com/mrc-ide/global-lmic-reports/master/AFG/projections.csv
https://raw.githubusercontent.com/mrc-ide/global-lmic-reports/master/AFG/projections.csv
https://raw.githubusercontent.com/mrc-ide/global-lmic-reports/master/AFG/projections.csv
https://raw.githubusercontent.com/mrc-ide/global-lmic-reports/master/AFG/projections.csv
https://raw.githubusercontent.com/mrc-ide/global-lmic-reports/master/AFG/projections.csv
https://raw.githubusercontent.com/mrc-ide/global-lmic-reports/master/AFG/projections.csv
https://raw.githubusercontent.com/mrc-ide/global-lmic-reports/master/AFG/projections.csv
https://raw.githubusercontent.com/mrc-ide/global-lmic-reports/master/AFG/projections.csv
https://raw.githubusercontent.com/mrc-ide/global-lmic-reports/master/AFG/projections.csv
https://raw.githubusercontent.com/mrc-ide/global-lmic-reports/master/AFG/projections.csv
https://raw.githubusercontent.com/mrc-ide/global-lmic-reports/master/AFG/projections.csv
https://raw.githubusercontent.com/mrc-ide/global-lmic-reports/master/AFG/projections.csv
https://raw.githubusercontent.com/mrc-ide/global-lmic-reports/master/AFG/projections.csv
https://raw.githubusercontent.com/mrc-ide/global-lmic-reports/master/AFG/projections.csv
https://raw.githubusercontent.com/mrc-ide/global-lmic-reports/master/AFG/projections.csv
https://raw.githubusercontent.com/mrc-ide/global-lmic-reports/master/AFG/projections.csv
https://raw.githubusercontent.com/mrc-ide/global-lmic-reports/master/AFG/projections.csv
https://raw.githubusercontent.com/mrc-ide/global-lmic-reports/master/AFG/projections.csv
https://raw.githubusercontent.com/mrc-ide/global-lmic-reports/master/AFG/projections.csv
https://raw.githubusercontent.com/mrc-ide/global-lmic-reports/master/AFG/projections.csv
https://raw.githubusercontent.com/mrc-ide/global-lmic-reports/master/AFG/projections.csv
https://raw.githubusercontent.com/mrc-ide/global-lmic-reports/master/AFG/projections.csv
https://raw.githubusercontent.com/mrc-ide/global-lmic-reports/master/AFG/projections.csv
https://raw.githubusercontent.com/mrc-ide/global-lmic-reports/master/AFG/projections.csv
https://raw.githubusercontent.com/mrc-ide/global-lmic-reports/master/AFG/projections.csv
https://raw.githubusercontent.com/mrc-ide/global-lmic-reports/master/AFG/projections.csv
https://raw.githubusercontent.com/mrc-ide/global-lmic-reports/master/AFG/projections.csv
https://raw.githubusercontent.com/mrc-ide/global-lmic-reports/master/AFG/projections.csv
https://raw.githubusercontent.com/mrc-ide/global-lmic-reports/master/AFG/projections.csv
https://raw.githubusercontent.com/mrc-ide/global-lmic-reports/master/AFG/projections.csv
https://raw.githubusercontent.com/mrc-ide/global-lmic-reports/master/AFG/projections.csv
https://raw.githubusercontent.com/mrc-ide/global-lmic-reports/master/AFG/projections.csv
https://raw.githubusercontent.com/mrc-ide/global-lmic-reports/master/AFG/projections.csv
https://raw.githubusercontent.com/mrc-ide/global-lmic-reports/master/AFG/projections.csv
https://raw.githubusercontent.com/mrc-ide/global-lmic-reports/master/AFG/projections.csv
https://raw.githubusercontent.com/mrc-ide/global-lmic-reports/master/AFG/projections.csv
https://raw.githubusercontent.com/mrc-ide/global-lmic-reports/master/AFG/projections.csv
https://raw.githubusercontent.com/mrc-ide/global-lmic-reports/master/AFG/projections.csv
https://raw.githubusercontent.com/mrc-ide/global-lmic-reports/master/AFG/projections.csv
https://raw.githubusercontent.com/mrc-ide/global-lmic-reports/master/AFG/projections.csv
https://raw.githubusercontent.com/mrc-ide/global-lmic-reports/master/AFG/projections.csv
https://raw.githubusercontent.com/mrc-ide/global-lmic-reports/master/AFG/projections.csv
https://raw.githubusercontent.com/mrc-ide/global-lmic-reports/master/AFG/projections.csv
https://raw.githubusercontent.com/mrc-ide/global-lmic-reports/master/AFG/projections.csv
https://raw.githubusercontent.com/mrc-ide/global-lmic-reports/master/AFG/projections.csv
https://raw.githubusercontent.com/mrc-ide/global-lmic-reports/master/AFG/projections.csv
https://raw.githubusercontent.com/mrc-ide/global-lmic-reports/master/AFG/projections.csv
https://raw.githubusercontent.com/mrc-ide/global-lmic-reports/master/AFG/projections.csv
https://raw.githubusercontent.com/mrc-ide/global-lmic-reports/master/AFG/projections.csv
https://raw.githubusercontent.com/mrc-ide/global-lmic-reports/master/AFG/projections.csv
https://raw.githubusercontent.com/mrc-ide/global-lmic-reports/master/AFG/projections.csv
https://raw.githubusercontent.com/mrc-ide/global-lmic-reports/master/AFG/projections.csv
https://raw.githubusercontent.com/mrc-ide/global-lmic-reports/master/AFG/projections.csv
https://raw.githubusercontent.com/mrc-ide/global-lmic-reports/master/AFG/projections.csv
https://raw.githubusercontent.com/mrc-ide/global-lmic-reports/master/AFG/projections.csv
https://raw.githubusercontent.com/mrc-ide/global-lmic-reports/master/AFG/projections.csv
https://raw.githubusercontent.com/mrc-ide/global-lmic-reports/master/AFG/projections.csv
https://raw.githubusercontent.com/mrc-ide/global-lmic-reports/master/AFG/projections.csv
https://raw.githubusercontent.com/mrc-ide/global-lmic-reports/master/AFG/projections.csv
https://raw.githubusercontent.com/mrc-ide/global-lmic-reports/master/AFG/projections.csv
https://raw.githubusercontent.com/mrc-ide/global-lmic-reports/master/AFG/projections.csv
https://raw.githubusercontent.com/mrc-ide/global-lmic-reports/master/AFG/projections.csv
https://raw.githubusercontent.com/mrc-ide/global-lmic-reports/master/AFG/projections.csv
https://raw.githubusercontent.com/mrc-ide/global-lmic-reports/master/AFG/projections.csv
https://raw.githubusercontent.com/mrc-ide/global-lmic-reports/master/AFG/projections.csv
https://raw.githubusercontent.com/mrc-ide/global-lmic-reports/master/AFG/projections.csv
https://raw.githubusercontent.com/mrc-ide/global-lmic-reports/master/AFG/projections.csv
https://raw.githubusercontent.com/mrc-ide/global-lmic-reports/master/AFG/projections.csv
https://raw.githubusercontent.com/mrc-ide/global-lmic-reports/master/AFG/projections.csv
https://raw.githubusercontent.com/mrc-ide/global-lmic-reports/master/AFG/projections.csv
https://raw.githubusercontent.com/mrc-ide/global-lmic-reports/master/AFG/projections.csv
https://raw.githubusercontent.com/mrc-ide/global-lmic-reports/master/AFG/projections.csv
https://raw.githubusercontent.com/mrc-ide/global-lmic-reports/master/AFG/projections.csv
https://raw.githubusercontent.com/mrc-ide/global-lmic-reports/master/AFG/projections.csv
https://raw.githubusercontent.com/mrc-ide/global-lmic-reports/master/AFG/projections.csv
https://raw.githubusercontent.com/mrc-ide/global-lmic-reports/master/AFG/projections.csv
https://raw.githubusercontent.com/mrc-ide/global-lmic-reports/master/AFG/projections.csv
https://raw.githubusercontent.com/mrc-ide/global-lmic-reports/master/AFG/projections.csv
https://raw.githubusercontent.com/mrc-ide/global-lmic-reports/master/AFG/projections.csv
https://raw.githubusercontent.com/mrc-ide/global-lmic-reports/master/AFG/projections.csv
https://raw.githubusercontent.com/mrc-ide/global-lmic-reports/master/AFG/projections.csv
https://raw.githubusercontent.com/mrc-ide/global-lmic-reports/master/AFG/projections.csv
https://raw.githubusercontent.com/mrc-ide/global-lmic-reports/master/AFG/projections.csv
https://raw.githubusercontent.com/mrc-ide/global-lmic-reports/master/AFG/projections.csv
https://raw.githubusercontent.com/mrc-ide/global-lmic-reports/master/AFG/projections.csv
https://raw.githubusercontent.com/mrc-ide/global-lmic-reports/master/AFG/projections.csv
https://raw.githubusercontent.com/mrc-ide/global-lmic-reports/master/AFG/projections.csv
https://raw.githubusercontent.com/mrc-ide/global-lmic-reports/master/AFG/projections.csv
https://raw.githubusercontent.com/mrc-ide/global-lmic-reports/master/AFG/projections.csv
https://raw.githubusercontent.com/mrc-ide/global-lmic-reports/master/AFG/projections.csv
https://raw.githubusercontent.com/mrc-ide/global-lmic-reports/master/AFG/projections.csv
https://raw.githubusercontent.com/mrc-ide/global-lmic-reports/master/AFG/projections.csv
https://raw.githubusercontent.com/mrc-ide/global-lmic-reports/master/AFG/projections.csv
https://raw.githubusercontent.com/mrc-ide/global-lmic-reports/master/AFG/projections.csv
https://raw.githubusercontent.com/mrc-ide/global-lmic-reports/master/AFG/projections.csv
https://raw.githubusercontent.com/mrc-ide/global-lmic-reports/master/AFG/projections.csv
https://raw.githubusercontent.com/mrc-ide/global-lmic-reports/master/AFG/projections.csv
https://raw.githubusercontent.com/mrc-ide/global-lmic-reports/master/AFG/projections.csv
https://raw.githubusercontent.com/mrc-ide/global-lmic-reports/master/AFG/projections.csv
https://raw.githubusercontent.com/mrc-ide/global-lmic-reports/master/AFG/projections.csv
https://raw.githubusercontent.com/mrc-ide/global-lmic-reports/master/AFG/projections.csv
https://raw.githubusercontent.com/mrc-ide/global-lmic-reports/master/AFG/projections.csv
https://raw.githubusercontent.com/mrc-ide/global-lmic-reports/master/AFG/projections.csv
https://raw.githubusercontent.com/mrc-ide/global-lmic-reports/master/AFG/projections.csv
https://raw.githubusercontent.com/mrc-ide/global-lmic-reports/master/AFG/projections.csv
https://raw.githubusercontent.com/mrc-ide/global-lmic-reports/master/AFG/projections.csv
https://raw.githubusercontent.com/mrc-ide/global-lmic-reports/master/AFG/projections.csv
https://raw.githubusercontent.com/mrc-ide/global-lmic-reports/master/AFG/projections.csv
https://raw.githubusercontent.com/mrc-ide/global-lmic-reports/master/AFG/projections.csv
https://raw.githubusercontent.com/mrc-ide/global-lmic-reports/master/AFG/projections.csv
https://raw.githubusercontent.com/mrc-ide/global-lmic-reports/master/AFG/projections.csv
https://raw.githubusercontent.com/mrc-ide/global-lmic-reports/master/AFG/projections.csv
https://raw.githubusercontent.com/mrc-ide/global-lmic-reports/master/AFG/projections.csv
https://raw.githubusercontent.com/mrc-ide/global-lmic-reports/master/AFG/projections.csv
https://raw.githubusercontent.com/mrc-ide/global-lmic-reports/master/AFG/projections.csv
https://raw.githubusercontent.com/mrc-ide/global-lmic-reports/master/AFG/projections.csv
https://raw.githubusercontent.com/mrc-ide/global-lmic-reports/master/AFG/projections.csv
https://raw.githubusercontent.com/mrc-ide/global-lmic-reports/master/AFG/projections.csv
https://raw.githubusercontent.com/mrc-ide/global-lmic-reports/master/AFG/projections.csv
https://raw.githubusercontent.com/mrc-ide/global-lmic-reports/master/AFG/projections.csv
https://raw.githubusercontent.com/mrc-ide/global-lmic-reports/master/AFG/projections.csv
https://raw.githubusercontent.com/mrc-ide/global-lmic-reports/master/AFG/projections.csv
https://raw.githubusercontent.com/mrc-ide/global-lmic-reports/master/AFG/projections.csv
https://raw.githubusercontent.com/mrc-ide/global-lmic-reports/master/AFG/projections.csv
https://raw.githubusercontent.com/mrc-ide/global-lmic-reports/master/AFG/projections.csv
https://raw.githubusercontent.com/mrc-ide/global-lmic-reports/master/AFG/projections.csv
https://raw.githubusercontent.com/mrc-ide/global-lmic-reports/master/AFG/projections.csv
https://raw.githubusercontent.com/mrc-ide/global-lmic-reports/master/AFG/projections.csv
https://raw.githubusercontent.com/mrc-ide/global-lmic-reports/master/AFG/projections.csv
https://raw.githubusercontent.com/mrc-ide/global-lmic-reports/master/AFG/projections.csv
https://raw.githubusercontent.com/mrc-ide/global-lmic-reports/master/AFG/projections.csv
https://raw.githubusercontent.com/mrc-ide/global-lmic-reports/master/AFG/projections.csv
https://raw.githubusercontent.com/mrc-ide/global-lmic-reports/master/AFG/projections.csv
https://raw.githubusercontent.com/mrc-ide/global-lmic-reports/master/AFG/projections.csv
https://raw.githubusercontent.com/mrc-ide/global-lmic-reports/master/AFG/projections.csv
https://raw.githubusercontent.com/mrc-ide/global-lmic-reports/master/AFG/projections.csv
https://raw.githubusercontent.com/mrc-ide/global-lmic-reports/master/AFG/projections.csv
https://raw.githubusercontent.com/mrc-ide/global-lmic-reports/master/AFG/projections.csv
https://raw.githubusercontent.com/mrc-ide/global-lmic-reports/master/AFG/projections.csv
https://raw.githubusercontent.com/mrc-ide/global-lmic-reports/master/AFG/projections.csv
https://raw.githubusercontent.com/mrc-ide/global-lmic-reports/master/AFG/projections.csv
https://raw.githubusercontent.com/mrc-ide/global-lmic-reports/master/AFG/projections.csv
https://raw.githubusercontent.com/mrc-ide/global-lmic-reports/master/AFG/projections.csv
https://raw.githubusercontent.com/mrc-ide/global-lmic-reports/master/AFG/projections.csv
https://raw.githubusercontent.com/mrc-ide/global-lmic-reports/master/AFG/projections.csv
https://raw.githubusercontent.com/mrc-ide/global-lmic-reports/master/AFG/projections.csv
https://raw.githubusercontent.com/mrc-ide/global-lmic-reports/master/AFG/projections.csv
https://raw.githubusercontent.com/mrc-ide/global-lmic-reports/master/AFG/projections.csv
https://raw.githubusercontent.com/mrc-ide/global-lmic-reports/master/AFG/projections.csv
https://raw.githubusercontent.com/mrc-ide/global-lmic-reports/master/AFG/projections.csv
https://raw.githubusercontent.com/mrc-ide/global-lmic-reports/master/AFG/projections.csv
https://raw.githubusercontent.com/mrc-ide/global-lmic-reports/master/AFG/projections.csv
https://raw.githubusercontent.com/mrc-ide/global-lmic-reports/master/AFG/projections.csv
https://raw.githubusercontent.com/mrc-ide/global-lmic-reports/master/AFG/projections.csv
https://raw.githubusercontent.com/mrc-ide/global-lmic-reports/master/AFG/projections.csv
https://raw.githubusercontent.com/mrc-ide/global-lmic-reports/master/AFG/projections.csv
https://raw.githubusercontent.com/mrc-ide/global-lmic-reports/master/AFG/projections.csv
https://raw.githubusercontent.com/mrc-ide/global-lmic-reports/master/AFG/projections.csv
https://raw.githubusercontent.com/mrc-ide/global-lmic-reports/master/AFG/projections.csv
https://raw.githubusercontent.com/mrc-ide/global-lmic-reports/master/AFG/projections.csv
https://raw.githubusercontent.com/mrc-ide/global-lmic-reports/master/AFG/projections.csv
https://raw.githubusercontent.com/mrc-ide/global-lmic-reports/master/AFG/projections.csv
https://raw.githubusercontent.com/mrc-ide/global-lmic-reports/master/AFG/projections.csv
https://raw.githubusercontent.com/mrc-ide/global-lmic-reports/master/AFG/projections.csv
https://raw.githubusercontent.com/mrc-ide/global-lmic-reports/master/AFG/projections.csv
https://raw.githubusercontent.com/mrc-ide/global-lmic-reports/master/AFG/projections.csv
https://raw.githubusercontent.com/mrc-ide/global-lmic-reports/master/AFG/projections.csv
https://raw.githubusercontent.com/mrc-ide/global-lmic-reports/master/AFG/projections.csv
https://raw.githubusercontent.com/mrc-ide/global-lmic-reports/master/AFG/projections.csv
https://raw.githubusercontent.com/mrc-ide/global-lmic-reports/master/AFG/projections.csv
https://raw.githubusercontent.com/mrc-ide/global-lmic-reports/master/AFG/projections.csv
https://raw.githubusercontent.com/mrc-ide/global-lmic-reports/master/AFG/projections.csv
https://raw.githubusercontent.com/mrc-ide/global-lmic-reports/master/AFG/projections.csv
https://raw.githubusercontent.com/mrc-ide/global-lmic-reports/master/AFG/projections.csv
https://raw.githubusercontent.com/mrc-ide/global-lmic-reports/master/AFG/projections.csv
https://raw.githubusercontent.com/mrc-ide/global-lmic-reports/master/AFG/projections.csv
https://raw.githubusercontent.com/mrc-ide/global-lmic-reports/master/AFG/projections.csv
https://raw.githubusercontent.com/mrc-ide/global-lmic-reports/master/AFG/projections.csv
https://raw.githubusercontent.com/mrc-ide/global-lmic-reports/master/AFG/projections.csv
https://raw.githubusercontent.com/mrc-ide/global-lmic-reports/master/AFG/projections.csv
https://raw.githubusercontent.com/mrc-ide/global-lmic-reports/master/AFG/projections.csv
https://raw.githubusercontent.com/mrc-ide/global-lmic-reports/master/AFG/projections.csv
https://raw.githubusercontent.com/mrc-ide/global-lmic-reports/master/AFG/projections.csv
https://raw.githubusercontent.com/mrc-ide/global-lmic-reports/master/AFG/projections.csv
https://raw.githubusercontent.com/mrc-ide/global-lmic-reports/master/AFG/projections.csv
https://raw.githubusercontent.com/mrc-ide/global-lmic-reports/master/AFG/projections.csv
https://raw.githubusercontent.com/mrc-ide/global-lmic-reports/master/AFG/projections.csv
https://raw.githubusercontent.com/mrc-ide/global-lmic-reports/master/AFG/projections.csv
https://raw.githubusercontent.com/mrc-ide/global-lmic-reports/master/AFG/projections.csv
https://raw.githubusercontent.com/mrc-ide/global-lmic-reports/master/AFG/projections.csv
https://raw.githubusercontent.com/mrc-ide/global-lmic-reports/master/AFG/projections.csv
https://raw.githubusercontent.com/mrc-ide/global-lmic-reports/master/AFG/projections.csv
https://raw.githubusercontent.com/mrc-ide/global-lmic-reports/master/AFG/projections.csv
https://raw.githubusercontent.com/mrc-ide/global-lmic-reports/master/AFG/projections.csv
https://raw.githubusercontent.com/mrc-ide/global-lmic-reports/master/AFG/projections.csv
https://raw.githubusercontent.com/mrc-ide/global-lmic-reports/master/AFG/projections.csv
https://raw.githubusercontent.com/mrc-ide/global-lmic-reports/master/AFG/projections.csv
https://raw.githubusercontent.com/mrc-ide/global-lmic-reports/master/AFG/projections.csv
https://raw.githubusercontent.com/mrc-ide/global-lmic-reports/master/AFG/projections.csv
https://raw.githubusercontent.com/mrc-ide/global-lmic-reports/master/AFG/projections.csv
https://raw.githubusercontent.com/mrc-ide/global-lmic-reports/master/AFG/projections.csv
https://raw.githubusercontent.com/mrc-ide/global-lmic-reports/master/AFG/projections.csv
https://raw.githubusercontent.com/mrc-ide/global-lmic-reports/master/AFG/projections.csv
https://raw.githubusercontent.com/mrc-ide/global-lmic-reports/master/AFG/projections.csv
https://raw.githubusercontent.com/mrc-ide/global-lmic-reports/master/AFG/projections.csv
https://raw.githubusercontent.com/mrc-ide/global-lmic-reports/master/AFG/projections.csv
https://raw.githubusercontent.com/mrc-ide/global-lmic-reports/master/AFG/projections.csv
https://raw.githubusercontent.com/mrc-ide/global-lmic-reports/master/AFG/projections.csv
https://raw.githubusercontent.com/mrc-ide/global-lmic-reports/master/AFG/projections.csv
https://raw.githubusercontent.com/mrc-ide/global-lmic-reports/master/AFG/projections.csv
https://raw.githubusercontent.com/mrc-ide/global-lmic-reports/master/AFG/projections.csv
https://raw.githubusercontent.com/mrc-ide/global-lmic-reports/master/AFG/projections.csv
https://raw.githubusercontent.com/mrc-ide/global-lmic-reports/master/AFG/projections.csv
https://raw.githubusercontent.com/mrc-ide/global-lmic-reports/master/AFG/projections.csv
https://raw.githubusercontent.com/mrc-ide/global-lmic-reports/master/AFG/projections.csv
https://raw.githubusercontent.com/mrc-ide/global-lmic-reports/master/AFG/projections.csv
https://raw.githubusercontent.com/mrc-ide/global-lmic-reports/master/AFG/projections.csv
https://raw.githubusercontent.com/mrc-ide/global-lmic-reports/master/AFG/projections.csv
https://raw.githubusercontent.com/mrc-ide/global-lmic-reports/master/AFG/projections.csv
https://raw.githubusercontent.com/mrc-ide/global-lmic-reports/master/AFG/projections.csv
https://raw.githubusercontent.com/mrc-ide/global-lmic-reports/master/AFG/projections.csv
https://raw.githubusercontent.com/mrc-ide/global-lmic-reports/master/AFG/projections.csv
https://raw.githubusercontent.com/mrc-ide/global-lmic-reports/master/AFG/projections.csv
https://raw.githubusercontent.com/mrc-ide/global-lmic-reports/master/AFG/projections.csv
https://raw.githubusercontent.com/mrc-ide/global-lmic-reports/master/AFG/projections.csv
https://raw.githubusercontent.com/mrc-ide/global-lmic-reports/master/AFG/projections.csv
https://raw.githubusercontent.com/mrc-ide/global-lmic-reports/master/AFG/projections.csv
https://raw.githubusercontent.com/mrc-ide/global-lmic-reports/master/AFG/projections.csv
https://raw.githubusercontent.com/mrc-ide/global-lmic-reports/master/AFG/projections.csv
https://raw.githubusercontent.com/mrc-ide/global-lmic-reports/master/AFG/projections.csv
https://raw.githubusercontent.com/mrc-ide/global-lmic-reports/master/AFG/projections.csv
https://raw.githubusercontent.com/mrc-ide/global-lmic-reports/master/AFG/projections.csv
https://raw.githubusercontent.com/mrc-ide/global-lmic-reports/master/AFG/projections.csv
https://raw.githubusercontent.com/mrc-ide/global-lmic-reports/master/AFG/projections.csv
https://raw.githubusercontent.com/mrc-ide/global-lmic-reports/master/AFG/projections.csv
https://raw.githubusercontent.com/mrc-ide/global-lmic-reports/master/AFG/projections.csv
https://raw.githubusercontent.com/mrc-ide/global-lmic-reports/master/AFG/projections.csv
https://raw.githubusercontent.com/mrc-ide/global-lmic-reports/master/AFG/projections.csv
https://raw.githubusercontent.com/mrc-ide/global-lmic-reports/master/AFG/projections.csv
https://raw.githubusercontent.com/mrc-ide/global-lmic-reports/master/AFG/projections.csv
https://raw.githubusercontent.com/mrc-ide/global-lmic-reports/master/AFG/projections.csv
https://raw.githubusercontent.com/mrc-ide/global-lmic-reports/master/AFG/projections.csv
https://raw.githubusercontent.com/mrc-ide/global-lmic-reports/master/AFG/projections.csv
https://raw.githubusercontent.com/mrc-ide/global-lmic-reports/master/AFG/projections.csv
https://raw.githubusercontent.com/mrc-ide/global-lmic-reports/master/AFG/projections.csv
https://raw.githubusercontent.com/mrc-ide/global-lmic-reports/master/AFG/projections.csv
https://raw.githubusercontent.com/mrc-ide/global-lmic-reports/master/AFG/projections.csv
https://raw.githubusercontent.com/mrc-ide/global-lmic-reports/master/AFG/projections.csv
https://raw.githubusercontent.com/mrc-ide/global-lmic-reports/master/AFG/projections.csv
https://raw.githubusercontent.com/mrc-ide/global-lmic-reports/master/AFG/projections.csv
https://raw.githubusercontent.com/mrc-ide/global-lmic-reports/master/AFG/projections.csv
https://raw.githubusercontent.com/mrc-ide/global-lmic-reports/master/AFG/projections.csv
https://raw.githubusercontent.com/mrc-ide/global-lmic-reports/master/AFG/projections.csv
https://raw.githubusercontent.com/mrc-ide/global-lmic-reports/master/AFG/projections.csv
https://raw.githubusercontent.com/mrc-ide/global-lmic-reports/master/AFG/projections.csv
https://raw.githubusercontent.com/mrc-ide/global-lmic-reports/master/AFG/projections.csv
https://raw.githubusercontent.com/mrc-ide/global-lmic-reports/master/AFG/projections.csv
https://raw.githubusercontent.com/mrc-ide/global-lmic-reports/master/AFG/projections.csv
https://raw.githubusercontent.com/mrc-ide/global-lmic-reports/master/AFG/projections.csv
https://raw.githubusercontent.com/mrc-ide/global-lmic-reports/master/AFG/projections.csv
https://raw.githubusercontent.com/mrc-ide/global-lmic-reports/master/AFG/projections.csv
https://raw.githubusercontent.com/mrc-ide/global-lmic-reports/master/AFG/projections.csv
https://raw.githubusercontent.com/mrc-ide/global-lmic-reports/master/AFG/projections.csv
https://raw.githubusercontent.com/mrc-ide/global-lmic-reports/master/AFG/projections.csv
https://raw.githubusercontent.com/mrc-ide/global-lmic-reports/master/AFG/projections.csv
https://raw.githubusercontent.com/mrc-ide/global-lmic-reports/master/AFG/projections.csv
https://raw.githubusercontent.com/mrc-ide/global-lmic-reports/master/AFG/projections.csv
https://raw.githubusercontent.com/mrc-ide/global-lmic-reports/master/AFG/projections.csv
https://raw.githubusercontent.com/mrc-ide/global-lmic-reports/master/AFG/projections.csv
https://raw.githubusercontent.com/mrc-ide/global-lmic-reports/master/AFG/projections.csv
https://raw.githubusercontent.com/mrc-ide/global-lmic-reports/master/AFG/projections.csv
https://raw.githubusercontent.com/mrc-ide/global-lmic-reports/master/AFG/projections.csv
https://raw.githubusercontent.com/mrc-ide/global-lmic-reports/master/AFG/projections.csv
https://raw.githubusercontent.com/mrc-ide/global-lmic-reports/master/AFG/projections.csv
https://raw.githubusercontent.com/mrc-ide/global-lmic-reports/master/AFG/projections.csv
https://raw.githubusercontent.com/mrc-ide/global-lmic-reports/master/AFG/projections.csv
https://raw.githubusercontent.com/mrc-ide/global-lmic-reports/master/AFG/projections.csv
https://raw.githubusercontent.com/mrc-ide/global-lmic-reports/master/AFG/projections.csv
https://raw.githubusercontent.com/mrc-ide/global-lmic-reports/master/AFG/projections.csv
https://raw.githubusercontent.com/mrc-ide/global-lmic-reports/master/AFG/projections.csv
https://raw.githubusercontent.com/mrc-ide/global-lmic-reports/master/AFG/projections.csv
https://raw.githubusercontent.com/mrc-ide/global-lmic-reports/master/AFG/projections.csv
https://raw.githubusercontent.com/mrc-ide/global-lmic-reports/master/AFG/projections.csv
https://raw.githubusercontent.com/mrc-ide/global-lmic-reports/master/AFG/projections.csv
https://raw.githubusercontent.com/mrc-ide/global-lmic-reports/master/AFG/projections.csv
https://raw.githubusercontent.com/mrc-ide/global-lmic-reports/master/AFG/projections.csv
https://raw.githubusercontent.com/mrc-ide/global-lmic-reports/master/AFG/projections.csv
https://raw.githubusercontent.com/mrc-ide/global-lmic-reports/master/AFG/projections.csv
https://raw.githubusercontent.com/mrc-ide/global-lmic-reports/master/AFG/projections.csv
https://raw.githubusercontent.com/mrc-ide/global-lmic-reports/master/AFG/projections.csv
https://raw.githubusercontent.com/mrc-ide/global-lmic-reports/master/AFG/projections.csv
https://raw.githubusercontent.com/mrc-ide/global-lmic-reports/master/AFG/projections.csv
https://raw.githubusercontent.com/mrc-ide/global-lmic-reports/master/AFG/projections.csv
https://raw.githubusercontent.com/mrc-ide/global-lmic-reports/master/AFG/projections.csv
https://raw.githubusercontent.com/mrc-ide/global-lmic-reports/master/AFG/projections.csv
https://raw.githubusercontent.com/mrc-ide/global-lmic-reports/master/AFG/projections.csv
https://raw.githubusercontent.com/mrc-ide/global-lmic-reports/master/AFG/projections.csv
https://raw.githubusercontent.com/mrc-ide/global-lmic-reports/master/AFG/projections.csv
https://raw.githubusercontent.com/mrc-ide/global-lmic-reports/master/AFG/projections.csv
https://raw.githubusercontent.com/mrc-ide/global-lmic-reports/master/AFG/projections.csv
https://raw.githubusercontent.com/mrc-ide/global-lmic-reports/master/AFG/projections.csv
https://raw.githubusercontent.com/mrc-ide/global-lmic-reports/master/AFG/projections.csv
https://raw.githubusercontent.com/mrc-ide/global-lmic-reports/master/AFG/projections.csv
https://raw.githubusercontent.com/mrc-ide/global-lmic-reports/master/AFG/projections.csv
https://raw.githubusercontent.com/mrc-ide/global-lmic-reports/master/AFG/projections.csv
https://raw.githubusercontent.com/mrc-ide/global-lmic-reports/master/AFG/projections.csv
https://raw.githubusercontent.com/mrc-ide/global-lmic-reports/master/AFG/projections.csv
https://raw.githubusercontent.com/mrc-ide/global-lmic-reports/master/AFG/projections.csv
https://raw.githubusercontent.com/mrc-ide/global-lmic-reports/master/AFG/projections.csv
https://raw.githubusercontent.com/mrc-ide/global-lmic-reports/master/AFG/projections.csv
https://raw.githubusercontent.com/mrc-ide/global-lmic-reports/master/AFG/projections.csv
https://raw.githubusercontent.com/mrc-ide/global-lmic-reports/master/AFG/projections.csv
https://raw.githubusercontent.com/mrc-ide/global-lmic-reports/master/AFG/projections.csv
https://raw.githubusercontent.com/mrc-ide/global-lmic-reports/master/AFG/projections.csv
https://raw.githubusercontent.com/mrc-ide/global-lmic-reports/master/AFG/projections.csv
https://raw.githubusercontent.com/mrc-ide/global-lmic-reports/master/AFG/projections.csv
https://raw.githubusercontent.com/mrc-ide/global-lmic-reports/master/AFG/projections.csv
https://raw.githubusercontent.com/mrc-ide/global-lmic-reports/master/AFG/projections.csv
https://raw.githubusercontent.com/mrc-ide/global-lmic-reports/master/AFG/projections.csv
https://raw.githubusercontent.com/mrc-ide/global-lmic-reports/master/AFG/projections.csv
https://raw.githubusercontent.com/mrc-ide/global-lmic-reports/master/AFG/projections.csv
https://raw.githubusercontent.com/mrc-ide/global-lmic-reports/master/AFG/projections.csv
https://raw.githubusercontent.com/mrc-ide/global-lmic-reports/master/AFG/projections.csv
https://raw.githubusercontent.com/mrc-ide/global-lmic-reports/master/AFG/projections.csv
https://raw.githubusercontent.com/mrc-ide/global-lmic-reports/master/AFG/projections.csv
https://raw.githubusercontent.com/mrc-ide/global-lmic-reports/master/AFG/projections.csv
https://raw.githubusercontent.com/mrc-ide/global-lmic-reports/master/AFG/projections.csv
https://raw.githubusercontent.com/mrc-ide/global-lmic-reports/master/AFG/projections.csv
https://raw.githubusercontent.com/mrc-ide/global-lmic-reports/master/AFG/projections.csv
https://raw.githubusercontent.com/mrc-ide/global-lmic-reports/master/AFG/projections.csv
https://raw.githubusercontent.com/mrc-ide/global-lmic-reports/master/AFG/projections.csv
https://raw.githubusercontent.com/mrc-ide/global-lmic-reports/master/AFG/projections.csv
https://raw.githubusercontent.com/mrc-ide/global-lmic-reports/master/AFG/projections.csv
https://raw.githubusercontent.com/mrc-ide/global-lmic-reports/master/AFG/projections.csv
https://raw.githubusercontent.com/mrc-ide/global-lmic-reports/master/AFG/projections.csv
https://raw.githubusercontent.com/mrc-ide/global-lmic-reports/master/AFG/projections.csv
https://raw.githubusercontent.com/mrc-ide/global-lmic-reports/master/AFG/projections.csv
https://raw.githubusercontent.com/mrc-ide/global-lmic-reports/master/AFG/projections.csv
https://raw.githubusercontent.com/mrc-ide/global-lmic-reports/master/AFG/projections.csv
https://raw.githubusercontent.com/mrc-ide/global-lmic-reports/master/AFG/projections.csv
https://raw.githubusercontent.com/mrc-ide/global-lmic-reports/master/AFG/projections.csv
https://raw.githubusercontent.com/mrc-ide/global-lmic-reports/master/AFG/projections.csv
https://raw.githubusercontent.com/mrc-ide/global-lmic-reports/master/AFG/projections.csv
https://raw.githubusercontent.com/mrc-ide/global-lmic-reports/master/AFG/projections.csv
https://raw.githubusercontent.com/mrc-ide/global-lmic-reports/master/AFG/projections.csv
https://raw.githubusercontent.com/mrc-ide/global-lmic-reports/master/AFG/projections.csv
https://raw.githubusercontent.com/mrc-ide/global-lmic-reports/master/AFG/projections.csv
https://raw.githubusercontent.com/mrc-ide/global-lmic-reports/master/AFG/projections.csv
https://raw.githubusercontent.com/mrc-ide/global-lmic-reports/master/AFG/projections.csv
https://raw.githubusercontent.com/mrc-ide/global-lmic-reports/master/AFG/projections.csv
https://raw.githubusercontent.com/mrc-ide/global-lmic-reports/master/AFG/projections.csv
https://raw.githubusercontent.com/mrc-ide/global-lmic-reports/master/AFG/projections.csv
https://raw.githubusercontent.com/mrc-ide/global-lmic-reports/master/AFG/projections.csv
https://raw.githubusercontent.com/mrc-ide/global-lmic-reports/master/AFG/projections.csv
https://raw.githubusercontent.com/mrc-ide/global-lmic-reports/master/AFG/projections.csv
https://raw.githubusercontent.com/mrc-ide/global-lmic-reports/master/AFG/projections.csv
https://raw.githubusercontent.com/mrc-ide/global-lmic-reports/master/AFG/projections.csv
https://raw.githubusercontent.com/mrc-ide/global-lmic-reports/master/AFG/projections.csv
https://raw.githubusercontent.com/mrc-ide/global-lmic-reports/master/AFG/projections.csv
https://raw.githubusercontent.com/mrc-ide/global-lmic-reports/master/AFG/projections.csv
https://raw.githubusercontent.com/mrc-ide/global-lmic-reports/master/AFG/projections.csv
https://raw.githubusercontent.com/mrc-ide/global-lmic-reports/master/AFG/projections.csv
https://raw.githubusercontent.com/mrc-ide/global-lmic-reports/master/AFG/projections.csv
https://raw.githubusercontent.com/mrc-ide/global-lmic-reports/master/AFG/projections.csv
https://raw.githubusercontent.com/mrc-ide/global-lmic-reports/master/AFG/projections.csv
https://raw.githubusercontent.com/mrc-ide/global-lmic-reports/master/AFG/projections.csv
https://raw.githubusercontent.com/mrc-ide/global-lmic-reports/master/AFG/projections.csv
https://raw.githubusercontent.com/mrc-ide/global-lmic-reports/master/AFG/projections.csv
https://raw.githubusercontent.com/mrc-ide/global-lmic-reports/master/AFG/projections.csv
https://raw.githubusercontent.com/mrc-ide/global-lmic-reports/master/AFG/projections.csv
https://raw.githubusercontent.com/mrc-ide/global-lmic-reports/master/AFG/projections.csv
https://raw.githubusercontent.com/mrc-ide/global-lmic-reports/master/AFG/projections.csv
https://raw.githubusercontent.com/mrc-ide/global-lmic-reports/master/AFG/projections.csv
https://raw.githubusercontent.com/mrc-ide/global-lmic-reports/master/AFG/projections.csv
https://raw.githubusercontent.com/mrc-ide/global-lmic-reports/master/AFG/projections.csv
https://raw.githubusercontent.com/mrc-ide/global-lmic-reports/master/AFG/projections.csv
https://raw.githubusercontent.com/mrc-ide/global-lmic-reports/master/AFG/projections.csv
https://raw.githubusercontent.com/mrc-ide/global-lmic-reports/master/AFG/projections.csv
https://raw.githubusercontent.com/mrc-ide/global-lmic-reports/master/AFG/projections.csv
https://raw.githubusercontent.com/mrc-ide/global-lmic-reports/master/AFG/projections.csv
https://raw.githubusercontent.com/mrc-ide/global-lmic-reports/master/AFG/projections.csv
https://raw.githubusercontent.com/mrc-ide/global-lmic-reports/master/AFG/projections.csv
https://raw.githubusercontent.com/mrc-ide/global-lmic-reports/master/AFG/projections.csv
https://raw.githubusercontent.com/mrc-ide/global-lmic-reports/master/AFG/projections.csv
https://raw.githubusercontent.com/mrc-ide/global-lmic-reports/master/AFG/projections.csv
https://raw.githubusercontent.com/mrc-ide/global-lmic-reports/master/AFG/projections.csv
https://raw.githubusercontent.com/mrc-ide/global-lmic-reports/master/AFG/projections.csv
https://raw.githubusercontent.com/mrc-ide/global-lmic-reports/master/AFG/projections.csv
https://raw.githubusercontent.com/mrc-ide/global-lmic-reports/master/AFG/projections.csv
https://raw.githubusercontent.com/mrc-ide/global-lmic-reports/master/AFG/projections.csv
https://raw.githubusercontent.com/mrc-ide/global-lmic-reports/master/AFG/projections.csv
https://raw.githubusercontent.com/mrc-ide/global-lmic-reports/master/AFG/projections.csv
https://raw.githubusercontent.com/mrc-ide/global-lmic-reports/master/AFG/projections.csv
https://raw.githubusercontent.com/mrc-ide/global-lmic-reports/master/AFG/projections.csv
https://raw.githubusercontent.com/mrc-ide/global-lmic-reports/master/AFG/projections.csv
https://raw.githubusercontent.com/mrc-ide/global-lmic-reports/master/AFG/projections.csv
https://raw.githubusercontent.com/mrc-ide/global-lmic-reports/master/AFG/projections.csv
https://raw.githubusercontent.com/mrc-ide/global-lmic-reports/master/AFG/projections.csv
https://raw.githubusercontent.com/mrc-ide/global-lmic-reports/master/AFG/projections.csv
https://raw.githubusercontent.com/mrc-ide/global-lmic-reports/master/AFG/projections.csv
https://raw.githubusercontent.com/mrc-ide/global-lmic-reports/master/AFG/projections.csv
https://raw.githubusercontent.com/mrc-ide/global-lmic-reports/master/AFG/projections.csv
https://raw.githubusercontent.com/mrc-ide/global-lmic-reports/master/AFG/projections.csv
https://raw.githubusercontent.com/mrc-ide/global-lmic-reports/master/AFG/projections.csv
https://raw.githubusercontent.com/mrc-ide/global-lmic-reports/master/AFG/projections.csv
https://raw.githubusercontent.com/mrc-ide/global-lmic-reports/master/AFG/projections.csv
https://raw.githubusercontent.com/mrc-ide/global-lmic-reports/master/AFG/projections.csv
https://raw.githubusercontent.com/mrc-ide/global-lmic-reports/master/AFG/projections.csv
https://raw.githubusercontent.com/mrc-ide/global-lmic-reports/master/AFG/projections.csv
https://raw.githubusercontent.com/mrc-ide/global-lmic-reports/master/AFG/projections.csv
https://raw.githubusercontent.com/mrc-ide/global-lmic-reports/master/AFG/projections.csv
https://raw.githubusercontent.com/mrc-ide/global-lmic-reports/master/AFG/projections.csv
https://raw.githubusercontent.com/mrc-ide/global-lmic-reports/master/AFG/projections.csv
https://raw.githubusercontent.com/mrc-ide/global-lmic-reports/master/AFG/projections.csv
https://raw.githubusercontent.com/mrc-ide/global-lmic-reports/master/AFG/projections.csv
https://raw.githubusercontent.com/mrc-ide/global-lmic-reports/master/AFG/projections.csv
https://raw.githubusercontent.com/mrc-ide/global-lmic-reports/master/AFG/projections.csv
https://raw.githubusercontent.com/mrc-ide/global-lmic-reports/master/AFG/projections.csv
https://raw.githubusercontent.com/mrc-ide/global-lmic-reports/master/AFG/projections.csv
https://raw.githubusercontent.com/mrc-ide/global-lmic-reports/master/AFG/projections.csv
https://raw.githubusercontent.com/mrc-ide/global-lmic-reports/master/AFG/projections.csv
https://raw.githubusercontent.com/mrc-ide/global-lmic-reports/master/AFG/projections.csv
https://raw.githubusercontent.com/mrc-ide/global-lmic-reports/master/AFG/projections.csv
https://raw.githubusercontent.com/mrc-ide/global-lmic-reports/master/AFG/projections.csv
https://raw.githubusercontent.com/mrc-ide/global-lmic-reports/master/AFG/projections.csv
https://raw.githubusercontent.com/mrc-ide/global-lmic-reports/master/AFG/projections.csv
https://raw.githubusercontent.com/mrc-ide/global-lmic-reports/master/AFG/projections.csv
https://raw.githubusercontent.com/mrc-ide/global-lmic-reports/master/AFG/projections.csv
https://raw.githubusercontent.com/mrc-ide/global-lmic-reports/master/AFG/projections.csv
https://raw.githubusercontent.com/mrc-ide/global-lmic-reports/master/AFG/projections.csv
https://raw.githubusercontent.com/mrc-ide/global-lmic-reports/master/AFG/projections.csv
https://raw.githubusercontent.com/mrc-ide/global-lmic-reports/master/AFG/projections.csv
https://raw.githubusercontent.com/mrc-ide/global-lmic-reports/master/AFG/projections.csv
https://raw.githubusercontent.com/mrc-ide/global-lmic-reports/master/AFG/projections.csv
https://raw.githubusercontent.com/mrc-ide/global-lmic-reports/master/AFG/projections.csv
https://raw.githubusercontent.com/mrc-ide/global-lmic-reports/master/AFG/projections.csv
https://raw.githubusercontent.com/mrc-ide/global-lmic-reports/master/AFG/projections.csv
https://raw.githubusercontent.com/mrc-ide/global-lmic-reports/master/AFG/projections.csv
https://raw.githubusercontent.com/mrc-ide/global-lmic-reports/master/AFG/projections.csv
https://raw.githubusercontent.com/mrc-ide/global-lmic-reports/master/AFG/projections.csv
https://raw.githubusercontent.com/mrc-ide/global-lmic-reports/master/AFG/projections.csv
https://raw.githubusercontent.com/mrc-ide/global-lmic-reports/master/AFG/projections.csv
https://raw.githubusercontent.com/mrc-ide/global-lmic-reports/master/AFG/projections.csv
https://raw.githubusercontent.com/mrc-ide/global-lmic-reports/master/AFG/projections.csv
https://raw.githubusercontent.com/mrc-ide/global-lmic-reports/master/AFG/projections.csv
https://raw.githubusercontent.com/mrc-ide/global-lmic-reports/master/AFG/projections.csv
https://raw.githubusercontent.com/mrc-ide/global-lmic-reports/master/AFG/projections.csv
https://raw.githubusercontent.com/mrc-ide/global-lmic-reports/master/AFG/projections.csv
https://raw.githubusercontent.com/mrc-ide/global-lmic-reports/master/AFG/projections.csv
https://raw.githubusercontent.com/mrc-ide/global-lmic-reports/master/AFG/projections.csv
https://raw.githubusercontent.com/mrc-ide/global-lmic-reports/master/AFG/projections.csv
https://raw.githubusercontent.com/mrc-ide/global-lmic-reports/master/AFG/projections.csv
https://raw.githubusercontent.com/mrc-ide/global-lmic-reports/master/AFG/projections.csv
https://raw.githubusercontent.com/mrc-ide/global-lmic-reports/master/AFG/projections.csv
https://raw.githubusercontent.com/mrc-ide/global-lmic-reports/master/AFG/projections.csv
https://raw.githubusercontent.com/mrc-ide/global-lmic-reports/master/AFG/projections.csv
https://raw.githubusercontent.com/mrc-ide/global-lmic-reports/master/AFG/projections.csv
https://raw.githubusercontent.com/mrc-ide/global-lmic-reports/master/AFG/projections.csv
https://raw.githubusercontent.com/mrc-ide/global-lmic-reports/master/AFG/projections.csv
https://raw.githubusercontent.com/mrc-ide/global-lmic-reports/master/AFG/projections.csv
https://raw.githubusercontent.com/mrc-ide/global-lmic-reports/master/AFG/projections.csv
https://raw.githubusercontent.com/mrc-ide/global-lmic-reports/master/AFG/projections.csv
https://raw.githubusercontent.com/mrc-ide/global-lmic-reports/master/AFG/projections.csv
https://raw.githubusercontent.com/mrc-ide/global-lmic-reports/master/AFG/projections.csv
https://raw.githubusercontent.com/mrc-ide/global-lmic-reports/master/AFG/projections.csv
https://raw.githubusercontent.com/mrc-ide/global-lmic-reports/master/AFG/projections.csv
https://raw.githubusercontent.com/mrc-ide/global-lmic-reports/master/AFG/projections.csv
https://raw.githubusercontent.com/mrc-ide/global-lmic-reports/master/AFG/projections.csv
https://raw.githubusercontent.com/mrc-ide/global-lmic-reports/master/AFG/projections.csv
https://raw.githubusercontent.com/mrc-ide/global-lmic-reports/master/AFG/projections.csv
https://raw.githubusercontent.com/mrc-ide/global-lmic-reports/master/AFG/projections.csv
https://raw.githubusercontent.com/mrc-ide/global-lmic-reports/master/AFG/projections.csv
https://raw.githubusercontent.com/mrc-ide/global-lmic-reports/master/AFG/projections.csv
https://raw.githubusercontent.com/mrc-ide/global-lmic-reports/master/AFG/projections.csv
https://raw.githubusercontent.com/mrc-ide/global-lmic-reports/master/AFG/projections.csv
https://raw.githubusercontent.com/mrc-ide/global-lmic-reports/master/AFG/projections.csv
https://raw.githubusercontent.com/mrc-ide/global-lmic-reports/master/AFG/projections.csv
https://raw.githubusercontent.com/mrc-ide/global-lmic-reports/master/AFG/projections.csv
https://raw.githubusercontent.com/mrc-ide/global-lmic-reports/master/AFG/projections.csv
https://raw.githubusercontent.com/mrc-ide/global-lmic-reports/master/AFG/projections.csv
https://raw.githubusercontent.com/mrc-ide/global-lmic-reports/master/AFG/projections.csv
https://raw.githubusercontent.com/mrc-ide/global-lmic-reports/master/AFG/projections.csv
https://raw.githubusercontent.com/mrc-ide/global-lmic-reports/master/AFG/projections.csv
https://raw.githubusercontent.com/mrc-ide/global-lmic-reports/master/AFG/projections.csv
https://raw.githubusercontent.com/mrc-ide/global-lmic-reports/master/AFG/projections.csv
https://raw.githubusercontent.com/mrc-ide/global-lmic-reports/master/AFG/projections.csv
https://raw.githubusercontent.com/mrc-ide/global-lmic-reports/master/AFG/projections.csv
https://raw.githubusercontent.com/mrc-ide/global-lmic-reports/master/AFG/projections.csv
https://raw.githubusercontent.com/mrc-ide/global-lmic-reports/master/AFG/projections.csv
https://raw.githubusercontent.com/mrc-ide/global-lmic-reports/master/AFG/projections.csv
https://raw.githubusercontent.com/mrc-ide/global-lmic-reports/master/AFG/projections.csv
https://raw.githubusercontent.com/mrc-ide/global-lmic-reports/master/AFG/projections.csv
https://raw.githubusercontent.com/mrc-ide/global-lmic-reports/master/AFG/projections.csv
https://raw.githubusercontent.com/mrc-ide/global-lmic-reports/master/AFG/projections.csv
https://raw.githubusercontent.com/mrc-ide/global-lmic-reports/master/AFG/projections.csv
https://raw.githubusercontent.com/mrc-ide/global-lmic-reports/master/AFG/projections.csv
https://raw.githubusercontent.com/mrc-ide/global-lmic-reports/master/AFG/projections.csv
https://raw.githubusercontent.com/mrc-ide/global-lmic-reports/master/AFG/projections.csv
https://raw.githubusercontent.com/mrc-ide/global-lmic-reports/master/AFG/projections.csv
https://raw.githubusercontent.com/mrc-ide/global-lmic-reports/master/AFG/projections.csv
https://raw.githubusercontent.com/mrc-ide/global-lmic-reports/master/AFG/projections.csv
https://raw.githubusercontent.com/mrc-ide/global-lmic-reports/master/AFG/projections.csv
https://raw.githubusercontent.com/mrc-ide/global-lmic-reports/master/AFG/projections.csv
https://raw.githubusercontent.com/mrc-ide/global-lmic-reports/master/AFG/projections.csv
https://raw.githubusercontent.com/mrc-ide/global-lmic-reports/master/AFG/projections.csv
https://raw.githubusercontent.com/mrc-ide/global-lmic-reports/master/AFG/projections.csv
https://raw.githubusercontent.com/mrc-ide/global-lmic-reports/master/AFG/projections.csv
https://raw.githubusercontent.com/mrc-ide/global-lmic-reports/master/AFG/projections.csv
https://raw.githubusercontent.com/mrc-ide/global-lmic-reports/master/AFG/projections.csv
https://raw.githubusercontent.com/mrc-ide/global-lmic-reports/master/AFG/projections.csv
https://raw.githubusercontent.com/mrc-ide/global-lmic-reports/master/AFG/projections.csv
https://raw.githubusercontent.com/mrc-ide/global-lmic-reports/master/AFG/projections.csv
https://raw.githubusercontent.com/mrc-ide/global-lmic-reports/master/AFG/projections.csv
https://raw.githubusercontent.com/mrc-ide/global-lmic-reports/master/AFG/projections.csv
https://raw.githubusercontent.com/mrc-ide/global-lmic-reports/master/AFG/projections.csv
https://raw.githubusercontent.com/mrc-ide/global-lmic-reports/master/AFG/projections.csv
https://raw.githubusercontent.com/mrc-ide/global-lmic-reports/master/AFG/projections.csv
https://raw.githubusercontent.com/mrc-ide/global-lmic-reports/master/AFG/projections.csv
https://raw.githubusercontent.com/mrc-ide/global-lmic-reports/master/AFG/projections.csv
https://raw.githubusercontent.com/mrc-ide/global-lmic-reports/master/AFG/projections.csv
https://raw.githubusercontent.com/mrc-ide/global-lmic-reports/master/AFG/projections.csv
https://raw.githubusercontent.com/mrc-ide/global-lmic-reports/master/AFG/projections.csv
https://raw.githubusercontent.com/mrc-ide/global-lmic-reports/master/AFG/projections.csv
https://raw.githubusercontent.com/mrc-ide/global-lmic-reports/master/AFG/projections.csv
https://raw.githubusercontent.com/mrc-ide/global-lmic-reports/master/AFG/projections.csv
https://raw.githubusercontent.com/mrc-ide/global-lmic-reports/master/AFG/projections.csv
https://raw.githubusercontent.com/mrc-ide/global-lmic-reports/master/AFG/projections.csv
https://raw.githubusercontent.com/mrc-ide/global-lmic-reports/master/AFG/projections.csv
https://raw.githubusercontent.com/mrc-ide/global-lmic-reports/master/AFG/projections.csv
https://raw.githubusercontent.com/mrc-ide/global-lmic-reports/master/AFG/projections.csv
https://raw.githubusercontent.com/mrc-ide/global-lmic-reports/master/AFG/projections.csv
https://raw.githubusercontent.com/mrc-ide/global-lmic-reports/master/AFG/projections.csv
https://raw.githubusercontent.com/mrc-ide/global-lmic-reports/master/AFG/projections.csv
https://raw.githubusercontent.com/mrc-ide/global-lmic-reports/master/AFG/projections.csv
https://raw.githubusercontent.com/mrc-ide/global-lmic-reports/master/AFG/projections.csv
https://raw.githubusercontent.com/mrc-ide/global-lmic-reports/master/AFG/projections.csv
https://raw.githubusercontent.com/mrc-ide/global-lmic-reports/master/AFG/projections.csv
https://raw.githubusercontent.com/mrc-ide/global-lmic-reports/master/AFG/projections.csv
https://raw.githubusercontent.com/mrc-ide/global-lmic-reports/master/AFG/projections.csv
https://raw.githubusercontent.com/mrc-ide/global-lmic-reports/master/AFG/projections.csv
https://raw.githubusercontent.com/mrc-ide/global-lmic-reports/master/AFG/projections.csv
https://raw.githubusercontent.com/mrc-ide/global-lmic-reports/master/AFG/projections.csv
https://raw.githubusercontent.com/mrc-ide/global-lmic-reports/master/AFG/projections.csv
https://raw.githubusercontent.com/mrc-ide/global-lmic-reports/master/AFG/projections.csv
https://raw.githubusercontent.com/mrc-ide/global-lmic-reports/master/AFG/projections.csv
https://raw.githubusercontent.com/mrc-ide/global-lmic-reports/master/AFG/projections.csv
https://raw.githubusercontent.com/mrc-ide/global-lmic-reports/master/AFG/projections.csv
https://raw.githubusercontent.com/mrc-ide/global-lmic-reports/master/AFG/projections.csv
https://raw.githubusercontent.com/mrc-ide/global-lmic-reports/master/AFG/projections.csv
https://raw.githubusercontent.com/mrc-ide/global-lmic-reports/master/AFG/projections.csv
https://raw.githubusercontent.com/mrc-ide/global-lmic-reports/master/AFG/projections.csv
https://raw.githubusercontent.com/mrc-ide/global-lmic-reports/master/AFG/projections.csv
https://raw.githubusercontent.com/mrc-ide/global-lmic-reports/master/AFG/projections.csv
https://raw.githubusercontent.com/mrc-ide/global-lmic-reports/master/AFG/projections.csv
https://raw.githubusercontent.com/mrc-ide/global-lmic-reports/master/AFG/projections.csv
https://raw.githubusercontent.com/mrc-ide/global-lmic-reports/master/AFG/projections.csv
https://raw.githubusercontent.com/mrc-ide/global-lmic-reports/master/AFG/projections.csv
https://raw.githubusercontent.com/mrc-ide/global-lmic-reports/master/AFG/projections.csv
https://raw.githubusercontent.com/mrc-ide/global-lmic-reports/master/AFG/projections.csv
https://raw.githubusercontent.com/mrc-ide/global-lmic-reports/master/AFG/projections.csv
https://raw.githubusercontent.com/mrc-ide/global-lmic-reports/master/AFG/projections.csv
https://raw.githubusercontent.com/mrc-ide/global-lmic-reports/master/AFG/projections.csv
https://raw.githubusercontent.com/mrc-ide/global-lmic-reports/master/AFG/projections.csv
https://raw.githubusercontent.com/mrc-ide/global-lmic-reports/master/AFG/projections.csv
https://raw.githubusercontent.com/mrc-ide/global-lmic-reports/master/AFG/projections.csv
https://raw.githubusercontent.com/mrc-ide/global-lmic-reports/master/AFG/projections.csv
https://raw.githubusercontent.com/mrc-ide/global-lmic-reports/master/AFG/projections.csv
https://raw.githubusercontent.com/mrc-ide/global-lmic-reports/master/AFG/projections.csv
https://raw.githubusercontent.com/mrc-ide/global-lmic-reports/master/AFG/projections.csv
https://raw.githubusercontent.com/mrc-ide/global-lmic-reports/master/AFG/projections.csv
https://raw.githubusercontent.com/mrc-ide/global-lmic-reports/master/AFG/projections.csv
https://raw.githubusercontent.com/mrc-ide/global-lmic-reports/master/AFG/projections.csv
https://raw.githubusercontent.com/mrc-ide/global-lmic-reports/master/AFG/projections.csv
https://raw.githubusercontent.com/mrc-ide/global-lmic-reports/master/AFG/projections.csv
https://raw.githubusercontent.com/mrc-ide/global-lmic-reports/master/AFG/projections.csv
https://raw.githubusercontent.com/mrc-ide/global-lmic-reports/master/AFG/projections.csv
https://raw.githubusercontent.com/mrc-ide/global-lmic-reports/master/AFG/projections.csv
https://raw.githubusercontent.com/mrc-ide/global-lmic-reports/master/AFG/projections.csv
https://raw.githubusercontent.com/mrc-ide/global-lmic-reports/master/AFG/projections.csv
https://raw.githubusercontent.com/mrc-ide/global-lmic-reports/master/AFG/projections.csv
https://raw.githubusercontent.com/mrc-ide/global-lmic-reports/master/AFG/projections.csv
https://raw.githubusercontent.com/mrc-ide/global-lmic-reports/master/AFG/projections.csv
https://raw.githubusercontent.com/mrc-ide/global-lmic-reports/master/AFG/projections.csv
https://raw.githubusercontent.com/mrc-ide/global-lmic-reports/master/AFG/projections.csv
https://raw.githubusercontent.com/mrc-ide/global-lmic-reports/master/AFG/projections.csv
https://raw.githubusercontent.com/mrc-ide/global-lmic-reports/master/AFG/projections.csv
https://raw.githubusercontent.com/mrc-ide/global-lmic-reports/master/AFG/projections.csv
https://raw.githubusercontent.com/mrc-ide/global-lmic-reports/master/AFG/projections.csv
https://raw.githubusercontent.com/mrc-ide/global-lmic-reports/master/AFG/projections.csv
https://raw.githubusercontent.com/mrc-ide/global-lmic-reports/master/AFG/projections.csv
https://raw.githubusercontent.com/mrc-ide/global-lmic-reports/master/AFG/projections.csv
https://raw.githubusercontent.com/mrc-ide/global-lmic-reports/master/AFG/projections.csv
https://raw.githubusercontent.com/mrc-ide/global-lmic-reports/master/AFG/projections.csv
https://raw.githubusercontent.com/mrc-ide/global-lmic-reports/master/AFG/projections.csv
https://raw.githubusercontent.com/mrc-ide/global-lmic-reports/master/AFG/projections.csv
https://raw.githubusercontent.com/mrc-ide/global-lmic-reports/master/AFG/projections.csv
https://raw.githubusercontent.com/mrc-ide/global-lmic-reports/master/AFG/projections.csv
https://raw.githubusercontent.com/mrc-ide/global-lmic-reports/master/AFG/projections.csv
https://raw.githubusercontent.com/mrc-ide/global-lmic-reports/master/AFG/projections.csv
https://raw.githubusercontent.com/mrc-ide/global-lmic-reports/master/AFG/projections.csv
https://raw.githubusercontent.com/mrc-ide/global-lmic-reports/master/AFG/projections.csv
https://raw.githubusercontent.com/mrc-ide/global-lmic-reports/master/AFG/projections.csv
https://raw.githubusercontent.com/mrc-ide/global-lmic-reports/master/AFG/projections.csv
https://raw.githubusercontent.com/mrc-ide/global-lmic-reports/master/AFG/projections.csv
https://raw.githubusercontent.com/mrc-ide/global-lmic-reports/master/AFG/projections.csv
https://raw.githubusercontent.com/mrc-ide/global-lmic-reports/master/AFG/projections.csv
https://raw.githubusercontent.com/mrc-ide/global-lmic-reports/master/AFG/projections.csv
https://raw.githubusercontent.com/mrc-ide/global-lmic-reports/master/AFG/projections.csv
https://raw.githubusercontent.com/mrc-ide/global-lmic-reports/master/AFG/projections.csv
https://raw.githubusercontent.com/mrc-ide/global-lmic-reports/master/AFG/projections.csv
https://raw.githubusercontent.com/mrc-ide/global-lmic-reports/master/AFG/projections.csv
https://raw.githubusercontent.com/mrc-ide/global-lmic-reports/master/AFG/projections.csv
https://raw.githubusercontent.com/mrc-ide/global-lmic-reports/master/AFG/projections.csv
https://raw.githubusercontent.com/mrc-ide/global-lmic-reports/master/AFG/projections.csv
https://raw.githubusercontent.com/mrc-ide/global-lmic-reports/master/AFG/projections.csv
https://raw.githubusercontent.com/mrc-ide/global-lmic-reports/master/AFG/projections.csv
https://raw.githubusercontent.com/mrc-ide/global-lmic-reports/master/AFG/projections.csv
https://raw.githubusercontent.com/mrc-ide/global-lmic-reports/master/AFG/projections.csv
https://raw.githubusercontent.com/mrc-ide/global-lmic-reports/master/AFG/projections.csv
https://raw.githubusercontent.com/mrc-ide/global-lmic-reports/master/AFG/projections.csv
https://raw.githubusercontent.com/mrc-ide/global-lmic-reports/master/AFG/projections.csv
https://raw.githubusercontent.com/mrc-ide/global-lmic-reports/master/AFG/projections.csv
https://raw.githubusercontent.com/mrc-ide/global-lmic-reports/master/AFG/projections.csv
https://raw.githubusercontent.com/mrc-ide/global-lmic-reports/master/AFG/projections.csv
https://raw.githubusercontent.com/mrc-ide/global-lmic-reports/master/AFG/projections.csv
https://raw.githubusercontent.com/mrc-ide/global-lmic-reports/master/AFG/projections.csv
https://raw.githubusercontent.com/mrc-ide/global-lmic-reports/master/AFG/projections.csv
https://raw.githubusercontent.com/mrc-ide/global-lmic-reports/master/AFG/projections.csv
https://raw.githubusercontent.com/mrc-ide/global-lmic-reports/master/AFG/projections.csv
https://raw.githubusercontent.com/mrc-ide/global-lmic-reports/master/AFG/projections.csv
https://raw.githubusercontent.com/mrc-ide/global-lmic-reports/master/AFG/projections.csv
https://raw.githubusercontent.com/mrc-ide/global-lmic-reports/master/AFG/projections.csv
https://raw.githubusercontent.com/mrc-ide/global-lmic-reports/master/AFG/projections.csv
https://raw.githubusercontent.com/mrc-ide/global-lmic-reports/master/AFG/projections.csv
https://raw.githubusercontent.com/mrc-ide/global-lmic-reports/master/AFG/projections.csv
https://raw.githubusercontent.com/mrc-ide/global-lmic-reports/master/AFG/projections.csv
https://raw.githubusercontent.com/mrc-ide/global-lmic-reports/master/AFG/projections.csv
https://raw.githubusercontent.com/mrc-ide/global-lmic-reports/master/AFG/projections.csv
https://raw.githubusercontent.com/mrc-ide/global-lmic-reports/master/AFG/projections.csv
https://raw.githubusercontent.com/mrc-ide/global-lmic-reports/master/AFG/projections.csv
https://raw.githubusercontent.com/mrc-ide/global-lmic-reports/master/AFG/projections.csv
https://raw.githubusercontent.com/mrc-ide/global-lmic-reports/master/AFG/projections.csv
https://raw.githubusercontent.com/mrc-ide/global-lmic-reports/master/AFG/projections.csv
https://raw.githubusercontent.com/mrc-ide/global-lmic-reports/master/AFG/projections.csv
https://raw.githubusercontent.com/mrc-ide/global-lmic-reports/master/AFG/projections.csv
https://raw.githubusercontent.com/mrc-ide/global-lmic-reports/master/AFG/projections.csv
https://raw.githubusercontent.com/mrc-ide/global-lmic-reports/master/AFG/projections.csv
https://raw.githubusercontent.com/mrc-ide/global-lmic-reports/master/AFG/projections.csv
https://raw.githubusercontent.com/mrc-ide/global-lmic-reports/master/AFG/projections.csv
https://raw.githubusercontent.com/mrc-ide/global-lmic-reports/master/AFG/projections.csv
https://raw.githubusercontent.com/mrc-ide/global-lmic-reports/master/AFG/projections.csv
https://raw.githubusercontent.com/mrc-ide/global-lmic-reports/master/AFG/projections.csv
https://raw.githubusercontent.com/mrc-ide/global-lmic-reports/master/AFG/projections.csv
https://raw.githubusercontent.com/mrc-ide/global-lmic-reports/master/AFG/projections.csv
https://raw.githubusercontent.com/mrc-ide/global-lmic-reports/master/AFG/projections.csv
https://raw.githubusercontent.com/mrc-ide/global-lmic-reports/master/AFG/projections.csv
https://raw.githubusercontent.com/mrc-ide/global-lmic-reports/master/AFG/projections.csv
https://raw.githubusercontent.com/mrc-ide/global-lmic-reports/master/AFG/projections.csv
https://raw.githubusercontent.com/mrc-ide/global-lmic-reports/master/AFG/projections.csv
https://raw.githubusercontent.com/mrc-ide/global-lmic-reports/master/AFG/projections.csv
https://raw.githubusercontent.com/mrc-ide/global-lmic-reports/master/AFG/projections.csv
https://raw.githubusercontent.com/mrc-ide/global-lmic-reports/master/AFG/projections.csv
https://raw.githubusercontent.com/mrc-ide/global-lmic-reports/master/AFG/projections.csv
https://raw.githubusercontent.com/mrc-ide/global-lmic-reports/master/AFG/projections.csv
https://raw.githubusercontent.com/mrc-ide/global-lmic-reports/master/AFG/projections.csv
https://raw.githubusercontent.com/mrc-ide/global-lmic-reports/master/AFG/projections.csv
https://raw.githubusercontent.com/mrc-ide/global-lmic-reports/master/AFG/projections.csv
https://raw.githubusercontent.com/mrc-ide/global-lmic-reports/master/AFG/projections.csv
https://raw.githubusercontent.com/mrc-ide/global-lmic-reports/master/AFG/projections.csv
https://raw.githubusercontent.com/mrc-ide/global-lmic-reports/master/AFG/projections.csv
https://raw.githubusercontent.com/mrc-ide/global-lmic-reports/master/AFG/projections.csv
https://raw.githubusercontent.com/mrc-ide/global-lmic-reports/master/AFG/projections.csv
https://raw.githubusercontent.com/mrc-ide/global-lmic-reports/master/AFG/projections.csv
https://raw.githubusercontent.com/mrc-ide/global-lmic-reports/master/AFG/projections.csv
https://raw.githubusercontent.com/mrc-ide/global-lmic-reports/master/AFG/projections.csv
https://raw.githubusercontent.com/mrc-ide/global-lmic-reports/master/AFG/projections.csv
https://raw.githubusercontent.com/mrc-ide/global-lmic-reports/master/AFG/projections.csv
https://raw.githubusercontent.com/mrc-ide/global-lmic-reports/master/AFG/projections.csv
https://raw.githubusercontent.com/mrc-ide/global-lmic-reports/master/AFG/projections.csv
https://raw.githubusercontent.com/mrc-ide/global-lmic-reports/master/AFG/projections.csv
https://raw.githubusercontent.com/mrc-ide/global-lmic-reports/master/AFG/projections.csv
https://raw.githubusercontent.com/mrc-ide/global-lmic-reports/master/AFG/projections.csv
https://raw.githubusercontent.com/mrc-ide/global-lmic-reports/master/AFG/projections.csv
https://raw.githubusercontent.com/mrc-ide/global-lmic-reports/master/AFG/projections.csv
https://raw.githubusercontent.com/mrc-ide/global-lmic-reports/master/AFG/projections.csv
https://raw.githubusercontent.com/mrc-ide/global-lmic-reports/master/AFG/projections.csv
https://raw.githubusercontent.com/mrc-ide/global-lmic-reports/master/AFG/projections.csv
https://raw.githubusercontent.com/mrc-ide/global-lmic-reports/master/AFG/projections.csv
https://raw.githubusercontent.com/mrc-ide/global-lmic-reports/master/AFG/projections.csv
https://raw.githubusercontent.com/mrc-ide/global-lmic-reports/master/AFG/projections.csv
https://raw.githubusercontent.com/mrc-ide/global-lmic-reports/master/AFG/projections.csv
https://raw.githubusercontent.com/mrc-ide/global-lmic-reports/master/AFG/projections.csv
https://raw.githubusercontent.com/mrc-ide/global-lmic-reports/master/AFG/projections.csv
https://raw.githubusercontent.com/mrc-ide/global-lmic-reports/master/AFG/projections.csv
https://raw.githubusercontent.com/mrc-ide/global-lmic-reports/master/AFG/projections.csv
https://raw.githubusercontent.com/mrc-ide/global-lmic-reports/master/AFG/projections.csv
https://raw.githubusercontent.com/mrc-ide/global-lmic-reports/master/AFG/projections.csv
https://raw.githubusercontent.com/mrc-ide/global-lmic-reports/master/AFG/projections.csv
https://raw.githubusercontent.com/mrc-ide/global-lmic-reports/master/AFG/projections.csv
https://raw.githubusercontent.com/mrc-ide/global-lmic-reports/master/AFG/projections.csv
https://raw.githubusercontent.com/mrc-ide/global-lmic-reports/master/AFG/projections.csv
https://raw.githubusercontent.com/mrc-ide/global-lmic-reports/master/AFG/projections.csv
https://raw.githubusercontent.com/mrc-ide/global-lmic-reports/master/AFG/projections.csv
https://raw.githubusercontent.com/mrc-ide/global-lmic-reports/master/AFG/projections.csv
https://raw.githubusercontent.com/mrc-ide/global-lmic-reports/master/AFG/projections.csv
https://raw.githubusercontent.com/mrc-ide/global-lmic-reports/master/AFG/projections.csv
https://raw.githubusercontent.com/mrc-ide/global-lmic-reports/master/AFG/projections.csv
https://raw.githubusercontent.com/mrc-ide/global-lmic-reports/master/AFG/projections.csv
https://raw.githubusercontent.com/mrc-ide/global-lmic-reports/master/AFG/projections.csv
https://raw.githubusercontent.com/mrc-ide/global-lmic-reports/master/AFG/projections.csv
https://raw.githubusercontent.com/mrc-ide/global-lmic-reports/master/AFG/projections.csv
https://raw.githubusercontent.com/mrc-ide/global-lmic-reports/master/AFG/projections.csv
https://raw.githubusercontent.com/mrc-ide/global-lmic-reports/master/AFG/projections.csv
https://raw.githubusercontent.com/mrc-ide/global-lmic-reports/master/AFG/projections.csv
https://raw.githubusercontent.com/mrc-ide/global-lmic-reports/master/AFG/projections.csv
https://raw.githubusercontent.com/mrc-ide/global-lmic-reports/master/AFG/projections.csv
https://raw.githubusercontent.com/mrc-ide/global-lmic-reports/master/AFG/projections.csv
https://raw.githubusercontent.com/mrc-ide/global-lmic-reports/master/AFG/projections.csv
https://raw.githubusercontent.com/mrc-ide/global-lmic-reports/master/AFG/projections.csv
https://raw.githubusercontent.com/mrc-ide/global-lmic-reports/master/AFG/projections.csv
https://raw.githubusercontent.com/mrc-ide/global-lmic-reports/master/AFG/projections.csv
https://raw.githubusercontent.com/mrc-ide/global-lmic-reports/master/AFG/projections.csv
https://raw.githubusercontent.com/mrc-ide/global-lmic-reports/master/AFG/projections.csv
https://raw.githubusercontent.com/mrc-ide/global-lmic-reports/master/AFG/projections.csv
https://raw.githubusercontent.com/mrc-ide/global-lmic-reports/master/AFG/projections.csv
https://raw.githubusercontent.com/mrc-ide/global-lmic-reports/master/AFG/projections.csv
https://raw.githubusercontent.com/mrc-ide/global-lmic-reports/master/AFG/projections.csv
https://raw.githubusercontent.com/mrc-ide/global-lmic-reports/master/AFG/projections.csv
https://raw.githubusercontent.com/mrc-ide/global-lmic-reports/master/AFG/projections.csv
https://raw.githubusercontent.com/mrc-ide/global-lmic-reports/master/AFG/projections.csv
https://raw.githubusercontent.com/mrc-ide/global-lmic-reports/master/AFG/projections.csv
https://raw.githubusercontent.com/mrc-ide/global-lmic-reports/master/AFG/projections.csv
https://raw.githubusercontent.com/mrc-ide/global-lmic-reports/master/AFG/projections.csv
https://raw.githubusercontent.com/mrc-ide/global-lmic-reports/master/AFG/projections.csv
https://raw.githubusercontent.com/mrc-ide/global-lmic-reports/master/AFG/projections.csv
https://raw.githubusercontent.com/mrc-ide/global-lmic-reports/master/AFG/projections.csv
https://raw.githubusercontent.com/mrc-ide/global-lmic-reports/master/AFG/projections.csv
https://raw.githubusercontent.com/mrc-ide/global-lmic-reports/master/AFG/projections.csv
https://raw.githubusercontent.com/mrc-ide/global-lmic-reports/master/AFG/projections.csv
https://raw.githubusercontent.com/mrc-ide/global-lmic-reports/master/AFG/projections.csv
https://raw.githubusercontent.com/mrc-ide/global-lmic-reports/master/AFG/projections.csv
https://raw.githubusercontent.com/mrc-ide/global-lmic-reports/master/AFG/projections.csv
https://raw.githubusercontent.com/mrc-ide/global-lmic-reports/master/AFG/projections.csv
https://raw.githubusercontent.com/mrc-ide/global-lmic-reports/master/AFG/projections.csv
https://raw.githubusercontent.com/mrc-ide/global-lmic-reports/master/AFG/projections.csv
https://raw.githubusercontent.com/mrc-ide/global-lmic-reports/master/AFG/projections.csv
https://raw.githubusercontent.com/mrc-ide/global-lmic-reports/master/AFG/projections.csv
https://raw.githubusercontent.com/mrc-ide/global-lmic-reports/master/AFG/projections.csv
https://raw.githubusercontent.com/mrc-ide/global-lmic-reports/master/AFG/projections.csv
https://raw.githubusercontent.com/mrc-ide/global-lmic-reports/master/AFG/projections.csv
https://raw.githubusercontent.com/mrc-ide/global-lmic-reports/master/AFG/projections.csv
https://raw.githubusercontent.com/mrc-ide/global-lmic-reports/master/AFG/projections.csv
https://raw.githubusercontent.com/mrc-ide/global-lmic-reports/master/AFG/projections.csv
https://raw.githubusercontent.com/mrc-ide/global-lmic-reports/master/AFG/projections.csv
https://raw.githubusercontent.com/mrc-ide/global-lmic-reports/master/AFG/projections.csv
https://raw.githubusercontent.com/mrc-ide/global-lmic-reports/master/AFG/projections.csv
https://raw.githubusercontent.com/mrc-ide/global-lmic-reports/master/AFG/projections.csv
https://raw.githubusercontent.com/mrc-ide/global-lmic-reports/master/AFG/projections.csv
https://raw.githubusercontent.com/mrc-ide/global-lmic-reports/master/AFG/projections.csv
https://raw.githubusercontent.com/mrc-ide/global-lmic-reports/master/AFG/projections.csv
https://raw.githubusercontent.com/mrc-ide/global-lmic-reports/master/AFG/projections.csv
https://raw.githubusercontent.com/mrc-ide/global-lmic-reports/master/AFG/projections.csv
https://raw.githubusercontent.com/mrc-ide/global-lmic-reports/master/AFG/projections.csv
https://raw.githubusercontent.com/mrc-ide/global-lmic-reports/master/AFG/projections.csv
https://raw.githubusercontent.com/mrc-ide/global-lmic-reports/master/AFG/projections.csv
https://raw.githubusercontent.com/mrc-ide/global-lmic-reports/master/AFG/projections.csv
https://raw.githubusercontent.com/mrc-ide/global-lmic-reports/master/AFG/projections.csv
https://raw.githubusercontent.com/mrc-ide/global-lmic-reports/master/AFG/projections.csv
https://raw.githubusercontent.com/mrc-ide/global-lmic-reports/master/AFG/projections.csv
https://raw.githubusercontent.com/mrc-ide/global-lmic-reports/master/AFG/projections.csv
https://raw.githubusercontent.com/mrc-ide/global-lmic-reports/master/AFG/projections.csv
https://raw.githubusercontent.com/mrc-ide/global-lmic-reports/master/AFG/projections.csv
https://raw.githubusercontent.com/mrc-ide/global-lmic-reports/master/AFG/projections.csv
https://raw.githubusercontent.com/mrc-ide/global-lmic-reports/master/AFG/projections.csv
https://raw.githubusercontent.com/mrc-ide/global-lmic-reports/master/AFG/projections.csv
https://raw.githubusercontent.com/mrc-ide/global-lmic-reports/master/AFG/projections.csv
https://raw.githubusercontent.com/mrc-ide/global-lmic-reports/master/AFG/projections.csv
https://raw.githubusercontent.com/mrc-ide/global-lmic-reports/master/AFG/projections.csv
https://raw.githubusercontent.com/mrc-ide/global-lmic-reports/master/AFG/projections.csv
https://raw.githubusercontent.com/mrc-ide/global-lmic-reports/master/AFG/projections.csv
https://raw.githubusercontent.com/mrc-ide/global-lmic-reports/master/AFG/projections.csv
https://raw.githubusercontent.com/mrc-ide/global-lmic-reports/master/AFG/projections.csv
https://raw.githubusercontent.com/mrc-ide/global-lmic-reports/master/AFG/projections.csv
https://raw.githubusercontent.com/mrc-ide/global-lmic-reports/master/AFG/projections.csv
https://raw.githubusercontent.com/mrc-ide/global-lmic-reports/master/AFG/projections.csv
https://raw.githubusercontent.com/mrc-ide/global-lmic-reports/master/AFG/projections.csv
https://raw.githubusercontent.com/mrc-ide/global-lmic-reports/master/AFG/projections.csv
https://raw.githubusercontent.com/mrc-ide/global-lmic-reports/master/AFG/projections.csv
https://raw.githubusercontent.com/mrc-ide/global-lmic-reports/master/AFG/projections.csv
https://raw.githubusercontent.com/mrc-ide/global-lmic-reports/master/AFG/projections.csv
https://raw.githubusercontent.com/mrc-ide/global-lmic-reports/master/AFG/projections.csv
https://raw.githubusercontent.com/mrc-ide/global-lmic-reports/master/AFG/projections.csv
https://raw.githubusercontent.com/mrc-ide/global-lmic-reports/master/AFG/projections.csv
https://raw.githubusercontent.com/mrc-ide/global-lmic-reports/master/AFG/projections.csv
https://raw.githubusercontent.com/mrc-ide/global-lmic-reports/master/AFG/projections.csv
https://raw.githubusercontent.com/mrc-ide/global-lmic-reports/master/AFG/projections.csv
https://raw.githubusercontent.com/mrc-ide/global-lmic-reports/master/AFG/projections.csv
https://raw.githubusercontent.com/mrc-ide/global-lmic-reports/master/AFG/projections.csv
https://raw.githubusercontent.com/mrc-ide/global-lmic-reports/master/AFG/projections.csv
https://raw.githubusercontent.com/mrc-ide/global-lmic-reports/master/AFG/projections.csv
https://raw.githubusercontent.com/mrc-ide/global-lmic-reports/master/AFG/projections.csv
https://raw.githubusercontent.com/mrc-ide/global-lmic-reports/master/AFG/projections.csv
https://raw.githubusercontent.com/mrc-ide/global-lmic-reports/master/AFG/projections.csv
https://raw.githubusercontent.com/mrc-ide/global-lmic-reports/master/AFG/projections.csv
https://raw.githubusercontent.com/mrc-ide/global-lmic-reports/master/AFG/projections.csv
https://raw.githubusercontent.com/mrc-ide/global-lmic-reports/master/AFG/projections.csv
https://raw.githubusercontent.com/mrc-ide/global-lmic-reports/master/AFG/projections.csv
https://raw.githubusercontent.com/mrc-ide/global-lmic-reports/master/AFG/projections.csv
https://raw.githubusercontent.com/mrc-ide/global-lmic-reports/master/AFG/projections.csv
https://raw.githubusercontent.com/mrc-ide/global-lmic-reports/master/AFG/projections.csv
https://raw.githubusercontent.com/mrc-ide/global-lmic-reports/master/AFG/projections.csv
https://raw.githubusercontent.com/mrc-ide/global-lmic-reports/master/AFG/projections.csv
https://raw.githubusercontent.com/mrc-ide/global-lmic-reports/master/AFG/projections.csv
https://raw.githubusercontent.com/mrc-ide/global-lmic-reports/master/AFG/projections.csv
https://raw.githubusercontent.com/mrc-ide/global-lmic-reports/master/AFG/projections.csv
https://raw.githubusercontent.com/mrc-ide/global-lmic-reports/master/AFG/projections.csv
https://raw.githubusercontent.com/mrc-ide/global-lmic-reports/master/AFG/projections.csv
https://raw.githubusercontent.com/mrc-ide/global-lmic-reports/master/AFG/projections.csv
https://raw.githubusercontent.com/mrc-ide/global-lmic-reports/master/AFG/projections.csv
https://raw.githubusercontent.com/mrc-ide/global-lmic-reports/master/AFG/projections.csv
https://raw.githubusercontent.com/mrc-ide/global-lmic-reports/master/AFG/projections.csv
https://raw.githubusercontent.com/mrc-ide/global-lmic-reports/master/AFG/projections.csv
https://raw.githubusercontent.com/mrc-ide/global-lmic-reports/master/AFG/projections.csv
https://raw.githubusercontent.com/mrc-ide/global-lmic-reports/master/AFG/projections.csv
https://raw.githubusercontent.com/mrc-ide/global-lmic-reports/master/AFG/projections.csv
https://raw.githubusercontent.com/mrc-ide/global-lmic-reports/master/AFG/projections.csv
https://raw.githubusercontent.com/mrc-ide/global-lmic-reports/master/AFG/projections.csv
https://raw.githubusercontent.com/mrc-ide/global-lmic-reports/master/AFG/projections.csv
https://raw.githubusercontent.com/mrc-ide/global-lmic-reports/master/AFG/projections.csv
https://raw.githubusercontent.com/mrc-ide/global-lmic-reports/master/AFG/projections.csv
https://raw.githubusercontent.com/mrc-ide/global-lmic-reports/master/AFG/projections.csv
https://raw.githubusercontent.com/mrc-ide/global-lmic-reports/master/AFG/projections.csv
https://raw.githubusercontent.com/mrc-ide/global-lmic-reports/master/AFG/projections.csv
https://raw.githubusercontent.com/mrc-ide/global-lmic-reports/master/AFG/projections.csv
https://raw.githubusercontent.com/mrc-ide/global-lmic-reports/master/AFG/projections.csv
https://raw.githubusercontent.com/mrc-ide/global-lmic-reports/master/AFG/projections.csv
https://raw.githubusercontent.com/mrc-ide/global-lmic-reports/master/AFG/projections.csv
https://raw.githubusercontent.com/mrc-ide/global-lmic-reports/master/AFG/projections.csv
https://raw.githubusercontent.com/mrc-ide/global-lmic-reports/master/AFG/projections.csv
https://raw.githubusercontent.com/mrc-ide/global-lmic-reports/master/AFG/projections.csv
https://raw.githubusercontent.com/mrc-ide/global-lmic-reports/master/AFG/projections.csv
https://raw.githubusercontent.com/mrc-ide/global-lmic-reports/master/AFG/projections.csv
https://raw.githubusercontent.com/mrc-ide/global-lmic-reports/master/AFG/projections.csv
https://raw.githubusercontent.com/mrc-ide/global-lmic-reports/master/AFG/projections.csv
https://raw.githubusercontent.com/mrc-ide/global-lmic-reports/master/AFG/projections.csv
https://raw.githubusercontent.com/mrc-ide/global-lmic-reports/master/AFG/projections.csv
https://raw.githubusercontent.com/mrc-ide/global-lmic-reports/master/AFG/projections.csv
https://raw.githubusercontent.com/mrc-ide/global-lmic-reports/master/AFG/projections.csv
https://raw.githubusercontent.com/mrc-ide/global-lmic-reports/master/AFG/projections.csv
https://raw.githubusercontent.com/mrc-ide/global-lmic-reports/master/AFG/projections.csv
https://raw.githubusercontent.com/mrc-ide/global-lmic-reports/master/AFG/projections.csv
https://raw.githubusercontent.com/mrc-ide/global-lmic-reports/master/AFG/projections.csv
https://raw.githubusercontent.com/mrc-ide/global-lmic-reports/master/AFG/projections.csv
https://raw.githubusercontent.com/mrc-ide/global-lmic-reports/master/AFG/projections.csv
https://raw.githubusercontent.com/mrc-ide/global-lmic-reports/master/AFG/projections.csv
https://raw.githubusercontent.com/mrc-ide/global-lmic-reports/master/AFG/projections.csv
https://raw.githubusercontent.com/mrc-ide/global-lmic-reports/master/AFG/projections.csv
https://raw.githubusercontent.com/mrc-ide/global-lmic-reports/master/AFG/projections.csv
https://raw.githubusercontent.com/mrc-ide/global-lmic-reports/master/AFG/projections.csv
https://raw.githubusercontent.com/mrc-ide/global-lmic-reports/master/AFG/projections.csv
https://raw.githubusercontent.com/mrc-ide/global-lmic-reports/master/AFG/projections.csv
https://raw.githubusercontent.com/mrc-ide/global-lmic-reports/master/AFG/projections.csv
https://raw.githubusercontent.com/mrc-ide/global-lmic-reports/master/AFG/projections.csv
https://raw.githubusercontent.com/mrc-ide/global-lmic-reports/master/AFG/projections.csv
https://raw.githubusercontent.com/mrc-ide/global-lmic-reports/master/AFG/projections.csv
https://raw.githubusercontent.com/mrc-ide/global-lmic-reports/master/AFG/projections.csv
https://raw.githubusercontent.com/mrc-ide/global-lmic-reports/master/AFG/projections.csv
https://raw.githubusercontent.com/mrc-ide/global-lmic-reports/master/AFG/projections.csv
https://raw.githubusercontent.com/mrc-ide/global-lmic-reports/master/AFG/projections.csv
https://raw.githubusercontent.com/mrc-ide/global-lmic-reports/master/AFG/projections.csv
https://raw.githubusercontent.com/mrc-ide/global-lmic-reports/master/AFG/projections.csv
https://raw.githubusercontent.com/mrc-ide/global-lmic-reports/master/AFG/projections.csv
https://raw.githubusercontent.com/mrc-ide/global-lmic-reports/master/AFG/projections.csv
https://raw.githubusercontent.com/mrc-ide/global-lmic-reports/master/AFG/projections.csv
https://raw.githubusercontent.com/mrc-ide/global-lmic-reports/master/AFG/projections.csv
https://raw.githubusercontent.com/mrc-ide/global-lmic-reports/master/AFG/projections.csv
https://raw.githubusercontent.com/mrc-ide/global-lmic-reports/master/AFG/projections.csv
https://raw.githubusercontent.com/mrc-ide/global-lmic-reports/master/AFG/projections.csv
https://raw.githubusercontent.com/mrc-ide/global-lmic-reports/master/AFG/projections.csv
https://raw.githubusercontent.com/mrc-ide/global-lmic-reports/master/AFG/projections.csv
https://raw.githubusercontent.com/mrc-ide/global-lmic-reports/master/AFG/projections.csv
https://raw.githubusercontent.com/mrc-ide/global-lmic-reports/master/AFG/projections.csv
https://raw.githubusercontent.com/mrc-ide/global-lmic-reports/master/AFG/projections.csv
https://raw.githubusercontent.com/mrc-ide/global-lmic-reports/master/AFG/projections.csv
https://raw.githubusercontent.com/mrc-ide/global-lmic-reports/master/AFG/projections.csv
https://raw.githubusercontent.com/mrc-ide/global-lmic-reports/master/AFG/projections.csv
https://raw.githubusercontent.com/mrc-ide/global-lmic-reports/master/AFG/projections.csv
https://raw.githubusercontent.com/mrc-ide/global-lmic-reports/master/AFG/projections.csv
https://raw.githubusercontent.com/mrc-ide/global-lmic-reports/master/AFG/projections.csv
https://raw.githubusercontent.com/mrc-ide/global-lmic-reports/master/AFG/projections.csv
https://raw.githubusercontent.com/mrc-ide/global-lmic-reports/master/AFG/projections.csv
https://raw.githubusercontent.com/mrc-ide/global-lmic-reports/master/AFG/projections.csv
https://raw.githubusercontent.com/mrc-ide/global-lmic-reports/master/AFG/projections.csv
https://raw.githubusercontent.com/mrc-ide/global-lmic-reports/master/AFG/projections.csv
https://raw.githubusercontent.com/mrc-ide/global-lmic-reports/master/AFG/projections.csv
https://raw.githubusercontent.com/mrc-ide/global-lmic-reports/master/AFG/projections.csv
https://raw.githubusercontent.com/mrc-ide/global-lmic-reports/master/AFG/projections.csv
https://raw.githubusercontent.com/mrc-ide/global-lmic-reports/master/AFG/projections.csv
https://raw.githubusercontent.com/mrc-ide/global-lmic-reports/master/AFG/projections.csv
https://raw.githubusercontent.com/mrc-ide/global-lmic-reports/master/AFG/projections.csv
https://raw.githubusercontent.com/mrc-ide/global-lmic-reports/master/AFG/projections.csv
https://raw.githubusercontent.com/mrc-ide/global-lmic-reports/master/AFG/projections.csv
https://raw.githubusercontent.com/mrc-ide/global-lmic-reports/master/AFG/projections.csv
https://raw.githubusercontent.com/mrc-ide/global-lmic-reports/master/AFG/projections.csv
https://raw.githubusercontent.com/mrc-ide/global-lmic-reports/master/AFG/projections.csv
https://raw.githubusercontent.com/mrc-ide/global-lmic-reports/master/AFG/projections.csv
https://raw.githubusercontent.com/mrc-ide/global-lmic-reports/master/AFG/projections.csv
https://raw.githubusercontent.com/mrc-ide/global-lmic-reports/master/AFG/projections.csv
https://raw.githubusercontent.com/mrc-ide/global-lmic-reports/master/AFG/projections.csv
https://raw.githubusercontent.com/mrc-ide/global-lmic-reports/master/AFG/projections.csv
https://raw.githubusercontent.com/mrc-ide/global-lmic-reports/master/AFG/projections.csv
https://raw.githubusercontent.com/mrc-ide/global-lmic-reports/master/AFG/projections.csv
https://raw.githubusercontent.com/mrc-ide/global-lmic-reports/master/AFG/projections.csv
https://raw.githubusercontent.com/mrc-ide/global-lmic-reports/master/AFG/projections.csv
https://raw.githubusercontent.com/mrc-ide/global-lmic-reports/master/AFG/projections.csv
https://raw.githubusercontent.com/mrc-ide/global-lmic-reports/master/AFG/projections.csv
https://raw.githubusercontent.com/mrc-ide/global-lmic-reports/master/AFG/projections.csv
https://raw.githubusercontent.com/mrc-ide/global-lmic-reports/master/AFG/projections.csv
https://raw.githubusercontent.com/mrc-ide/global-lmic-reports/master/AFG/projections.csv
https://raw.githubusercontent.com/mrc-ide/global-lmic-reports/master/AFG/projections.csv
https://raw.githubusercontent.com/mrc-ide/global-lmic-reports/master/AFG/projections.csv
https://raw.githubusercontent.com/mrc-ide/global-lmic-reports/master/AFG/projections.csv
https://raw.githubusercontent.com/mrc-ide/global-lmic-reports/master/AFG/projections.csv
https://raw.githubusercontent.com/mrc-ide/global-lmic-reports/master/AFG/projections.csv
https://raw.githubusercontent.com/mrc-ide/global-lmic-reports/master/AFG/projections.csv
https://raw.githubusercontent.com/mrc-ide/global-lmic-reports/master/AFG/projections.csv
https://raw.githubusercontent.com/mrc-ide/global-lmic-reports/master/AFG/projections.csv
https://raw.githubusercontent.com/mrc-ide/global-lmic-reports/master/AFG/projections.csv
https://raw.githubusercontent.com/mrc-ide/global-lmic-reports/master/AFG/projections.csv
https://raw.githubusercontent.com/mrc-ide/global-lmic-reports/master/AFG/projections.csv
https://raw.githubusercontent.com/mrc-ide/global-lmic-reports/master/AFG/projections.csv
https://raw.githubusercontent.com/mrc-ide/global-lmic-reports/master/AFG/projections.csv
https://raw.githubusercontent.com/mrc-ide/global-lmic-reports/master/AFG/projections.csv
https://raw.githubusercontent.com/mrc-ide/global-lmic-reports/master/AFG/projections.csv
https://raw.githubusercontent.com/mrc-ide/global-lmic-reports/master/AFG/projections.csv
https://raw.githubusercontent.com/mrc-ide/global-lmic-reports/master/AFG/projections.csv
https://raw.githubusercontent.com/mrc-ide/global-lmic-reports/master/AFG/projections.csv
https://raw.githubusercontent.com/mrc-ide/global-lmic-reports/master/AFG/projections.csv
https://raw.githubusercontent.com/mrc-ide/global-lmic-reports/master/AFG/projections.csv
https://raw.githubusercontent.com/mrc-ide/global-lmic-reports/master/AFG/projections.csv
https://raw.githubusercontent.com/mrc-ide/global-lmic-reports/master/AFG/projections.csv
https://raw.githubusercontent.com/mrc-ide/global-lmic-reports/master/AFG/projections.csv
https://raw.githubusercontent.com/mrc-ide/global-lmic-reports/master/AFG/projections.csv
https://raw.githubusercontent.com/mrc-ide/global-lmic-reports/master/AFG/projections.csv
https://raw.githubusercontent.com/mrc-ide/global-lmic-reports/master/AFG/projections.csv
https://raw.githubusercontent.com/mrc-ide/global-lmic-reports/master/AFG/projections.csv
https://raw.githubusercontent.com/mrc-ide/global-lmic-reports/master/AFG/projections.csv
https://raw.githubusercontent.com/mrc-ide/global-lmic-reports/master/AFG/projections.csv
https://raw.githubusercontent.com/mrc-ide/global-lmic-reports/master/AFG/projections.csv
https://raw.githubusercontent.com/mrc-ide/global-lmic-reports/master/AFG/projections.csv
https://raw.githubusercontent.com/mrc-ide/global-lmic-reports/master/AFG/projections.csv
https://raw.githubusercontent.com/mrc-ide/global-lmic-reports/master/AFG/projections.csv
https://raw.githubusercontent.com/mrc-ide/global-lmic-reports/master/AFG/projections.csv
https://raw.githubusercontent.com/mrc-ide/global-lmic-reports/master/AFG/projections.csv
https://raw.githubusercontent.com/mrc-ide/global-lmic-reports/master/AFG/projections.csv
https://raw.githubusercontent.com/mrc-ide/global-lmic-reports/master/AFG/projections.csv
https://raw.githubusercontent.com/mrc-ide/global-lmic-reports/master/AFG/projections.csv
https://raw.githubusercontent.com/mrc-ide/global-lmic-reports/master/AFG/projections.csv
https://raw.githubusercontent.com/mrc-ide/global-lmic-reports/master/AFG/projections.csv
https://raw.githubusercontent.com/mrc-ide/global-lmic-reports/master/AFG/projections.csv
https://raw.githubusercontent.com/mrc-ide/global-lmic-reports/master/AFG/projections.csv
https://raw.githubusercontent.com/mrc-ide/global-lmic-reports/master/AFG/projections.csv
https://raw.githubusercontent.com/mrc-ide/global-lmic-reports/master/AFG/projections.csv
https://raw.githubusercontent.com/mrc-ide/global-lmic-reports/master/AFG/projections.csv
https://raw.githubusercontent.com/mrc-ide/global-lmic-reports/master/AFG/projections.csv
https://raw.githubusercontent.com/mrc-ide/global-lmic-reports/master/AFG/projections.csv
https://raw.githubusercontent.com/mrc-ide/global-lmic-reports/master/AFG/projections.csv
https://raw.githubusercontent.com/mrc-ide/global-lmic-reports/master/AFG/projections.csv
https://raw.githubusercontent.com/mrc-ide/global-lmic-reports/master/AFG/projections.csv
https://raw.githubusercontent.com/mrc-ide/global-lmic-reports/master/AFG/projections.csv
https://raw.githubusercontent.com/mrc-ide/global-lmic-reports/master/AFG/projections.csv
https://raw.githubusercontent.com/mrc-ide/global-lmic-reports/master/AFG/projections.csv
https://raw.githubusercontent.com/mrc-ide/global-lmic-reports/master/AFG/projections.csv
https://raw.githubusercontent.com/mrc-ide/global-lmic-reports/master/AFG/projections.csv
https://raw.githubusercontent.com/mrc-ide/global-lmic-reports/master/AFG/projections.csv
https://raw.githubusercontent.com/mrc-ide/global-lmic-reports/master/AFG/projections.csv
https://raw.githubusercontent.com/mrc-ide/global-lmic-reports/master/AFG/projections.csv
https://raw.githubusercontent.com/mrc-ide/global-lmic-reports/master/AFG/projections.csv
https://raw.githubusercontent.com/mrc-ide/global-lmic-reports/master/AFG/projections.csv
https://raw.githubusercontent.com/mrc-ide/global-lmic-reports/master/AFG/projections.csv
https://raw.githubusercontent.com/mrc-ide/global-lmic-reports/master/AFG/projections.csv
https://raw.githubusercontent.com/mrc-ide/global-lmic-reports/master/AFG/projections.csv
https://raw.githubusercontent.com/mrc-ide/global-lmic-reports/master/AFG/projections.csv
https://raw.githubusercontent.com/mrc-ide/global-lmic-reports/master/AFG/projections.csv
https://raw.githubusercontent.com/mrc-ide/global-lmic-reports/master/AFG/projections.csv
https://raw.githubusercontent.com/mrc-ide/global-lmic-reports/master/AFG/projections.csv
https://raw.githubusercontent.com/mrc-ide/global-lmic-reports/master/AFG/projections.csv
https://raw.githubusercontent.com/mrc-ide/global-lmic-reports/master/AFG/projections.csv
https://raw.githubusercontent.com/mrc-ide/global-lmic-reports/master/AFG/projections.csv
https://raw.githubusercontent.com/mrc-ide/global-lmic-reports/master/AFG/projections.csv
https://raw.githubusercontent.com/mrc-ide/global-lmic-reports/master/AFG/projections.csv
https://raw.githubusercontent.com/mrc-ide/global-lmic-reports/master/AFG/projections.csv
https://raw.githubusercontent.com/mrc-ide/global-lmic-reports/master/AFG/projections.csv
https://raw.githubusercontent.com/mrc-ide/global-lmic-reports/master/AFG/projections.csv
https://raw.githubusercontent.com/mrc-ide/global-lmic-reports/master/AFG/projections.csv
https://raw.githubusercontent.com/mrc-ide/global-lmic-reports/master/AFG/projections.csv
https://raw.githubusercontent.com/mrc-ide/global-lmic-reports/master/AFG/projections.csv
https://raw.githubusercontent.com/mrc-ide/global-lmic-reports/master/AFG/projections.csv
https://raw.githubusercontent.com/mrc-ide/global-lmic-reports/master/AFG/projections.csv
https://raw.githubusercontent.com/mrc-ide/global-lmic-reports/master/AFG/projections.csv
https://raw.githubusercontent.com/mrc-ide/global-lmic-reports/master/AFG/projections.csv
https://raw.githubusercontent.com/mrc-ide/global-lmic-reports/master/AFG/projections.csv
https://raw.githubusercontent.com/mrc-ide/global-lmic-reports/master/AFG/projections.csv
https://raw.githubusercontent.com/mrc-ide/global-lmic-reports/master/AFG/projections.csv
https://raw.githubusercontent.com/mrc-ide/global-lmic-reports/master/AFG/projections.csv
https://raw.githubusercontent.com/mrc-ide/global-lmic-reports/master/AFG/projections.csv
https://raw.githubusercontent.com/mrc-ide/global-lmic-reports/master/AFG/projections.csv
https://raw.githubusercontent.com/mrc-ide/global-lmic-reports/master/AFG/projections.csv
https://raw.githubusercontent.com/mrc-ide/global-lmic-reports/master/AFG/projections.csv
https://raw.githubusercontent.com/mrc-ide/global-lmic-reports/master/AFG/projections.csv
https://raw.githubusercontent.com/mrc-ide/global-lmic-reports/master/AFG/projections.csv
https://raw.githubusercontent.com/mrc-ide/global-lmic-reports/master/AFG/projections.csv
https://raw.githubusercontent.com/mrc-ide/global-lmic-reports/master/AFG/projections.csv
https://raw.githubusercontent.com/mrc-ide/global-lmic-reports/master/AFG/projections.csv
https://raw.githubusercontent.com/mrc-ide/global-lmic-reports/master/AFG/projections.csv
https://raw.githubusercontent.com/mrc-ide/global-lmic-reports/master/AFG/projections.csv
https://raw.githubusercontent.com/mrc-ide/global-lmic-reports/master/AFG/projections.csv
https://raw.githubusercontent.com/mrc-ide/global-lmic-reports/master/AFG/projections.csv
https://raw.githubusercontent.com/mrc-ide/global-lmic-reports/master/AFG/projections.csv
https://raw.githubusercontent.com/mrc-ide/global-lmic-reports/master/AFG/projections.csv
https://raw.githubusercontent.com/mrc-ide/global-lmic-reports/master/AFG/projections.csv
https://raw.githubusercontent.com/mrc-ide/global-lmic-reports/master/AFG/projections.csv
https://raw.githubusercontent.com/mrc-ide/global-lmic-reports/master/AFG/projections.csv
https://raw.githubusercontent.com/mrc-ide/global-lmic-reports/master/AFG/projections.csv
https://raw.githubusercontent.com/mrc-ide/global-lmic-reports/master/AFG/projections.csv
https://raw.githubusercontent.com/mrc-ide/global-lmic-reports/master/AFG/projections.csv
https://raw.githubusercontent.com/mrc-ide/global-lmic-reports/master/AFG/projections.csv
https://raw.githubusercontent.com/mrc-ide/global-lmic-reports/master/AFG/projections.csv
https://raw.githubusercontent.com/mrc-ide/global-lmic-reports/master/AFG/projections.csv
https://raw.githubusercontent.com/mrc-ide/global-lmic-reports/master/AFG/projections.csv
https://raw.githubusercontent.com/mrc-ide/global-lmic-reports/master/AFG/projections.csv
https://raw.githubusercontent.com/mrc-ide/global-lmic-reports/master/AFG/projections.csv
https://raw.githubusercontent.com/mrc-ide/global-lmic-reports/master/AFG/projections.csv
https://raw.githubusercontent.com/mrc-ide/global-lmic-reports/master/AFG/projections.csv
https://raw.githubusercontent.com/mrc-ide/global-lmic-reports/master/AFG/projections.csv
https://raw.githubusercontent.com/mrc-ide/global-lmic-reports/master/AFG/projections.csv
https://raw.githubusercontent.com/mrc-ide/global-lmic-reports/master/AFG/projections.csv
https://raw.githubusercontent.com/mrc-ide/global-lmic-reports/master/AFG/projections.csv
https://raw.githubusercontent.com/mrc-ide/global-lmic-reports/master/AFG/projections.csv
https://raw.githubusercontent.com/mrc-ide/global-lmic-reports/master/AFG/projections.csv
https://raw.githubusercontent.com/mrc-ide/global-lmic-reports/master/AFG/projections.csv
https://raw.githubusercontent.com/mrc-ide/global-lmic-reports/master/AFG/projections.csv
https://raw.githubusercontent.com/mrc-ide/global-lmic-reports/master/AFG/projections.csv
https://raw.githubusercontent.com/mrc-ide/global-lmic-reports/master/AFG/projections.csv
https://raw.githubusercontent.com/mrc-ide/global-lmic-reports/master/AFG/projections.csv
https://raw.githubusercontent.com/mrc-ide/global-lmic-reports/master/AFG/projections.csv
https://raw.githubusercontent.com/mrc-ide/global-lmic-reports/master/AFG/projections.csv
https://raw.githubusercontent.com/mrc-ide/global-lmic-reports/master/AFG/projections.csv
https://raw.githubusercontent.com/mrc-ide/global-lmic-reports/master/AFG/projections.csv
https://raw.githubusercontent.com/mrc-ide/global-lmic-reports/master/AFG/projections.csv
https://raw.githubusercontent.com/mrc-ide/global-lmic-reports/master/AFG/projections.csv
https://raw.githubusercontent.com/mrc-ide/global-lmic-reports/master/AFG/projections.csv
https://raw.githubusercontent.com/mrc-ide/global-lmic-reports/master/AFG/projections.csv
https://raw.githubusercontent.com/mrc-ide/global-lmic-reports/master/AFG/projections.csv
https://raw.githubusercontent.com/mrc-ide/global-lmic-reports/master/AFG/projections.csv
https://raw.githubusercontent.com/mrc-ide/global-lmic-reports/master/AFG/projections.csv
https://raw.githubusercontent.com/mrc-ide/global-lmic-reports/master/AFG/projections.csv
https://raw.githubusercontent.com/mrc-ide/global-lmic-reports/master/AFG/projections.csv
https://raw.githubusercontent.com/mrc-ide/global-lmic-reports/master/AFG/projections.csv
https://raw.githubusercontent.com/mrc-ide/global-lmic-reports/master/AFG/projections.csv
https://raw.githubusercontent.com/mrc-ide/global-lmic-reports/master/AFG/projections.csv
https://raw.githubusercontent.com/mrc-ide/global-lmic-reports/master/AFG/projections.csv
https://raw.githubusercontent.com/mrc-ide/global-lmic-reports/master/AFG/projections.csv
https://raw.githubusercontent.com/mrc-ide/global-lmic-reports/master/AFG/projections.csv
https://raw.githubusercontent.com/mrc-ide/global-lmic-reports/master/AFG/projections.csv
https://raw.githubusercontent.com/mrc-ide/global-lmic-reports/master/AFG/projections.csv
https://raw.githubusercontent.com/mrc-ide/global-lmic-reports/master/AFG/projections.csv
https://raw.githubusercontent.com/mrc-ide/global-lmic-reports/master/AFG/projections.csv
https://raw.githubusercontent.com/mrc-ide/global-lmic-reports/master/AFG/projections.csv
https://raw.githubusercontent.com/mrc-ide/global-lmic-reports/master/AFG/projections.csv
https://raw.githubusercontent.com/mrc-ide/global-lmic-reports/master/AFG/projections.csv
https://raw.githubusercontent.com/mrc-ide/global-lmic-reports/master/AFG/projections.csv
https://raw.githubusercontent.com/mrc-ide/global-lmic-reports/master/AFG/projections.csv
https://raw.githubusercontent.com/mrc-ide/global-lmic-reports/master/AFG/projections.csv
https://raw.githubusercontent.com/mrc-ide/global-lmic-reports/master/AFG/projections.csv
https://raw.githubusercontent.com/mrc-ide/global-lmic-reports/master/AFG/projections.csv
https://raw.githubusercontent.com/mrc-ide/global-lmic-reports/master/AFG/projections.csv
https://raw.githubusercontent.com/mrc-ide/global-lmic-reports/master/AFG/projections.csv
https://raw.githubusercontent.com/mrc-ide/global-lmic-reports/master/AFG/projections.csv
https://raw.githubusercontent.com/mrc-ide/global-lmic-reports/master/AFG/projections.csv
https://raw.githubusercontent.com/mrc-ide/global-lmic-reports/master/AFG/projections.csv
https://raw.githubusercontent.com/mrc-ide/global-lmic-reports/master/AFG/projections.csv
https://raw.githubusercontent.com/mrc-ide/global-lmic-reports/master/AFG/projections.csv
https://raw.githubusercontent.com/mrc-ide/global-lmic-reports/master/AFG/projections.csv
https://raw.githubusercontent.com/mrc-ide/global-lmic-reports/master/AFG/projections.csv
https://raw.githubusercontent.com/mrc-ide/global-lmic-reports/master/AFG/projections.csv
https://raw.githubusercontent.com/mrc-ide/global-lmic-reports/master/AFG/projections.csv
https://raw.githubusercontent.com/mrc-ide/global-lmic-reports/master/AFG/projections.csv
https://raw.githubusercontent.com/mrc-ide/global-lmic-reports/master/AFG/projections.csv
https://raw.githubusercontent.com/mrc-ide/global-lmic-reports/master/AFG/projections.csv
https://raw.githubusercontent.com/mrc-ide/global-lmic-reports/master/AFG/projections.csv
https://raw.githubusercontent.com/mrc-ide/global-lmic-reports/master/AFG/projections.csv
https://raw.githubusercontent.com/mrc-ide/global-lmic-reports/master/AFG/projections.csv
https://raw.githubusercontent.com/mrc-ide/global-lmic-reports/master/AFG/projections.csv
https://raw.githubusercontent.com/mrc-ide/global-lmic-reports/master/AFG/projections.csv
https://raw.githubusercontent.com/mrc-ide/global-lmic-reports/master/AFG/projections.csv
https://raw.githubusercontent.com/mrc-ide/global-lmic-reports/master/AFG/projections.csv
https://raw.githubusercontent.com/mrc-ide/global-lmic-reports/master/AFG/projections.csv
https://raw.githubusercontent.com/mrc-ide/global-lmic-reports/master/AFG/projections.csv
https://raw.githubusercontent.com/mrc-ide/global-lmic-reports/master/AFG/projections.csv
https://raw.githubusercontent.com/mrc-ide/global-lmic-reports/master/AFG/projections.csv
https://raw.githubusercontent.com/mrc-ide/global-lmic-reports/master/AFG/projections.csv
https://raw.githubusercontent.com/mrc-ide/global-lmic-reports/master/AFG/projections.csv
https://raw.githubusercontent.com/mrc-ide/global-lmic-reports/master/AFG/projections.csv
https://raw.githubusercontent.com/mrc-ide/global-lmic-reports/master/AFG/projections.csv
https://raw.githubusercontent.com/mrc-ide/global-lmic-reports/master/AFG/projections.csv
https://raw.githubusercontent.com/mrc-ide/global-lmic-reports/master/AFG/projections.csv
https://raw.githubusercontent.com/mrc-ide/global-lmic-reports/master/AFG/projections.csv
https://raw.githubusercontent.com/mrc-ide/global-lmic-reports/master/AFG/projections.csv
https://raw.githubusercontent.com/mrc-ide/global-lmic-reports/master/AFG/projections.csv
https://raw.githubusercontent.com/mrc-ide/global-lmic-reports/master/AFG/projections.csv
https://raw.githubusercontent.com/mrc-ide/global-lmic-reports/master/AFG/projections.csv
https://raw.githubusercontent.com/mrc-ide/global-lmic-reports/master/AFG/projections.csv
https://raw.githubusercontent.com/mrc-ide/global-lmic-reports/master/AFG/projections.csv
https://raw.githubusercontent.com/mrc-ide/global-lmic-reports/master/AFG/projections.csv
https://raw.githubusercontent.com/mrc-ide/global-lmic-reports/master/AFG/projections.csv
https://raw.githubusercontent.com/mrc-ide/global-lmic-reports/master/AFG/projections.csv
https://raw.githubusercontent.com/mrc-ide/global-lmic-reports/master/AFG/projections.csv
https://raw.githubusercontent.com/mrc-ide/global-lmic-reports/master/AFG/projections.csv
https://raw.githubusercontent.com/mrc-ide/global-lmic-reports/master/AFG/projections.csv
https://raw.githubusercontent.com/mrc-ide/global-lmic-reports/master/AFG/projections.csv
https://raw.githubusercontent.com/mrc-ide/global-lmic-reports/master/AFG/projections.csv
https://raw.githubusercontent.com/mrc-ide/global-lmic-reports/master/AFG/projections.csv
https://raw.githubusercontent.com/mrc-ide/global-lmic-reports/master/AFG/projections.csv
https://raw.githubusercontent.com/mrc-ide/global-lmic-reports/master/AFG/projections.csv
https://raw.githubusercontent.com/mrc-ide/global-lmic-reports/master/AFG/projections.csv
https://raw.githubusercontent.com/mrc-ide/global-lmic-reports/master/AFG/projections.csv
https://raw.githubusercontent.com/mrc-ide/global-lmic-reports/master/AFG/projections.csv
https://raw.githubusercontent.com/mrc-ide/global-lmic-reports/master/AFG/projections.csv
https://raw.githubusercontent.com/mrc-ide/global-lmic-reports/master/AFG/projections.csv
https://raw.githubusercontent.com/mrc-ide/global-lmic-reports/master/AFG/projections.csv
https://raw.githubusercontent.com/mrc-ide/global-lmic-reports/master/AFG/projections.csv
https://raw.githubusercontent.com/mrc-ide/global-lmic-reports/master/AFG/projections.csv
https://raw.githubusercontent.com/mrc-ide/global-lmic-reports/master/AFG/projections.csv
https://raw.githubusercontent.com/mrc-ide/global-lmic-reports/master/AFG/projections.csv
https://raw.githubusercontent.com/mrc-ide/global-lmic-reports/master/AFG/projections.csv
https://raw.githubusercontent.com/mrc-ide/global-lmic-reports/master/AFG/projections.csv
https://raw.githubusercontent.com/mrc-ide/global-lmic-reports/master/AFG/projections.csv
https://raw.githubusercontent.com/mrc-ide/global-lmic-reports/master/AFG/projections.csv
https://raw.githubusercontent.com/mrc-ide/global-lmic-reports/master/AFG/projections.csv
https://raw.githubusercontent.com/mrc-ide/global-lmic-reports/master/AFG/projections.csv
https://raw.githubusercontent.com/mrc-ide/global-lmic-reports/master/AFG/projections.csv
https://raw.githubusercontent.com/mrc-ide/global-lmic-reports/master/AFG/projections.csv
https://raw.githubusercontent.com/mrc-ide/global-lmic-reports/master/AFG/projections.csv
https://raw.githubusercontent.com/mrc-ide/global-lmic-reports/master/AFG/projections.csv
https://raw.githubusercontent.com/mrc-ide/global-lmic-reports/master/AFG/projections.csv
https://raw.githubusercontent.com/mrc-ide/global-lmic-reports/master/AFG/projections.csv
https://raw.githubusercontent.com/mrc-ide/global-lmic-reports/master/AFG/projections.csv
https://raw.githubusercontent.com/mrc-ide/global-lmic-reports/master/AFG/projections.csv
https://raw.githubusercontent.com/mrc-ide/global-lmic-reports/master/AFG/projections.csv
https://raw.githubusercontent.com/mrc-ide/global-lmic-reports/master/AFG/projections.csv
https://raw.githubusercontent.com/mrc-ide/global-lmic-reports/master/AFG/projections.csv
https://raw.githubusercontent.com/mrc-ide/global-lmic-reports/master/AFG/projections.csv
https://raw.githubusercontent.com/mrc-ide/global-lmic-reports/master/AFG/projections.csv
https://raw.githubusercontent.com/mrc-ide/global-lmic-reports/master/AFG/projections.csv
https://raw.githubusercontent.com/mrc-ide/global-lmic-reports/master/AFG/projections.csv
https://raw.githubusercontent.com/mrc-ide/global-lmic-reports/master/AFG/projections.csv
https://raw.githubusercontent.com/mrc-ide/global-lmic-reports/master/AFG/projections.csv
https://raw.githubusercontent.com/mrc-ide/global-lmic-reports/master/AFG/projections.csv
https://raw.githubusercontent.com/mrc-ide/global-lmic-reports/master/AFG/projections.csv
https://raw.githubusercontent.com/mrc-ide/global-lmic-reports/master/AFG/projections.csv
https://raw.githubusercontent.com/mrc-ide/global-lmic-reports/master/AFG/projections.csv
https://raw.githubusercontent.com/mrc-ide/global-lmic-reports/master/AFG/projections.csv
https://raw.githubusercontent.com/mrc-ide/global-lmic-reports/master/AFG/projections.csv
https://raw.githubusercontent.com/mrc-ide/global-lmic-reports/master/AFG/projections.csv
https://raw.githubusercontent.com/mrc-ide/global-lmic-reports/master/AFG/projections.csv
https://raw.githubusercontent.com/mrc-ide/global-lmic-reports/master/AFG/projections.csv
https://raw.githubusercontent.com/mrc-ide/global-lmic-reports/master/AFG/projections.csv
https://raw.githubusercontent.com/mrc-ide/global-lmic-reports/master/AFG/projections.csv
https://raw.githubusercontent.com/mrc-ide/global-lmic-reports/master/AFG/projections.csv
https://raw.githubusercontent.com/mrc-ide/global-lmic-reports/master/AFG/projections.csv
https://raw.githubusercontent.com/mrc-ide/global-lmic-reports/master/AFG/projections.csv
https://raw.githubusercontent.com/mrc-ide/global-lmic-reports/master/AFG/projections.csv
https://raw.githubusercontent.com/mrc-ide/global-lmic-reports/master/AFG/projections.csv
https://raw.githubusercontent.com/mrc-ide/global-lmic-reports/master/AFG/projections.csv
https://raw.githubusercontent.com/mrc-ide/global-lmic-reports/master/AFG/projections.csv
https://raw.githubusercontent.com/mrc-ide/global-lmic-reports/master/AFG/projections.csv
https://raw.githubusercontent.com/mrc-ide/global-lmic-reports/master/AFG/projections.csv
https://raw.githubusercontent.com/mrc-ide/global-lmic-reports/master/AFG/projections.csv
https://raw.githubusercontent.com/mrc-ide/global-lmic-reports/master/AFG/projections.csv
https://raw.githubusercontent.com/mrc-ide/global-lmic-reports/master/AFG/projections.csv
https://raw.githubusercontent.com/mrc-ide/global-lmic-reports/master/AFG/projections.csv
https://raw.githubusercontent.com/mrc-ide/global-lmic-reports/master/AFG/projections.csv
https://raw.githubusercontent.com/mrc-ide/global-lmic-reports/master/AFG/projections.csv
https://raw.githubusercontent.com/mrc-ide/global-lmic-reports/master/AFG/projections.csv
https://raw.githubusercontent.com/mrc-ide/global-lmic-reports/master/AFG/projections.csv
https://raw.githubusercontent.com/mrc-ide/global-lmic-reports/master/AFG/projections.csv
https://raw.githubusercontent.com/mrc-ide/global-lmic-reports/master/AFG/projections.csv
https://raw.githubusercontent.com/mrc-ide/global-lmic-reports/master/AFG/projections.csv
https://raw.githubusercontent.com/mrc-ide/global-lmic-reports/master/AFG/projections.csv
https://raw.githubusercontent.com/mrc-ide/global-lmic-reports/master/AFG/projections.csv
https://raw.githubusercontent.com/mrc-ide/global-lmic-reports/master/AFG/projections.csv
https://raw.githubusercontent.com/mrc-ide/global-lmic-reports/master/AFG/projections.csv
https://raw.githubusercontent.com/mrc-ide/global-lmic-reports/master/AFG/projections.csv
https://raw.githubusercontent.com/mrc-ide/global-lmic-reports/master/AFG/projections.csv
https://raw.githubusercontent.com/mrc-ide/global-lmic-reports/master/AFG/projections.csv
https://raw.githubusercontent.com/mrc-ide/global-lmic-reports/master/AFG/projections.csv
https://raw.githubusercontent.com/mrc-ide/global-lmic-reports/master/AFG/projections.csv
https://raw.githubusercontent.com/mrc-ide/global-lmic-reports/master/AFG/projections.csv
https://raw.githubusercontent.com/mrc-ide/global-lmic-reports/master/AFG/projections.csv
https://raw.githubusercontent.com/mrc-ide/global-lmic-reports/master/AFG/projections.csv
https://raw.githubusercontent.com/mrc-ide/global-lmic-reports/master/AFG/projections.csv
https://raw.githubusercontent.com/mrc-ide/global-lmic-reports/master/AFG/projections.csv
https://raw.githubusercontent.com/mrc-ide/global-lmic-reports/master/AFG/projections.csv
https://raw.githubusercontent.com/mrc-ide/global-lmic-reports/master/AFG/projections.csv
https://raw.githubusercontent.com/mrc-ide/global-lmic-reports/master/AFG/projections.csv
https://raw.githubusercontent.com/mrc-ide/global-lmic-reports/master/AFG/projections.csv
https://raw.githubusercontent.com/mrc-ide/global-lmic-reports/master/AFG/projections.csv
https://raw.githubusercontent.com/mrc-ide/global-lmic-reports/master/AFG/projections.csv
https://raw.githubusercontent.com/mrc-ide/global-lmic-reports/master/AFG/projections.csv
https://raw.githubusercontent.com/mrc-ide/global-lmic-reports/master/AFG/projections.csv
https://raw.githubusercontent.com/mrc-ide/global-lmic-reports/master/AFG/projections.csv
https://raw.githubusercontent.com/mrc-ide/global-lmic-reports/master/AFG/projections.csv
https://raw.githubusercontent.com/mrc-ide/global-lmic-reports/master/AFG/projections.csv
https://raw.githubusercontent.com/mrc-ide/global-lmic-reports/master/AFG/projections.csv
https://raw.githubusercontent.com/mrc-ide/global-lmic-reports/master/AFG/projections.csv
https://raw.githubusercontent.com/mrc-ide/global-lmic-reports/master/AFG/projections.csv
https://raw.githubusercontent.com/mrc-ide/global-lmic-reports/master/AFG/projections.csv
https://raw.githubusercontent.com/mrc-ide/global-lmic-reports/master/AFG/projections.csv
https://raw.githubusercontent.com/mrc-ide/global-lmic-reports/master/AFG/projections.csv
https://raw.githubusercontent.com/mrc-ide/global-lmic-reports/master/AFG/projections.csv
https://raw.githubusercontent.com/mrc-ide/global-lmic-reports/master/AFG/projections.csv
https://raw.githubusercontent.com/mrc-ide/global-lmic-reports/master/AFG/projections.csv
https://raw.githubusercontent.com/mrc-ide/global-lmic-reports/master/AFG/projections.csv
https://raw.githubusercontent.com/mrc-ide/global-lmic-reports/master/AFG/projections.csv
https://raw.githubusercontent.com/mrc-ide/global-lmic-reports/master/AFG/projections.csv
https://raw.githubusercontent.com/mrc-ide/global-lmic-reports/master/AFG/projections.csv
https://raw.githubusercontent.com/mrc-ide/global-lmic-reports/master/AFG/projections.csv
https://raw.githubusercontent.com/mrc-ide/global-lmic-reports/master/AFG/projections.csv
https://raw.githubusercontent.com/mrc-ide/global-lmic-reports/master/AFG/projections.csv
https://raw.githubusercontent.com/mrc-ide/global-lmic-reports/master/AFG/projections.csv
https://raw.githubusercontent.com/mrc-ide/global-lmic-reports/master/AFG/projections.csv
https://raw.githubusercontent.com/mrc-ide/global-lmic-reports/master/AFG/projections.csv
https://raw.githubusercontent.com/mrc-ide/global-lmic-reports/master/AFG/projections.csv
https://raw.githubusercontent.com/mrc-ide/global-lmic-reports/master/AFG/projections.csv
https://raw.githubusercontent.com/mrc-ide/global-lmic-reports/master/AFG/projections.csv
https://raw.githubusercontent.com/mrc-ide/global-lmic-reports/master/AFG/projections.csv
https://raw.githubusercontent.com/mrc-ide/global-lmic-reports/master/AFG/projections.csv
https://raw.githubusercontent.com/mrc-ide/global-lmic-reports/master/AFG/projections.csv
https://raw.githubusercontent.com/mrc-ide/global-lmic-reports/master/AFG/projections.csv
https://raw.githubusercontent.com/mrc-ide/global-lmic-reports/master/AFG/projections.csv
https://raw.githubusercontent.com/mrc-ide/global-lmic-reports/master/AFG/projections.csv
https://raw.githubusercontent.com/mrc-ide/global-lmic-reports/master/AFG/projections.csv
https://raw.githubusercontent.com/mrc-ide/global-lmic-reports/master/AFG/projections.csv
https://raw.githubusercontent.com/mrc-ide/global-lmic-reports/master/AFG/projections.csv
https://raw.githubusercontent.com/mrc-ide/global-lmic-reports/master/AFG/projections.csv
https://raw.githubusercontent.com/mrc-ide/global-lmic-reports/master/AFG/projections.csv
https://raw.githubusercontent.com/mrc-ide/global-lmic-reports/master/AFG/projections.csv
https://raw.githubusercontent.com/mrc-ide/global-lmic-reports/master/AFG/projections.csv
https://raw.githubusercontent.com/mrc-ide/global-lmic-reports/master/AFG/projections.csv
https://raw.githubusercontent.com/mrc-ide/global-lmic-reports/master/AFG/projections.csv
https://raw.githubusercontent.com/mrc-ide/global-lmic-reports/master/AFG/projections.csv
https://raw.githubusercontent.com/mrc-ide/global-lmic-reports/master/AFG/projections.csv
https://raw.githubusercontent.com/mrc-ide/global-lmic-reports/master/AFG/projections.csv
https://raw.githubusercontent.com/mrc-ide/global-lmic-reports/master/AFG/projections.csv
https://raw.githubusercontent.com/mrc-ide/global-lmic-reports/master/AFG/projections.csv
https://raw.githubusercontent.com/mrc-ide/global-lmic-reports/master/AFG/projections.csv
https://raw.githubusercontent.com/mrc-ide/global-lmic-reports/master/AFG/projections.csv
https://raw.githubusercontent.com/mrc-ide/global-lmic-reports/master/AFG/projections.csv
https://raw.githubusercontent.com/mrc-ide/global-lmic-reports/master/AFG/projections.csv
https://raw.githubusercontent.com/mrc-ide/global-lmic-reports/master/AFG/projections.csv
https://raw.githubusercontent.com/mrc-ide/global-lmic-reports/master/AFG/projections.csv
https://raw.githubusercontent.com/mrc-ide/global-lmic-reports/master/AFG/projections.csv
https://raw.githubusercontent.com/mrc-ide/global-lmic-reports/master/AFG/projections.csv
https://raw.githubusercontent.com/mrc-ide/global-lmic-reports/master/AFG/projections.csv
https://raw.githubusercontent.com/mrc-ide/global-lmic-reports/master/AFG/projections.csv
https://raw.githubusercontent.com/mrc-ide/global-lmic-reports/master/AFG/projections.csv
https://raw.githubusercontent.com/mrc-ide/global-lmic-reports/master/AFG/projections.csv
https://raw.githubusercontent.com/mrc-ide/global-lmic-reports/master/AFG/projections.csv
https://raw.githubusercontent.com/mrc-ide/global-lmic-reports/master/AFG/projections.csv
https://raw.githubusercontent.com/mrc-ide/global-lmic-reports/master/AFG/projections.csv
https://raw.githubusercontent.com/mrc-ide/global-lmic-reports/master/AFG/projections.csv
https://raw.githubusercontent.com/mrc-ide/global-lmic-reports/master/AFG/projections.csv
https://raw.githubusercontent.com/mrc-ide/global-lmic-reports/master/AFG/projections.csv
https://raw.githubusercontent.com/mrc-ide/global-lmic-reports/master/AFG/projections.csv
https://raw.githubusercontent.com/mrc-ide/global-lmic-reports/master/AFG/projections.csv
https://raw.githubusercontent.com/mrc-ide/global-lmic-reports/master/AFG/projections.csv
https://raw.githubusercontent.com/mrc-ide/global-lmic-reports/master/AFG/projections.csv
https://raw.githubusercontent.com/mrc-ide/global-lmic-reports/master/AFG/projections.csv
https://raw.githubusercontent.com/mrc-ide/global-lmic-reports/master/AFG/projections.csv
https://raw.githubusercontent.com/mrc-ide/global-lmic-reports/master/AFG/projections.csv
https://raw.githubusercontent.com/mrc-ide/global-lmic-reports/master/AFG/projections.csv
https://raw.githubusercontent.com/mrc-ide/global-lmic-reports/master/AFG/projections.csv
https://raw.githubusercontent.com/mrc-ide/global-lmic-reports/master/AFG/projections.csv
https://raw.githubusercontent.com/mrc-ide/global-lmic-reports/master/AFG/projections.csv
https://raw.githubusercontent.com/mrc-ide/global-lmic-reports/master/AFG/projections.csv
https://raw.githubusercontent.com/mrc-ide/global-lmic-reports/master/AFG/projections.csv
https://raw.githubusercontent.com/mrc-ide/global-lmic-reports/master/AFG/projections.csv
https://raw.githubusercontent.com/mrc-ide/global-lmic-reports/master/AFG/projections.csv
https://raw.githubusercontent.com/mrc-ide/global-lmic-reports/master/AFG/projections.csv
https://raw.githubusercontent.com/mrc-ide/global-lmic-reports/master/AFG/projections.csv
https://raw.githubusercontent.com/mrc-ide/global-lmic-reports/master/AFG/projections.csv
https://raw.githubusercontent.com/mrc-ide/global-lmic-reports/master/AFG/projections.csv
https://raw.githubusercontent.com/mrc-ide/global-lmic-reports/master/AFG/projections.csv
https://raw.githubusercontent.com/mrc-ide/global-lmic-reports/master/AFG/projections.csv
https://raw.githubusercontent.com/mrc-ide/global-lmic-reports/master/AFG/projections.csv
https://raw.githubusercontent.com/mrc-ide/global-lmic-reports/master/AFG/projections.csv
https://raw.githubusercontent.com/mrc-ide/global-lmic-reports/master/AFG/projections.csv
https://raw.githubusercontent.com/mrc-ide/global-lmic-reports/master/AFG/projections.csv
https://raw.githubusercontent.com/mrc-ide/global-lmic-reports/master/AFG/projections.csv
https://raw.githubusercontent.com/mrc-ide/global-lmic-reports/master/AFG/projections.csv
https://raw.githubusercontent.com/mrc-ide/global-lmic-reports/master/AFG/projections.csv
https://raw.githubusercontent.com/mrc-ide/global-lmic-reports/master/AFG/projections.csv
https://raw.githubusercontent.com/mrc-ide/global-lmic-reports/master/AFG/projections.csv
https://raw.githubusercontent.com/mrc-ide/global-lmic-reports/master/AFG/projections.csv
https://raw.githubusercontent.com/mrc-ide/global-lmic-reports/master/AFG/projections.csv
https://raw.githubusercontent.com/mrc-ide/global-lmic-reports/master/AFG/projections.csv
https://raw.githubusercontent.com/mrc-ide/global-lmic-reports/master/AFG/projections.csv
https://raw.githubusercontent.com/mrc-ide/global-lmic-reports/master/AFG/projections.csv
https://raw.githubusercontent.com/mrc-ide/global-lmic-reports/master/AFG/projections.csv
https://raw.githubusercontent.com/mrc-ide/global-lmic-reports/master/AFG/projections.csv
https://raw.githubusercontent.com/mrc-ide/global-lmic-reports/master/AFG/projections.csv
https://raw.githubusercontent.com/mrc-ide/global-lmic-reports/master/AFG/projections.csv
https://raw.githubusercontent.com/mrc-ide/global-lmic-reports/master/AFG/projections.csv
https://raw.githubusercontent.com/mrc-ide/global-lmic-reports/master/AFG/projections.csv
https://raw.githubusercontent.com/mrc-ide/global-lmic-reports/master/AFG/projections.csv
https://raw.githubusercontent.com/mrc-ide/global-lmic-reports/master/AFG/projections.csv
https://raw.githubusercontent.com/mrc-ide/global-lmic-reports/master/AFG/projections.csv
https://raw.githubusercontent.com/mrc-ide/global-lmic-reports/master/AFG/projections.csv
https://raw.githubusercontent.com/mrc-ide/global-lmic-reports/master/AFG/projections.csv
https://raw.githubusercontent.com/mrc-ide/global-lmic-reports/master/AFG/projections.csv
https://raw.githubusercontent.com/mrc-ide/global-lmic-reports/master/AFG/projections.csv
https://raw.githubusercontent.com/mrc-ide/global-lmic-reports/master/AFG/projections.csv
https://raw.githubusercontent.com/mrc-ide/global-lmic-reports/master/AFG/projections.csv
https://raw.githubusercontent.com/mrc-ide/global-lmic-reports/master/AFG/projections.csv
https://raw.githubusercontent.com/mrc-ide/global-lmic-reports/master/AFG/projections.csv
https://raw.githubusercontent.com/mrc-ide/global-lmic-reports/master/AFG/projections.csv
https://raw.githubusercontent.com/mrc-ide/global-lmic-reports/master/AFG/projections.csv
https://raw.githubusercontent.com/mrc-ide/global-lmic-reports/master/AFG/projections.csv
https://raw.githubusercontent.com/mrc-ide/global-lmic-reports/master/AFG/projections.csv
https://raw.githubusercontent.com/mrc-ide/global-lmic-reports/master/AFG/projections.csv
https://raw.githubusercontent.com/mrc-ide/global-lmic-reports/master/AFG/projections.csv
https://raw.githubusercontent.com/mrc-ide/global-lmic-reports/master/AFG/projections.csv
https://raw.githubusercontent.com/mrc-ide/global-lmic-reports/master/AFG/projections.csv
https://raw.githubusercontent.com/mrc-ide/global-lmic-reports/master/AFG/projections.csv
https://raw.githubusercontent.com/mrc-ide/global-lmic-reports/master/AFG/projections.csv
https://raw.githubusercontent.com/mrc-ide/global-lmic-reports/master/AFG/projections.csv
https://raw.githubusercontent.com/mrc-ide/global-lmic-reports/master/AFG/projections.csv
https://raw.githubusercontent.com/mrc-ide/global-lmic-reports/master/AFG/projections.csv
https://raw.githubusercontent.com/mrc-ide/global-lmic-reports/master/AFG/projections.csv
https://raw.githubusercontent.com/mrc-ide/global-lmic-reports/master/AFG/projections.csv
https://raw.githubusercontent.com/mrc-ide/global-lmic-reports/master/AFG/projections.csv
https://raw.githubusercontent.com/mrc-ide/global-lmic-reports/master/AFG/projections.csv
https://raw.githubusercontent.com/mrc-ide/global-lmic-reports/master/AFG/projections.csv
https://raw.githubusercontent.com/mrc-ide/global-lmic-reports/master/AFG/projections.csv
https://raw.githubusercontent.com/mrc-ide/global-lmic-reports/master/AFG/projections.csv
https://raw.githubusercontent.com/mrc-ide/global-lmic-reports/master/AFG/projections.csv
https://raw.githubusercontent.com/mrc-ide/global-lmic-reports/master/AFG/projections.csv
https://raw.githubusercontent.com/mrc-ide/global-lmic-reports/master/AFG/projections.csv
https://raw.githubusercontent.com/mrc-ide/global-lmic-reports/master/AFG/projections.csv
https://raw.githubusercontent.com/mrc-ide/global-lmic-reports/master/AFG/projections.csv
https://raw.githubusercontent.com/mrc-ide/global-lmic-reports/master/AFG/projections.csv
https://raw.githubusercontent.com/mrc-ide/global-lmic-reports/master/AFG/projections.csv
https://raw.githubusercontent.com/mrc-ide/global-lmic-reports/master/AFG/projections.csv
https://raw.githubusercontent.com/mrc-ide/global-lmic-reports/master/AFG/projections.csv
https://raw.githubusercontent.com/mrc-ide/global-lmic-reports/master/AFG/projections.csv
https://raw.githubusercontent.com/mrc-ide/global-lmic-reports/master/AFG/projections.csv
https://raw.githubusercontent.com/mrc-ide/global-lmic-reports/master/AFG/projections.csv
https://raw.githubusercontent.com/mrc-ide/global-lmic-reports/master/AFG/projections.csv
https://raw.githubusercontent.com/mrc-ide/global-lmic-reports/master/AFG/projections.csv
https://raw.githubusercontent.com/mrc-ide/global-lmic-reports/master/AFG/projections.csv
https://raw.githubusercontent.com/mrc-ide/global-lmic-reports/master/AFG/projections.csv
https://raw.githubusercontent.com/mrc-ide/global-lmic-reports/master/AFG/projections.csv
https://raw.githubusercontent.com/mrc-ide/global-lmic-reports/master/AFG/projections.csv
https://raw.githubusercontent.com/mrc-ide/global-lmic-reports/master/AFG/projections.csv
https://raw.githubusercontent.com/mrc-ide/global-lmic-reports/master/AFG/projections.csv
https://raw.githubusercontent.com/mrc-ide/global-lmic-reports/master/AFG/projections.csv
https://raw.githubusercontent.com/mrc-ide/global-lmic-reports/master/AFG/projections.csv
https://raw.githubusercontent.com/mrc-ide/global-lmic-reports/master/AFG/projections.csv
https://raw.githubusercontent.com/mrc-ide/global-lmic-reports/master/AFG/projections.csv
https://raw.githubusercontent.com/mrc-ide/global-lmic-reports/master/AFG/projections.csv
https://raw.githubusercontent.com/mrc-ide/global-lmic-reports/master/AFG/projections.csv
https://raw.githubusercontent.com/mrc-ide/global-lmic-reports/master/AFG/projections.csv
https://raw.githubusercontent.com/mrc-ide/global-lmic-reports/master/AFG/projections.csv
https://raw.githubusercontent.com/mrc-ide/global-lmic-reports/master/AFG/projections.csv
https://raw.githubusercontent.com/mrc-ide/global-lmic-reports/master/AFG/projections.csv
https://raw.githubusercontent.com/mrc-ide/global-lmic-reports/master/AFG/projections.csv
https://raw.githubusercontent.com/mrc-ide/global-lmic-reports/master/AFG/projections.csv
https://raw.githubusercontent.com/mrc-ide/global-lmic-reports/master/AFG/projections.csv
https://raw.githubusercontent.com/mrc-ide/global-lmic-reports/master/AFG/projections.csv
https://raw.githubusercontent.com/mrc-ide/global-lmic-reports/master/AFG/projections.csv
https://raw.githubusercontent.com/mrc-ide/global-lmic-reports/master/AFG/projections.csv
https://raw.githubusercontent.com/mrc-ide/global-lmic-reports/master/AFG/projections.csv
https://raw.githubusercontent.com/mrc-ide/global-lmic-reports/master/AFG/projections.csv
https://raw.githubusercontent.com/mrc-ide/global-lmic-reports/master/AFG/projections.csv
https://raw.githubusercontent.com/mrc-ide/global-lmic-reports/master/AFG/projections.csv
https://raw.githubusercontent.com/mrc-ide/global-lmic-reports/master/AFG/projections.csv
https://raw.githubusercontent.com/mrc-ide/global-lmic-reports/master/AFG/projections.csv
https://raw.githubusercontent.com/mrc-ide/global-lmic-reports/master/AFG/projections.csv
https://raw.githubusercontent.com/mrc-ide/global-lmic-reports/master/AFG/projections.csv
https://raw.githubusercontent.com/mrc-ide/global-lmic-reports/master/AFG/projections.csv
https://raw.githubusercontent.com/mrc-ide/global-lmic-reports/master/AFG/projections.csv
https://raw.githubusercontent.com/mrc-ide/global-lmic-reports/master/AFG/projections.csv
https://raw.githubusercontent.com/mrc-ide/global-lmic-reports/master/AFG/projections.csv
https://raw.githubusercontent.com/mrc-ide/global-lmic-reports/master/AFG/projections.csv
https://raw.githubusercontent.com/mrc-ide/global-lmic-reports/master/AFG/projections.csv
https://raw.githubusercontent.com/mrc-ide/global-lmic-reports/master/AFG/projections.csv
https://raw.githubusercontent.com/mrc-ide/global-lmic-reports/master/AFG/projections.csv
https://raw.githubusercontent.com/mrc-ide/global-lmic-reports/master/AFG/projections.csv
https://raw.githubusercontent.com/mrc-ide/global-lmic-reports/master/AFG/projections.csv
https://raw.githubusercontent.com/mrc-ide/global-lmic-reports/master/AFG/projections.csv
https://raw.githubusercontent.com/mrc-ide/global-lmic-reports/master/AFG/projections.csv
https://raw.githubusercontent.com/mrc-ide/global-lmic-reports/master/AFG/projections.csv
https://raw.githubusercontent.com/mrc-ide/global-lmic-reports/master/AFG/projections.csv
https://raw.githubusercontent.com/mrc-ide/global-lmic-reports/master/AFG/projections.csv
https://raw.githubusercontent.com/mrc-ide/global-lmic-reports/master/AFG/projections.csv
https://raw.githubusercontent.com/mrc-ide/global-lmic-reports/master/AFG/projections.csv
https://raw.githubusercontent.com/mrc-ide/global-lmic-reports/master/AFG/projections.csv
https://raw.githubusercontent.com/mrc-ide/global-lmic-reports/master/AFG/projections.csv
https://raw.githubusercontent.com/mrc-ide/global-lmic-reports/master/AFG/projections.csv
https://raw.githubusercontent.com/mrc-ide/global-lmic-reports/master/AFG/projections.csv
https://raw.githubusercontent.com/mrc-ide/global-lmic-reports/master/AFG/projections.csv
https://raw.githubusercontent.com/mrc-ide/global-lmic-reports/master/AFG/projections.csv
https://raw.githubusercontent.com/mrc-ide/global-lmic-reports/master/AFG/projections.csv
https://raw.githubusercontent.com/mrc-ide/global-lmic-reports/master/AFG/projections.csv
https://raw.githubusercontent.com/mrc-ide/global-lmic-reports/master/AFG/projections.csv
https://raw.githubusercontent.com/mrc-ide/global-lmic-reports/master/AFG/projections.csv
https://raw.githubusercontent.com/mrc-ide/global-lmic-reports/master/AFG/projections.csv
https://raw.githubusercontent.com/mrc-ide/global-lmic-reports/master/AFG/projections.csv
https://raw.githubusercontent.com/mrc-ide/global-lmic-reports/master/AFG/projections.csv
https://raw.githubusercontent.com/mrc-ide/global-lmic-reports/master/AFG/projections.csv
https://raw.githubusercontent.com/mrc-ide/global-lmic-reports/master/AFG/projections.csv
https://raw.githubusercontent.com/mrc-ide/global-lmic-reports/master/AFG/projections.csv
https://raw.githubusercontent.com/mrc-ide/global-lmic-reports/master/AFG/projections.csv
https://raw.githubusercontent.com/mrc-ide/global-lmic-reports/master/AFG/projections.csv
https://raw.githubusercontent.com/mrc-ide/global-lmic-reports/master/AFG/projections.csv
https://raw.githubusercontent.com/mrc-ide/global-lmic-reports/master/AFG/projections.csv
https://raw.githubusercontent.com/mrc-ide/global-lmic-reports/master/AFG/projections.csv
https://raw.githubusercontent.com/mrc-ide/global-lmic-reports/master/AFG/projections.csv
https://raw.githubusercontent.com/mrc-ide/global-lmic-reports/master/AFG/projections.csv
https://raw.githubusercontent.com/mrc-ide/global-lmic-reports/master/AFG/projections.csv
https://raw.githubusercontent.com/mrc-ide/global-lmic-reports/master/AFG/projections.csv
https://raw.githubusercontent.com/mrc-ide/global-lmic-reports/master/AFG/projections.csv
https://raw.githubusercontent.com/mrc-ide/global-lmic-reports/master/AFG/projections.csv
https://raw.githubusercontent.com/mrc-ide/global-lmic-reports/master/AFG/projections.csv
https://raw.githubusercontent.com/mrc-ide/global-lmic-reports/master/AFG/projections.csv
https://raw.githubusercontent.com/mrc-ide/global-lmic-reports/master/AFG/projections.csv
https://raw.githubusercontent.com/mrc-ide/global-lmic-reports/master/AFG/projections.csv
https://raw.githubusercontent.com/mrc-ide/global-lmic-reports/master/AFG/projections.csv
https://raw.githubusercontent.com/mrc-ide/global-lmic-reports/master/AFG/projections.csv
https://raw.githubusercontent.com/mrc-ide/global-lmic-reports/master/AFG/projections.csv
https://raw.githubusercontent.com/mrc-ide/global-lmic-reports/master/AFG/projections.csv
https://raw.githubusercontent.com/mrc-ide/global-lmic-reports/master/AFG/projections.csv
https://raw.githubusercontent.com/mrc-ide/global-lmic-reports/master/AFG/projections.csv
https://raw.githubusercontent.com/mrc-ide/global-lmic-reports/master/AFG/projections.csv
https://raw.githubusercontent.com/mrc-ide/global-lmic-reports/master/AFG/projections.csv
https://raw.githubusercontent.com/mrc-ide/global-lmic-reports/master/AFG/projections.csv
https://raw.githubusercontent.com/mrc-ide/global-lmic-reports/master/AFG/projections.csv
https://raw.githubusercontent.com/mrc-ide/global-lmic-reports/master/AFG/projections.csv
https://raw.githubusercontent.com/mrc-ide/global-lmic-reports/master/AFG/projections.csv
https://raw.githubusercontent.com/mrc-ide/global-lmic-reports/master/AFG/projections.csv
https://raw.githubusercontent.com/mrc-ide/global-lmic-reports/master/AFG/projections.csv
https://raw.githubusercontent.com/mrc-ide/global-lmic-reports/master/AFG/projections.csv
https://raw.githubusercontent.com/mrc-ide/global-lmic-reports/master/AFG/projections.csv
https://raw.githubusercontent.com/mrc-ide/global-lmic-reports/master/AFG/projections.csv
https://raw.githubusercontent.com/mrc-ide/global-lmic-reports/master/AFG/projections.csv
https://raw.githubusercontent.com/mrc-ide/global-lmic-reports/master/AFG/projections.csv
https://raw.githubusercontent.com/mrc-ide/global-lmic-reports/master/AFG/projections.csv
https://raw.githubusercontent.com/mrc-ide/global-lmic-reports/master/AFG/projections.csv
https://raw.githubusercontent.com/mrc-ide/global-lmic-reports/master/AFG/projections.csv
https://raw.githubusercontent.com/mrc-ide/global-lmic-reports/master/AFG/projections.csv
https://raw.githubusercontent.com/mrc-ide/global-lmic-reports/master/AFG/projections.csv
https://raw.githubusercontent.com/mrc-ide/global-lmic-reports/master/AFG/projections.csv
https://raw.githubusercontent.com/mrc-ide/global-lmic-reports/master/AFG/projections.csv
https://raw.githubusercontent.com/mrc-ide/global-lmic-reports/master/AFG/projections.csv
https://raw.githubusercontent.com/mrc-ide/global-lmic-reports/master/AFG/projections.csv
https://raw.githubusercontent.com/mrc-ide/global-lmic-reports/master/AFG/projections.csv
https://raw.githubusercontent.com/mrc-ide/global-lmic-reports/master/AFG/projections.csv
https://raw.githubusercontent.com/mrc-ide/global-lmic-reports/master/AFG/projections.csv
https://raw.githubusercontent.com/mrc-ide/global-lmic-reports/master/AFG/projections.csv
https://raw.githubusercontent.com/mrc-ide/global-lmic-reports/master/AFG/projections.csv
https://raw.githubusercontent.com/mrc-ide/global-lmic-reports/master/AFG/projections.csv
https://raw.githubusercontent.com/mrc-ide/global-lmic-reports/master/AFG/projections.csv
https://raw.githubusercontent.com/mrc-ide/global-lmic-reports/master/AFG/projections.csv
https://raw.githubusercontent.com/mrc-ide/global-lmic-reports/master/AFG/projections.csv
https://raw.githubusercontent.com/mrc-ide/global-lmic-reports/master/AFG/projections.csv
https://raw.githubusercontent.com/mrc-ide/global-lmic-reports/master/AFG/projections.csv
https://raw.githubusercontent.com/mrc-ide/global-lmic-reports/master/AFG/projections.csv
https://raw.githubusercontent.com/mrc-ide/global-lmic-reports/master/AFG/projections.csv
https://raw.githubusercontent.com/mrc-ide/global-lmic-reports/master/AFG/projections.csv
https://raw.githubusercontent.com/mrc-ide/global-lmic-reports/master/AFG/projections.csv
https://raw.githubusercontent.com/mrc-ide/global-lmic-reports/master/AFG/projections.csv
https://raw.githubusercontent.com/mrc-ide/global-lmic-reports/master/AFG/projections.csv
https://raw.githubusercontent.com/mrc-ide/global-lmic-reports/master/AFG/projections.csv
https://raw.githubusercontent.com/mrc-ide/global-lmic-reports/master/AFG/projections.csv
https://raw.githubusercontent.com/mrc-ide/global-lmic-reports/master/AFG/projections.csv
https://raw.githubusercontent.com/mrc-ide/global-lmic-reports/master/AFG/projections.csv
https://raw.githubusercontent.com/mrc-ide/global-lmic-reports/master/AFG/projections.csv
https://raw.githubusercontent.com/mrc-ide/global-lmic-reports/master/AFG/projections.csv
https://raw.githubusercontent.com/mrc-ide/global-lmic-reports/master/AFG/projections.csv
https://raw.githubusercontent.com/mrc-ide/global-lmic-reports/master/AFG/projections.csv
https://raw.githubusercontent.com/mrc-ide/global-lmic-reports/master/AFG/projections.csv
https://raw.githubusercontent.com/mrc-ide/global-lmic-reports/master/AFG/projections.csv
https://raw.githubusercontent.com/mrc-ide/global-lmic-reports/master/AFG/projections.csv
https://raw.githubusercontent.com/mrc-ide/global-lmic-reports/master/AFG/projections.csv
https://raw.githubusercontent.com/mrc-ide/global-lmic-reports/master/AFG/projections.csv
https://raw.githubusercontent.com/mrc-ide/global-lmic-reports/master/AFG/projections.csv
https://raw.githubusercontent.com/mrc-ide/global-lmic-reports/master/AFG/projections.csv
https://raw.githubusercontent.com/mrc-ide/global-lmic-reports/master/AFG/projections.csv
https://raw.githubusercontent.com/mrc-ide/global-lmic-reports/master/AFG/projections.csv
https://raw.githubusercontent.com/mrc-ide/global-lmic-reports/master/AFG/projections.csv
https://raw.githubusercontent.com/mrc-ide/global-lmic-reports/master/AFG/projections.csv
https://raw.githubusercontent.com/mrc-ide/global-lmic-reports/master/AFG/projections.csv
https://raw.githubusercontent.com/mrc-ide/global-lmic-reports/master/AFG/projections.csv
https://raw.githubusercontent.com/mrc-ide/global-lmic-reports/master/AFG/projections.csv
https://raw.githubusercontent.com/mrc-ide/global-lmic-reports/master/AFG/projections.csv
https://raw.githubusercontent.com/mrc-ide/global-lmic-reports/master/AFG/projections.csv
https://raw.githubusercontent.com/mrc-ide/global-lmic-reports/master/AFG/projections.csv
https://raw.githubusercontent.com/mrc-ide/global-lmic-reports/master/AFG/projections.csv
https://raw.githubusercontent.com/mrc-ide/global-lmic-reports/master/AFG/projections.csv
https://raw.githubusercontent.com/mrc-ide/global-lmic-reports/master/AFG/projections.csv
https://raw.githubusercontent.com/mrc-ide/global-lmic-reports/master/AFG/projections.csv
https://raw.githubusercontent.com/mrc-ide/global-lmic-reports/master/AFG/projections.csv
https://raw.githubusercontent.com/mrc-ide/global-lmic-reports/master/AFG/projections.csv
https://raw.githubusercontent.com/mrc-ide/global-lmic-reports/master/AFG/projections.csv
https://raw.githubusercontent.com/mrc-ide/global-lmic-reports/master/AFG/projections.csv
https://raw.githubusercontent.com/mrc-ide/global-lmic-reports/master/AFG/projections.csv
https://raw.githubusercontent.com/mrc-ide/global-lmic-reports/master/AFG/projections.csv
https://raw.githubusercontent.com/mrc-ide/global-lmic-reports/master/AFG/projections.csv
https://raw.githubusercontent.com/mrc-ide/global-lmic-reports/master/AFG/projections.csv
https://raw.githubusercontent.com/mrc-ide/global-lmic-reports/master/AFG/projections.csv
https://raw.githubusercontent.com/mrc-ide/global-lmic-reports/master/AFG/projections.csv
https://raw.githubusercontent.com/mrc-ide/global-lmic-reports/master/AFG/projections.csv
https://raw.githubusercontent.com/mrc-ide/global-lmic-reports/master/AFG/projections.csv
https://raw.githubusercontent.com/mrc-ide/global-lmic-reports/master/AFG/projections.csv
https://raw.githubusercontent.com/mrc-ide/global-lmic-reports/master/AFG/projections.csv
https://raw.githubusercontent.com/mrc-ide/global-lmic-reports/master/AFG/projections.csv
https://raw.githubusercontent.com/mrc-ide/global-lmic-reports/master/AFG/projections.csv
https://raw.githubusercontent.com/mrc-ide/global-lmic-reports/master/AFG/projections.csv
https://raw.githubusercontent.com/mrc-ide/global-lmic-reports/master/AFG/projections.csv
https://raw.githubusercontent.com/mrc-ide/global-lmic-reports/master/AFG/projections.csv
https://raw.githubusercontent.com/mrc-ide/global-lmic-reports/master/AFG/projections.csv
https://raw.githubusercontent.com/mrc-ide/global-lmic-reports/master/AFG/projections.csv
https://raw.githubusercontent.com/mrc-ide/global-lmic-reports/master/AFG/projections.csv
https://raw.githubusercontent.com/mrc-ide/global-lmic-reports/master/AFG/projections.csv
https://raw.githubusercontent.com/mrc-ide/global-lmic-reports/master/AFG/projections.csv
https://raw.githubusercontent.com/mrc-ide/global-lmic-reports/master/AFG/projections.csv
https://raw.githubusercontent.com/mrc-ide/global-lmic-reports/master/AFG/projections.csv
https://raw.githubusercontent.com/mrc-ide/global-lmic-reports/master/AFG/projections.csv
https://raw.githubusercontent.com/mrc-ide/global-lmic-reports/master/AFG/projections.csv
https://raw.githubusercontent.com/mrc-ide/global-lmic-reports/master/AFG/projections.csv
https://raw.githubusercontent.com/mrc-ide/global-lmic-reports/master/AFG/projections.csv
https://raw.githubusercontent.com/mrc-ide/global-lmic-reports/master/AFG/projections.csv
https://raw.githubusercontent.com/mrc-ide/global-lmic-reports/master/AFG/projections.csv
https://raw.githubusercontent.com/mrc-ide/global-lmic-reports/master/AFG/projections.csv
https://raw.githubusercontent.com/mrc-ide/global-lmic-reports/master/AFG/projections.csv
https://raw.githubusercontent.com/mrc-ide/global-lmic-reports/master/AFG/projections.csv
https://raw.githubusercontent.com/mrc-ide/global-lmic-reports/master/AFG/projections.csv
https://raw.githubusercontent.com/mrc-ide/global-lmic-reports/master/AFG/projections.csv
https://raw.githubusercontent.com/mrc-ide/global-lmic-reports/master/AFG/projections.csv
https://raw.githubusercontent.com/mrc-ide/global-lmic-reports/master/AFG/projections.csv
https://raw.githubusercontent.com/mrc-ide/global-lmic-reports/master/AFG/projections.csv
https://raw.githubusercontent.com/mrc-ide/global-lmic-reports/master/AFG/projections.csv
https://raw.githubusercontent.com/mrc-ide/global-lmic-reports/master/AFG/projections.csv
https://raw.githubusercontent.com/mrc-ide/global-lmic-reports/master/AFG/projections.csv
https://raw.githubusercontent.com/mrc-ide/global-lmic-reports/master/AFG/projections.csv
https://raw.githubusercontent.com/mrc-ide/global-lmic-reports/master/AFG/projections.csv
https://raw.githubusercontent.com/mrc-ide/global-lmic-reports/master/AFG/projections.csv
https://raw.githubusercontent.com/mrc-ide/global-lmic-reports/master/AFG/projections.csv
https://raw.githubusercontent.com/mrc-ide/global-lmic-reports/master/AFG/projections.csv
https://raw.githubusercontent.com/mrc-ide/global-lmic-reports/master/AFG/projections.csv
https://raw.githubusercontent.com/mrc-ide/global-lmic-reports/master/AFG/projections.csv
https://raw.githubusercontent.com/mrc-ide/global-lmic-reports/master/AFG/projections.csv
https://raw.githubusercontent.com/mrc-ide/global-lmic-reports/master/AFG/projections.csv
https://raw.githubusercontent.com/mrc-ide/global-lmic-reports/master/AFG/projections.csv
https://raw.githubusercontent.com/mrc-ide/global-lmic-reports/master/AFG/projections.csv
https://raw.githubusercontent.com/mrc-ide/global-lmic-reports/master/AFG/projections.csv
https://raw.githubusercontent.com/mrc-ide/global-lmic-reports/master/AFG/projections.csv
https://raw.githubusercontent.com/mrc-ide/global-lmic-reports/master/AFG/projections.csv
https://raw.githubusercontent.com/mrc-ide/global-lmic-reports/master/AFG/projections.csv
https://raw.githubusercontent.com/mrc-ide/global-lmic-reports/master/AFG/projections.csv
https://raw.githubusercontent.com/mrc-ide/global-lmic-reports/master/AFG/projections.csv
https://raw.githubusercontent.com/mrc-ide/global-lmic-reports/master/AFG/projections.csv
https://raw.githubusercontent.com/mrc-ide/global-lmic-reports/master/AFG/projections.csv
https://raw.githubusercontent.com/mrc-ide/global-lmic-reports/master/AFG/projections.csv
https://raw.githubusercontent.com/mrc-ide/global-lmic-reports/master/AFG/projections.csv
https://raw.githubusercontent.com/mrc-ide/global-lmic-reports/master/AFG/projections.csv
https://raw.githubusercontent.com/mrc-ide/global-lmic-reports/master/AFG/projections.csv
https://raw.githubusercontent.com/mrc-ide/global-lmic-reports/master/AFG/projections.csv
https://raw.githubusercontent.com/mrc-ide/global-lmic-reports/master/AFG/projections.csv
https://raw.githubusercontent.com/mrc-ide/global-lmic-reports/master/AFG/projections.csv
https://raw.githubusercontent.com/mrc-ide/global-lmic-reports/master/AFG/projections.csv
https://raw.githubusercontent.com/mrc-ide/global-lmic-reports/master/AFG/projections.csv
https://raw.githubusercontent.com/mrc-ide/global-lmic-reports/master/AFG/projections.csv
https://raw.githubusercontent.com/mrc-ide/global-lmic-reports/master/AFG/projections.csv
https://raw.githubusercontent.com/mrc-ide/global-lmic-reports/master/AFG/projections.csv
https://raw.githubusercontent.com/mrc-ide/global-lmic-reports/master/AFG/projections.csv
https://raw.githubusercontent.com/mrc-ide/global-lmic-reports/master/AFG/projections.csv
https://raw.githubusercontent.com/mrc-ide/global-lmic-reports/master/AFG/projections.csv
https://raw.githubusercontent.com/mrc-ide/global-lmic-reports/master/AFG/projections.csv
https://raw.githubusercontent.com/mrc-ide/global-lmic-reports/master/AFG/projections.csv
https://raw.githubusercontent.com/mrc-ide/global-lmic-reports/master/AFG/projections.csv
https://raw.githubusercontent.com/mrc-ide/global-lmic-reports/master/AFG/projections.csv
https://raw.githubusercontent.com/mrc-ide/global-lmic-reports/master/AFG/projections.csv
https://raw.githubusercontent.com/mrc-ide/global-lmic-reports/master/AFG/projections.csv
https://raw.githubusercontent.com/mrc-ide/global-lmic-reports/master/AFG/projections.csv
https://raw.githubusercontent.com/mrc-ide/global-lmic-reports/master/AFG/projections.csv
https://raw.githubusercontent.com/mrc-ide/global-lmic-reports/master/AFG/projections.csv
https://raw.githubusercontent.com/mrc-ide/global-lmic-reports/master/AFG/projections.csv
https://raw.githubusercontent.com/mrc-ide/global-lmic-reports/master/AFG/projections.csv
https://raw.githubusercontent.com/mrc-ide/global-lmic-reports/master/AFG/projections.csv
https://raw.githubusercontent.com/mrc-ide/global-lmic-reports/master/AFG/projections.csv
https://raw.githubusercontent.com/mrc-ide/global-lmic-reports/master/AFG/projections.csv
https://raw.githubusercontent.com/mrc-ide/global-lmic-reports/master/AFG/projections.csv
https://raw.githubusercontent.com/mrc-ide/global-lmic-reports/master/AFG/projections.csv
https://raw.githubusercontent.com/mrc-ide/global-lmic-reports/master/AFG/projections.csv
https://raw.githubusercontent.com/mrc-ide/global-lmic-reports/master/AFG/projections.csv
https://raw.githubusercontent.com/mrc-ide/global-lmic-reports/master/AFG/projections.csv
https://raw.githubusercontent.com/mrc-ide/global-lmic-reports/master/AFG/projections.csv
https://raw.githubusercontent.com/mrc-ide/global-lmic-reports/master/AFG/projections.csv
https://raw.githubusercontent.com/mrc-ide/global-lmic-reports/master/AFG/projections.csv
https://raw.githubusercontent.com/mrc-ide/global-lmic-reports/master/AFG/projections.csv
https://raw.githubusercontent.com/mrc-ide/global-lmic-reports/master/AFG/projections.csv
https://raw.githubusercontent.com/mrc-ide/global-lmic-reports/master/AFG/projections.csv
https://raw.githubusercontent.com/mrc-ide/global-lmic-reports/master/AFG/projections.csv
https://raw.githubusercontent.com/mrc-ide/global-lmic-reports/master/AFG/projections.csv
https://raw.githubusercontent.com/mrc-ide/global-lmic-reports/master/AFG/projections.csv
https://raw.githubusercontent.com/mrc-ide/global-lmic-reports/master/AFG/projections.csv
https://raw.githubusercontent.com/mrc-ide/global-lmic-reports/master/AFG/projections.csv
https://raw.githubusercontent.com/mrc-ide/global-lmic-reports/master/AFG/projections.csv
https://raw.githubusercontent.com/mrc-ide/global-lmic-reports/master/AFG/projections.csv
https://raw.githubusercontent.com/mrc-ide/global-lmic-reports/master/AFG/projections.csv
https://raw.githubusercontent.com/mrc-ide/global-lmic-reports/master/AFG/projections.csv
https://raw.githubusercontent.com/mrc-ide/global-lmic-reports/master/AFG/projections.csv
https://raw.githubusercontent.com/mrc-ide/global-lmic-reports/master/AFG/projections.csv
https://raw.githubusercontent.com/mrc-ide/global-lmic-reports/master/AFG/projections.csv
https://raw.githubusercontent.com/mrc-ide/global-lmic-reports/master/AFG/projections.csv
https://raw.githubusercontent.com/mrc-ide/global-lmic-reports/master/AFG/projections.csv
https://raw.githubusercontent.com/mrc-ide/global-lmic-reports/master/AFG/projections.csv
https://raw.githubusercontent.com/mrc-ide/global-lmic-reports/master/AFG/projections.csv
https://raw.githubusercontent.com/mrc-ide/global-lmic-reports/master/AFG/projections.csv
https://raw.githubusercontent.com/mrc-ide/global-lmic-reports/master/AFG/projections.csv
https://raw.githubusercontent.com/mrc-ide/global-lmic-reports/master/AFG/projections.csv
https://raw.githubusercontent.com/mrc-ide/global-lmic-reports/master/AFG/projections.csv
https://raw.githubusercontent.com/mrc-ide/global-lmic-reports/master/AFG/projections.csv
https://raw.githubusercontent.com/mrc-ide/global-lmic-reports/master/AFG/projections.csv
https://raw.githubusercontent.com/mrc-ide/global-lmic-reports/master/AFG/projections.csv
https://raw.githubusercontent.com/mrc-ide/global-lmic-reports/master/AFG/projections.csv
https://raw.githubusercontent.com/mrc-ide/global-lmic-reports/master/AFG/projections.csv
https://raw.githubusercontent.com/mrc-ide/global-lmic-reports/master/AFG/projections.csv
https://raw.githubusercontent.com/mrc-ide/global-lmic-reports/master/AFG/projections.csv
https://raw.githubusercontent.com/mrc-ide/global-lmic-reports/master/AFG/projections.csv
https://raw.githubusercontent.com/mrc-ide/global-lmic-reports/master/AFG/projections.csv
https://raw.githubusercontent.com/mrc-ide/global-lmic-reports/master/AFG/projections.csv
https://raw.githubusercontent.com/mrc-ide/global-lmic-reports/master/AFG/projections.csv
https://raw.githubusercontent.com/mrc-ide/global-lmic-reports/master/AFG/projections.csv
https://raw.githubusercontent.com/mrc-ide/global-lmic-reports/master/AFG/projections.csv
https://raw.githubusercontent.com/mrc-ide/global-lmic-reports/master/AFG/projections.csv
https://raw.githubusercontent.com/mrc-ide/global-lmic-reports/master/AFG/projections.csv
https://raw.githubusercontent.com/mrc-ide/global-lmic-reports/master/AFG/projections.csv
https://raw.githubusercontent.com/mrc-ide/global-lmic-reports/master/AFG/projections.csv
https://raw.githubusercontent.com/mrc-ide/global-lmic-reports/master/AFG/projections.csv
https://raw.githubusercontent.com/mrc-ide/global-lmic-reports/master/AFG/projections.csv
https://raw.githubusercontent.com/mrc-ide/global-lmic-reports/master/AFG/projections.csv
https://raw.githubusercontent.com/mrc-ide/global-lmic-reports/master/AFG/projections.csv
https://raw.githubusercontent.com/mrc-ide/global-lmic-reports/master/AFG/projections.csv
https://raw.githubusercontent.com/mrc-ide/global-lmic-reports/master/AFG/projections.csv
https://raw.githubusercontent.com/mrc-ide/global-lmic-reports/master/AFG/projections.csv
https://raw.githubusercontent.com/mrc-ide/global-lmic-reports/master/AFG/projections.csv
https://raw.githubusercontent.com/mrc-ide/global-lmic-reports/master/AFG/projections.csv
https://raw.githubusercontent.com/mrc-ide/global-lmic-reports/master/AFG/projections.csv
https://raw.githubusercontent.com/mrc-ide/global-lmic-reports/master/AFG/projections.csv
https://raw.githubusercontent.com/mrc-ide/global-lmic-reports/master/AFG/projections.csv
https://raw.githubusercontent.com/mrc-ide/global-lmic-reports/master/AFG/projections.csv
https://raw.githubusercontent.com/mrc-ide/global-lmic-reports/master/AFG/projections.csv
https://raw.githubusercontent.com/mrc-ide/global-lmic-reports/master/AFG/projections.csv
https://raw.githubusercontent.com/mrc-ide/global-lmic-reports/master/AFG/projections.csv
https://raw.githubusercontent.com/mrc-ide/global-lmic-reports/master/AFG/projections.csv
https://raw.githubusercontent.com/mrc-ide/global-lmic-reports/master/AFG/projections.csv
https://raw.githubusercontent.com/mrc-ide/global-lmic-reports/master/AFG/projections.csv
https://raw.githubusercontent.com/mrc-ide/global-lmic-reports/master/AFG/projections.csv
https://raw.githubusercontent.com/mrc-ide/global-lmic-reports/master/AFG/projections.csv
https://raw.githubusercontent.com/mrc-ide/global-lmic-reports/master/AFG/projections.csv
https://raw.githubusercontent.com/mrc-ide/global-lmic-reports/master/AFG/projections.csv
https://raw.githubusercontent.com/mrc-ide/global-lmic-reports/master/AFG/projections.csv
https://raw.githubusercontent.com/mrc-ide/global-lmic-reports/master/AFG/projections.csv
https://raw.githubusercontent.com/mrc-ide/global-lmic-reports/master/AFG/projections.csv
https://raw.githubusercontent.com/mrc-ide/global-lmic-reports/master/AFG/projections.csv
https://raw.githubusercontent.com/mrc-ide/global-lmic-reports/master/AFG/projections.csv
https://raw.githubusercontent.com/mrc-ide/global-lmic-reports/master/AFG/projections.csv
https://raw.githubusercontent.com/mrc-ide/global-lmic-reports/master/AFG/projections.csv
https://raw.githubusercontent.com/mrc-ide/global-lmic-reports/master/AFG/projections.csv
https://raw.githubusercontent.com/mrc-ide/global-lmic-reports/master/AFG/projections.csv
https://raw.githubusercontent.com/mrc-ide/global-lmic-reports/master/AFG/projections.csv
https://raw.githubusercontent.com/mrc-ide/global-lmic-reports/master/AFG/projections.csv
https://raw.githubusercontent.com/mrc-ide/global-lmic-reports/master/AFG/projections.csv
https://raw.githubusercontent.com/mrc-ide/global-lmic-reports/master/AFG/projections.csv
https://raw.githubusercontent.com/mrc-ide/global-lmic-reports/master/AFG/projections.csv
https://raw.githubusercontent.com/mrc-ide/global-lmic-reports/master/AFG/projections.csv
https://raw.githubusercontent.com/mrc-ide/global-lmic-reports/master/AFG/projections.csv
https://raw.githubusercontent.com/mrc-ide/global-lmic-reports/master/AFG/projections.csv
https://raw.githubusercontent.com/mrc-ide/global-lmic-reports/master/AFG/projections.csv
https://raw.githubusercontent.com/mrc-ide/global-lmic-reports/master/AFG/projections.csv
https://raw.githubusercontent.com/mrc-ide/global-lmic-reports/master/AFG/projections.csv
https://raw.githubusercontent.com/mrc-ide/global-lmic-reports/master/AFG/projections.csv
https://raw.githubusercontent.com/mrc-ide/global-lmic-reports/master/AFG/projections.csv
https://raw.githubusercontent.com/mrc-ide/global-lmic-reports/master/AFG/projections.csv
https://raw.githubusercontent.com/mrc-ide/global-lmic-reports/master/AFG/projections.csv
https://raw.githubusercontent.com/mrc-ide/global-lmic-reports/master/AFG/projections.csv
https://raw.githubusercontent.com/mrc-ide/global-lmic-reports/master/AFG/projections.csv
https://raw.githubusercontent.com/mrc-ide/global-lmic-reports/master/AFG/projections.csv
https://raw.githubusercontent.com/mrc-ide/global-lmic-reports/master/AFG/projections.csv
https://raw.githubusercontent.com/mrc-ide/global-lmic-reports/master/AFG/projections.csv
https://raw.githubusercontent.com/mrc-ide/global-lmic-reports/master/AFG/projections.csv
https://raw.githubusercontent.com/mrc-ide/global-lmic-reports/master/AFG/projections.csv
https://raw.githubusercontent.com/mrc-ide/global-lmic-reports/master/AFG/projections.csv
https://raw.githubusercontent.com/mrc-ide/global-lmic-reports/master/AFG/projections.csv
https://raw.githubusercontent.com/mrc-ide/global-lmic-reports/master/AFG/projections.csv
https://raw.githubusercontent.com/mrc-ide/global-lmic-reports/master/AFG/projections.csv
https://raw.githubusercontent.com/mrc-ide/global-lmic-reports/master/AFG/projections.csv
https://raw.githubusercontent.com/mrc-ide/global-lmic-reports/master/AFG/projections.csv
https://raw.githubusercontent.com/mrc-ide/global-lmic-reports/master/AFG/projections.csv
https://raw.githubusercontent.com/mrc-ide/global-lmic-reports/master/AFG/projections.csv
https://raw.githubusercontent.com/mrc-ide/global-lmic-reports/master/AFG/projections.csv
https://raw.githubusercontent.com/mrc-ide/global-lmic-reports/master/AFG/projections.csv
https://raw.githubusercontent.com/mrc-ide/global-lmic-reports/master/AFG/projections.csv
https://raw.githubusercontent.com/mrc-ide/global-lmic-reports/master/AFG/projections.csv
https://raw.githubusercontent.com/mrc-ide/global-lmic-reports/master/AFG/projections.csv
https://raw.githubusercontent.com/mrc-ide/global-lmic-reports/master/AFG/projections.csv
https://raw.githubusercontent.com/mrc-ide/global-lmic-reports/master/AFG/projections.csv
https://raw.githubusercontent.com/mrc-ide/global-lmic-reports/master/AFG/projections.csv
https://raw.githubusercontent.com/mrc-ide/global-lmic-reports/master/AFG/projections.csv
https://raw.githubusercontent.com/mrc-ide/global-lmic-reports/master/AFG/projections.csv
https://raw.githubusercontent.com/mrc-ide/global-lmic-reports/master/AFG/projections.csv
https://raw.githubusercontent.com/mrc-ide/global-lmic-reports/master/AFG/projections.csv
https://raw.githubusercontent.com/mrc-ide/global-lmic-reports/master/AFG/projections.csv
https://raw.githubusercontent.com/mrc-ide/global-lmic-reports/master/AFG/projections.csv
https://raw.githubusercontent.com/mrc-ide/global-lmic-reports/master/AFG/projections.csv
https://raw.githubusercontent.com/mrc-ide/global-lmic-reports/master/AFG/projections.csv
https://raw.githubusercontent.com/mrc-ide/global-lmic-reports/master/AFG/projections.csv
https://raw.githubusercontent.com/mrc-ide/global-lmic-reports/master/AFG/projections.csv
https://raw.githubusercontent.com/mrc-ide/global-lmic-reports/master/AFG/projections.csv
https://raw.githubusercontent.com/mrc-ide/global-lmic-reports/master/AFG/projections.csv
https://raw.githubusercontent.com/mrc-ide/global-lmic-reports/master/AFG/projections.csv
https://raw.githubusercontent.com/mrc-ide/global-lmic-reports/master/AFG/projections.csv
https://raw.githubusercontent.com/mrc-ide/global-lmic-reports/master/AFG/projections.csv
https://raw.githubusercontent.com/mrc-ide/global-lmic-reports/master/AFG/projections.csv
https://raw.githubusercontent.com/mrc-ide/global-lmic-reports/master/AFG/projections.csv
https://raw.githubusercontent.com/mrc-ide/global-lmic-reports/master/AFG/projections.csv
https://raw.githubusercontent.com/mrc-ide/global-lmic-reports/master/AFG/projections.csv
https://raw.githubusercontent.com/mrc-ide/global-lmic-reports/master/AFG/projections.csv
https://raw.githubusercontent.com/mrc-ide/global-lmic-reports/master/AFG/projections.csv
https://raw.githubusercontent.com/mrc-ide/global-lmic-reports/master/AFG/projections.csv
https://raw.githubusercontent.com/mrc-ide/global-lmic-reports/master/AFG/projections.csv
https://raw.githubusercontent.com/mrc-ide/global-lmic-reports/master/AFG/projections.csv
https://raw.githubusercontent.com/mrc-ide/global-lmic-reports/master/AFG/projections.csv
https://raw.githubusercontent.com/mrc-ide/global-lmic-reports/master/AFG/projections.csv
https://raw.githubusercontent.com/mrc-ide/global-lmic-reports/master/AFG/projections.csv
https://raw.githubusercontent.com/mrc-ide/global-lmic-reports/master/AFG/projections.csv
https://raw.githubusercontent.com/mrc-ide/global-lmic-reports/master/AFG/projections.csv
https://raw.githubusercontent.com/mrc-ide/global-lmic-reports/master/AFG/projections.csv
https://raw.githubusercontent.com/mrc-ide/global-lmic-reports/master/AFG/projections.csv
https://raw.githubusercontent.com/mrc-ide/global-lmic-reports/master/AFG/projections.csv
https://raw.githubusercontent.com/mrc-ide/global-lmic-reports/master/AFG/projections.csv
https://raw.githubusercontent.com/mrc-ide/global-lmic-reports/master/AFG/projections.csv
https://raw.githubusercontent.com/mrc-ide/global-lmic-reports/master/AFG/projections.csv
https://raw.githubusercontent.com/mrc-ide/global-lmic-reports/master/AFG/projections.csv
https://raw.githubusercontent.com/mrc-ide/global-lmic-reports/master/AFG/projections.csv
https://raw.githubusercontent.com/mrc-ide/global-lmic-reports/master/AFG/projections.csv
https://raw.githubusercontent.com/mrc-ide/global-lmic-reports/master/AFG/projections.csv
https://raw.githubusercontent.com/mrc-ide/global-lmic-reports/master/AFG/projections.csv
https://raw.githubusercontent.com/mrc-ide/global-lmic-reports/master/AFG/projections.csv
https://raw.githubusercontent.com/mrc-ide/global-lmic-reports/master/AFG/projections.csv
https://raw.githubusercontent.com/mrc-ide/global-lmic-reports/master/AFG/projections.csv
https://raw.githubusercontent.com/mrc-ide/global-lmic-reports/master/AFG/projections.csv
https://raw.githubusercontent.com/mrc-ide/global-lmic-reports/master/AFG/projections.csv
https://raw.githubusercontent.com/mrc-ide/global-lmic-reports/master/AFG/projections.csv
https://raw.githubusercontent.com/mrc-ide/global-lmic-reports/master/AFG/projections.csv
https://raw.githubusercontent.com/mrc-ide/global-lmic-reports/master/AFG/projections.csv
https://raw.githubusercontent.com/mrc-ide/global-lmic-reports/master/AFG/projections.csv
https://raw.githubusercontent.com/mrc-ide/global-lmic-reports/master/AFG/projections.csv
https://raw.githubusercontent.com/mrc-ide/global-lmic-reports/master/AFG/projections.csv
https://raw.githubusercontent.com/mrc-ide/global-lmic-reports/master/AFG/projections.csv
https://raw.githubusercontent.com/mrc-ide/global-lmic-reports/master/AFG/projections.csv
https://raw.githubusercontent.com/mrc-ide/global-lmic-reports/master/AFG/projections.csv
https://raw.githubusercontent.com/mrc-ide/global-lmic-reports/master/AFG/projections.csv
https://raw.githubusercontent.com/mrc-ide/global-lmic-reports/master/AFG/projections.csv
https://raw.githubusercontent.com/mrc-ide/global-lmic-reports/master/AFG/projections.csv
https://raw.githubusercontent.com/mrc-ide/global-lmic-reports/master/AFG/projections.csv
https://raw.githubusercontent.com/mrc-ide/global-lmic-reports/master/AFG/projections.csv
https://raw.githubusercontent.com/mrc-ide/global-lmic-reports/master/AFG/projections.csv
https://raw.githubusercontent.com/mrc-ide/global-lmic-reports/master/AFG/projections.csv
https://raw.githubusercontent.com/mrc-ide/global-lmic-reports/master/AFG/projections.csv
https://raw.githubusercontent.com/mrc-ide/global-lmic-reports/master/AFG/projections.csv
https://raw.githubusercontent.com/mrc-ide/global-lmic-reports/master/AFG/projections.csv
https://raw.githubusercontent.com/mrc-ide/global-lmic-reports/master/AFG/projections.csv
https://raw.githubusercontent.com/mrc-ide/global-lmic-reports/master/AFG/projections.csv
https://raw.githubusercontent.com/mrc-ide/global-lmic-reports/master/AFG/projections.csv
https://raw.githubusercontent.com/mrc-ide/global-lmic-reports/master/AFG/projections.csv
https://raw.githubusercontent.com/mrc-ide/global-lmic-reports/master/AFG/projections.csv
https://raw.githubusercontent.com/mrc-ide/global-lmic-reports/master/AFG/projections.csv
https://raw.githubusercontent.com/mrc-ide/global-lmic-reports/master/AFG/projections.csv
https://raw.githubusercontent.com/mrc-ide/global-lmic-reports/master/AFG/projections.csv
https://raw.githubusercontent.com/mrc-ide/global-lmic-reports/master/AFG/projections.csv
https://raw.githubusercontent.com/mrc-ide/global-lmic-reports/master/AFG/projections.csv
https://raw.githubusercontent.com/mrc-ide/global-lmic-reports/master/AFG/projections.csv
https://raw.githubusercontent.com/mrc-ide/global-lmic-reports/master/AFG/projections.csv
https://raw.githubusercontent.com/mrc-ide/global-lmic-reports/master/AFG/projections.csv
https://raw.githubusercontent.com/mrc-ide/global-lmic-reports/master/AFG/projections.csv
https://raw.githubusercontent.com/mrc-ide/global-lmic-reports/master/AFG/projections.csv
https://raw.githubusercontent.com/mrc-ide/global-lmic-reports/master/AFG/projections.csv
https://raw.githubusercontent.com/mrc-ide/global-lmic-reports/master/AFG/projections.csv
https://raw.githubusercontent.com/mrc-ide/global-lmic-reports/master/AFG/projections.csv
https://raw.githubusercontent.com/mrc-ide/global-lmic-reports/master/AFG/projections.csv
https://raw.githubusercontent.com/mrc-ide/global-lmic-reports/master/AFG/projections.csv
https://raw.githubusercontent.com/mrc-ide/global-lmic-reports/master/AFG/projections.csv
https://raw.githubusercontent.com/mrc-ide/global-lmic-reports/master/AFG/projections.csv
https://raw.githubusercontent.com/mrc-ide/global-lmic-reports/master/AFG/projections.csv
https://raw.githubusercontent.com/mrc-ide/global-lmic-reports/master/AFG/projections.csv
https://raw.githubusercontent.com/mrc-ide/global-lmic-reports/master/AFG/projections.csv
https://raw.githubusercontent.com/mrc-ide/global-lmic-reports/master/AFG/projections.csv
https://raw.githubusercontent.com/mrc-ide/global-lmic-reports/master/AFG/projections.csv
https://raw.githubusercontent.com/mrc-ide/global-lmic-reports/master/AFG/projections.csv
https://raw.githubusercontent.com/mrc-ide/global-lmic-reports/master/AFG/projections.csv
https://raw.githubusercontent.com/mrc-ide/global-lmic-reports/master/AFG/projections.csv
https://raw.githubusercontent.com/mrc-ide/global-lmic-reports/master/AFG/projections.csv
https://raw.githubusercontent.com/mrc-ide/global-lmic-reports/master/AFG/projections.csv
https://raw.githubusercontent.com/mrc-ide/global-lmic-reports/master/AFG/projections.csv
https://raw.githubusercontent.com/mrc-ide/global-lmic-reports/master/AFG/projections.csv
https://raw.githubusercontent.com/mrc-ide/global-lmic-reports/master/AFG/projections.csv
https://raw.githubusercontent.com/mrc-ide/global-lmic-reports/master/AFG/projections.csv
https://raw.githubusercontent.com/mrc-ide/global-lmic-reports/master/AFG/projections.csv
https://raw.githubusercontent.com/mrc-ide/global-lmic-reports/master/AFG/projections.csv
https://raw.githubusercontent.com/mrc-ide/global-lmic-reports/master/AFG/projections.csv
https://raw.githubusercontent.com/mrc-ide/global-lmic-reports/master/AFG/projections.csv
https://raw.githubusercontent.com/mrc-ide/global-lmic-reports/master/AFG/projections.csv
https://raw.githubusercontent.com/mrc-ide/global-lmic-reports/master/AFG/projections.csv
https://raw.githubusercontent.com/mrc-ide/global-lmic-reports/master/AFG/projections.csv
https://raw.githubusercontent.com/mrc-ide/global-lmic-reports/master/AFG/projections.csv
https://raw.githubusercontent.com/mrc-ide/global-lmic-reports/master/AFG/projections.csv
https://raw.githubusercontent.com/mrc-ide/global-lmic-reports/master/AFG/projections.csv
https://raw.githubusercontent.com/mrc-ide/global-lmic-reports/master/AFG/projections.csv
https://raw.githubusercontent.com/mrc-ide/global-lmic-reports/master/AFG/projections.csv
https://raw.githubusercontent.com/mrc-ide/global-lmic-reports/master/AFG/projections.csv
https://raw.githubusercontent.com/mrc-ide/global-lmic-reports/master/AFG/projections.csv
https://raw.githubusercontent.com/mrc-ide/global-lmic-reports/master/AFG/projections.csv
https://raw.githubusercontent.com/mrc-ide/global-lmic-reports/master/AFG/projections.csv
https://raw.githubusercontent.com/mrc-ide/global-lmic-reports/master/AFG/projections.csv
https://raw.githubusercontent.com/mrc-ide/global-lmic-reports/master/AFG/projections.csv
https://raw.githubusercontent.com/mrc-ide/global-lmic-reports/master/AFG/projections.csv
https://raw.githubusercontent.com/mrc-ide/global-lmic-reports/master/AFG/projections.csv
https://raw.githubusercontent.com/mrc-ide/global-lmic-reports/master/AFG/projections.csv
https://raw.githubusercontent.com/mrc-ide/global-lmic-reports/master/AFG/projections.csv
https://raw.githubusercontent.com/mrc-ide/global-lmic-reports/master/AFG/projections.csv
https://raw.githubusercontent.com/mrc-ide/global-lmic-reports/master/AFG/projections.csv
https://raw.githubusercontent.com/mrc-ide/global-lmic-reports/master/AFG/projections.csv
https://raw.githubusercontent.com/mrc-ide/global-lmic-reports/master/AFG/projections.csv
https://raw.githubusercontent.com/mrc-ide/global-lmic-reports/master/AFG/projections.csv
https://raw.githubusercontent.com/mrc-ide/global-lmic-reports/master/AFG/projections.csv
https://raw.githubusercontent.com/mrc-ide/global-lmic-reports/master/AFG/projections.csv
https://raw.githubusercontent.com/mrc-ide/global-lmic-reports/master/AFG/projections.csv
https://raw.githubusercontent.com/mrc-ide/global-lmic-reports/master/AFG/projections.csv
https://raw.githubusercontent.com/mrc-ide/global-lmic-reports/master/AFG/projections.csv
https://raw.githubusercontent.com/mrc-ide/global-lmic-reports/master/AFG/projections.csv
https://raw.githubusercontent.com/mrc-ide/global-lmic-reports/master/AFG/projections.csv
https://raw.githubusercontent.com/mrc-ide/global-lmic-reports/master/AFG/projections.csv
https://raw.githubusercontent.com/mrc-ide/global-lmic-reports/master/AFG/projections.csv
https://raw.githubusercontent.com/mrc-ide/global-lmic-reports/master/AFG/projections.csv
https://raw.githubusercontent.com/mrc-ide/global-lmic-reports/master/AFG/projections.csv
https://raw.githubusercontent.com/mrc-ide/global-lmic-reports/master/AFG/projections.csv
https://raw.githubusercontent.com/mrc-ide/global-lmic-reports/master/AFG/projections.csv
https://raw.githubusercontent.com/mrc-ide/global-lmic-reports/master/AFG/projections.csv
https://raw.githubusercontent.com/mrc-ide/global-lmic-reports/master/AFG/projections.csv
https://raw.githubusercontent.com/mrc-ide/global-lmic-reports/master/AFG/projections.csv
https://raw.githubusercontent.com/mrc-ide/global-lmic-reports/master/AFG/projections.csv
https://raw.githubusercontent.com/mrc-ide/global-lmic-reports/master/AFG/projections.csv
https://raw.githubusercontent.com/mrc-ide/global-lmic-reports/master/AFG/projections.csv
https://raw.githubusercontent.com/mrc-ide/global-lmic-reports/master/AFG/projections.csv
https://raw.githubusercontent.com/mrc-ide/global-lmic-reports/master/AFG/projections.csv
https://raw.githubusercontent.com/mrc-ide/global-lmic-reports/master/AFG/projections.csv
https://raw.githubusercontent.com/mrc-ide/global-lmic-reports/master/AFG/projections.csv
https://raw.githubusercontent.com/mrc-ide/global-lmic-reports/master/AFG/projections.csv
https://raw.githubusercontent.com/mrc-ide/global-lmic-reports/master/AFG/projections.csv
https://raw.githubusercontent.com/mrc-ide/global-lmic-reports/master/AFG/projections.csv
https://raw.githubusercontent.com/mrc-ide/global-lmic-reports/master/AFG/projections.csv
https://raw.githubusercontent.com/mrc-ide/global-lmic-reports/master/AFG/projections.csv
https://raw.githubusercontent.com/mrc-ide/global-lmic-reports/master/AFG/projections.csv
https://raw.githubusercontent.com/mrc-ide/global-lmic-reports/master/AFG/projections.csv
https://raw.githubusercontent.com/mrc-ide/global-lmic-reports/master/AFG/projections.csv
https://raw.githubusercontent.com/mrc-ide/global-lmic-reports/master/AFG/projections.csv
https://raw.githubusercontent.com/mrc-ide/global-lmic-reports/master/AFG/projections.csv
https://raw.githubusercontent.com/mrc-ide/global-lmic-reports/master/AFG/projections.csv
https://raw.githubusercontent.com/mrc-ide/global-lmic-reports/master/AFG/projections.csv
https://raw.githubusercontent.com/mrc-ide/global-lmic-reports/master/AFG/projections.csv
https://raw.githubusercontent.com/mrc-ide/global-lmic-reports/master/AFG/projections.csv
https://raw.githubusercontent.com/mrc-ide/global-lmic-reports/master/AFG/projections.csv
https://raw.githubusercontent.com/mrc-ide/global-lmic-reports/master/AFG/projections.csv
https://raw.githubusercontent.com/mrc-ide/global-lmic-reports/master/AFG/projections.csv
https://raw.githubusercontent.com/mrc-ide/global-lmic-reports/master/AFG/projections.csv
https://raw.githubusercontent.com/mrc-ide/global-lmic-reports/master/AFG/projections.csv
https://raw.githubusercontent.com/mrc-ide/global-lmic-reports/master/AFG/projections.csv
https://raw.githubusercontent.com/mrc-ide/global-lmic-reports/master/AFG/projections.csv
https://raw.githubusercontent.com/mrc-ide/global-lmic-reports/master/AFG/projections.csv
https://raw.githubusercontent.com/mrc-ide/global-lmic-reports/master/AFG/projections.csv
https://raw.githubusercontent.com/mrc-ide/global-lmic-reports/master/AFG/projections.csv
https://raw.githubusercontent.com/mrc-ide/global-lmic-reports/master/AFG/projections.csv
https://raw.githubusercontent.com/mrc-ide/global-lmic-reports/master/AFG/projections.csv
https://raw.githubusercontent.com/mrc-ide/global-lmic-reports/master/AFG/projections.csv
https://raw.githubusercontent.com/mrc-ide/global-lmic-reports/master/AFG/projections.csv
https://raw.githubusercontent.com/mrc-ide/global-lmic-reports/master/AFG/projections.csv
https://raw.githubusercontent.com/mrc-ide/global-lmic-reports/master/AFG/projections.csv
https://raw.githubusercontent.com/mrc-ide/global-lmic-reports/master/AFG/projections.csv
https://raw.githubusercontent.com/mrc-ide/global-lmic-reports/master/AFG/projections.csv
https://raw.githubusercontent.com/mrc-ide/global-lmic-reports/master/AFG/projections.csv
https://raw.githubusercontent.com/mrc-ide/global-lmic-reports/master/AFG/projections.csv
https://raw.githubusercontent.com/mrc-ide/global-lmic-reports/master/AFG/projections.csv
https://raw.githubusercontent.com/mrc-ide/global-lmic-reports/master/AFG/projections.csv
https://raw.githubusercontent.com/mrc-ide/global-lmic-reports/master/AFG/projections.csv
https://raw.githubusercontent.com/mrc-ide/global-lmic-reports/master/AFG/projections.csv
https://raw.githubusercontent.com/mrc-ide/global-lmic-reports/master/AFG/projections.csv
https://raw.githubusercontent.com/mrc-ide/global-lmic-reports/master/AFG/projections.csv
https://raw.githubusercontent.com/mrc-ide/global-lmic-reports/master/AFG/projections.csv
https://raw.githubusercontent.com/mrc-ide/global-lmic-reports/master/AFG/projections.csv
https://raw.githubusercontent.com/mrc-ide/global-lmic-reports/master/AFG/projections.csv
https://raw.githubusercontent.com/mrc-ide/global-lmic-reports/master/AFG/projections.csv
https://raw.githubusercontent.com/mrc-ide/global-lmic-reports/master/AFG/projections.csv
https://raw.githubusercontent.com/mrc-ide/global-lmic-reports/master/AFG/projections.csv
https://raw.githubusercontent.com/mrc-ide/global-lmic-reports/master/AFG/projections.csv
https://raw.githubusercontent.com/mrc-ide/global-lmic-reports/master/AFG/projections.csv
https://raw.githubusercontent.com/mrc-ide/global-lmic-reports/master/AFG/projections.csv
https://raw.githubusercontent.com/mrc-ide/global-lmic-reports/master/AFG/projections.csv
https://raw.githubusercontent.com/mrc-ide/global-lmic-reports/master/AFG/projections.csv
https://raw.githubusercontent.com/mrc-ide/global-lmic-reports/master/AFG/projections.csv
https://raw.githubusercontent.com/mrc-ide/global-lmic-reports/master/AFG/projections.csv
https://raw.githubusercontent.com/mrc-ide/global-lmic-reports/master/AFG/projections.csv
https://raw.githubusercontent.com/mrc-ide/global-lmic-reports/master/AFG/projections.csv
https://raw.githubusercontent.com/mrc-ide/global-lmic-reports/master/AFG/projections.csv
https://raw.githubusercontent.com/mrc-ide/global-lmic-reports/master/AFG/projections.csv
https://raw.githubusercontent.com/mrc-ide/global-lmic-reports/master/AFG/projections.csv
https://raw.githubusercontent.com/mrc-ide/global-lmic-reports/master/AFG/projections.csv
https://raw.githubusercontent.com/mrc-ide/global-lmic-reports/master/AFG/projections.csv
https://raw.githubusercontent.com/mrc-ide/global-lmic-reports/master/AFG/projections.csv
https://raw.githubusercontent.com/mrc-ide/global-lmic-reports/master/AFG/projections.csv
https://raw.githubusercontent.com/mrc-ide/global-lmic-reports/master/AFG/projections.csv
https://raw.githubusercontent.com/mrc-ide/global-lmic-reports/master/AFG/projections.csv
https://raw.githubusercontent.com/mrc-ide/global-lmic-reports/master/AFG/projections.csv
https://raw.githubusercontent.com/mrc-ide/global-lmic-reports/master/AFG/projections.csv
https://raw.githubusercontent.com/mrc-ide/global-lmic-reports/master/AFG/projections.csv
https://raw.githubusercontent.com/mrc-ide/global-lmic-reports/master/AFG/projections.csv
https://raw.githubusercontent.com/mrc-ide/global-lmic-reports/master/AFG/projections.csv
https://raw.githubusercontent.com/mrc-ide/global-lmic-reports/master/AFG/projections.csv
https://raw.githubusercontent.com/mrc-ide/global-lmic-reports/master/AFG/projections.csv
https://raw.githubusercontent.com/mrc-ide/global-lmic-reports/master/AFG/projections.csv
https://raw.githubusercontent.com/mrc-ide/global-lmic-reports/master/AFG/projections.csv
https://raw.githubusercontent.com/mrc-ide/global-lmic-reports/master/AFG/projections.csv
https://raw.githubusercontent.com/mrc-ide/global-lmic-reports/master/AFG/projections.csv
https://raw.githubusercontent.com/mrc-ide/global-lmic-reports/master/AFG/projections.csv
https://raw.githubusercontent.com/mrc-ide/global-lmic-reports/master/AFG/projections.csv
https://raw.githubusercontent.com/mrc-ide/global-lmic-reports/master/AFG/projections.csv
https://raw.githubusercontent.com/mrc-ide/global-lmic-reports/master/AFG/projections.csv
https://raw.githubusercontent.com/mrc-ide/global-lmic-reports/master/AFG/projections.csv
https://raw.githubusercontent.com/mrc-ide/global-lmic-reports/master/AFG/projections.csv
https://raw.githubusercontent.com/mrc-ide/global-lmic-reports/master/AFG/projections.csv
https://raw.githubusercontent.com/mrc-ide/global-lmic-reports/master/AFG/projections.csv
https://raw.githubusercontent.com/mrc-ide/global-lmic-reports/master/AFG/projections.csv
https://raw.githubusercontent.com/mrc-ide/global-lmic-reports/master/AFG/projections.csv
https://raw.githubusercontent.com/mrc-ide/global-lmic-reports/master/AFG/projections.csv
https://raw.githubusercontent.com/mrc-ide/global-lmic-reports/master/AFG/projections.csv
https://raw.githubusercontent.com/mrc-ide/global-lmic-reports/master/AFG/projections.csv
https://raw.githubusercontent.com/mrc-ide/global-lmic-reports/master/AFG/projections.csv
https://raw.githubusercontent.com/mrc-ide/global-lmic-reports/master/AFG/projections.csv
https://raw.githubusercontent.com/mrc-ide/global-lmic-reports/master/AFG/projections.csv
https://raw.githubusercontent.com/mrc-ide/global-lmic-reports/master/AFG/projections.csv
https://raw.githubusercontent.com/mrc-ide/global-lmic-reports/master/AFG/projections.csv
https://raw.githubusercontent.com/mrc-ide/global-lmic-reports/master/AFG/projections.csv
https://raw.githubusercontent.com/mrc-ide/global-lmic-reports/master/AFG/projections.csv
https://raw.githubusercontent.com/mrc-ide/global-lmic-reports/master/AFG/projections.csv
https://raw.githubusercontent.com/mrc-ide/global-lmic-reports/master/AFG/projections.csv
https://raw.githubusercontent.com/mrc-ide/global-lmic-reports/master/AFG/projections.csv
https://raw.githubusercontent.com/mrc-ide/global-lmic-reports/master/AFG/projections.csv
https://raw.githubusercontent.com/mrc-ide/global-lmic-reports/master/AFG/projections.csv
https://raw.githubusercontent.com/mrc-ide/global-lmic-reports/master/AFG/projections.csv
https://raw.githubusercontent.com/mrc-ide/global-lmic-reports/master/AFG/projections.csv
https://raw.githubusercontent.com/mrc-ide/global-lmic-reports/master/AFG/projections.csv
https://raw.githubusercontent.com/mrc-ide/global-lmic-reports/master/AFG/projections.csv
https://raw.githubusercontent.com/mrc-ide/global-lmic-reports/master/AFG/projections.csv
https://raw.githubusercontent.com/mrc-ide/global-lmic-reports/master/AFG/projections.csv
https://raw.githubusercontent.com/mrc-ide/global-lmic-reports/master/AFG/projections.csv
https://raw.githubusercontent.com/mrc-ide/global-lmic-reports/master/AFG/projections.csv
https://raw.githubusercontent.com/mrc-ide/global-lmic-reports/master/AFG/projections.csv
https://raw.githubusercontent.com/mrc-ide/global-lmic-reports/master/AFG/projections.csv
https://raw.githubusercontent.com/mrc-ide/global-lmic-reports/master/AFG/projections.csv
https://raw.githubusercontent.com/mrc-ide/global-lmic-reports/master/AFG/projections.csv
https://raw.githubusercontent.com/mrc-ide/global-lmic-reports/master/AFG/projections.csv
https://raw.githubusercontent.com/mrc-ide/global-lmic-reports/master/AFG/projections.csv
https://raw.githubusercontent.com/mrc-ide/global-lmic-reports/master/AFG/projections.csv
https://raw.githubusercontent.com/mrc-ide/global-lmic-reports/master/AFG/projections.csv
https://raw.githubusercontent.com/mrc-ide/global-lmic-reports/master/AFG/projections.csv
https://raw.githubusercontent.com/mrc-ide/global-lmic-reports/master/AFG/projections.csv
https://raw.githubusercontent.com/mrc-ide/global-lmic-reports/master/AFG/projections.csv
https://raw.githubusercontent.com/mrc-ide/global-lmic-reports/master/AFG/projections.csv
https://raw.githubusercontent.com/mrc-ide/global-lmic-reports/master/AFG/projections.csv
https://raw.githubusercontent.com/mrc-ide/global-lmic-reports/master/AFG/projections.csv
https://raw.githubusercontent.com/mrc-ide/global-lmic-reports/master/AFG/projections.csv
https://raw.githubusercontent.com/mrc-ide/global-lmic-reports/master/AFG/projections.csv
https://raw.githubusercontent.com/mrc-ide/global-lmic-reports/master/AFG/projections.csv
https://raw.githubusercontent.com/mrc-ide/global-lmic-reports/master/AFG/projections.csv
https://raw.githubusercontent.com/mrc-ide/global-lmic-reports/master/AFG/projections.csv
https://raw.githubusercontent.com/mrc-ide/global-lmic-reports/master/AFG/projections.csv
https://raw.githubusercontent.com/mrc-ide/global-lmic-reports/master/AFG/projections.csv
https://raw.githubusercontent.com/mrc-ide/global-lmic-reports/master/AFG/projections.csv
https://raw.githubusercontent.com/mrc-ide/global-lmic-reports/master/AFG/projections.csv
https://raw.githubusercontent.com/mrc-ide/global-lmic-reports/master/AFG/projections.csv
https://raw.githubusercontent.com/mrc-ide/global-lmic-reports/master/AFG/projections.csv
https://raw.githubusercontent.com/mrc-ide/global-lmic-reports/master/AFG/projections.csv
https://raw.githubusercontent.com/mrc-ide/global-lmic-reports/master/AFG/projections.csv
https://raw.githubusercontent.com/mrc-ide/global-lmic-reports/master/AFG/projections.csv
https://raw.githubusercontent.com/mrc-ide/global-lmic-reports/master/AFG/projections.csv
https://raw.githubusercontent.com/mrc-ide/global-lmic-reports/master/AFG/projections.csv
https://raw.githubusercontent.com/mrc-ide/global-lmic-reports/master/AFG/projections.csv
https://raw.githubusercontent.com/mrc-ide/global-lmic-reports/master/AFG/projections.csv
https://raw.githubusercontent.com/mrc-ide/global-lmic-reports/master/AFG/projections.csv
https://raw.githubusercontent.com/mrc-ide/global-lmic-reports/master/AFG/projections.csv
https://raw.githubusercontent.com/mrc-ide/global-lmic-reports/master/AFG/projections.csv
https://raw.githubusercontent.com/mrc-ide/global-lmic-reports/master/AFG/projections.csv
https://raw.githubusercontent.com/mrc-ide/global-lmic-reports/master/AFG/projections.csv
https://raw.githubusercontent.com/mrc-ide/global-lmic-reports/master/AFG/projections.csv
https://raw.githubusercontent.com/mrc-ide/global-lmic-reports/master/AFG/projections.csv
https://raw.githubusercontent.com/mrc-ide/global-lmic-reports/master/AFG/projections.csv
https://raw.githubusercontent.com/mrc-ide/global-lmic-reports/master/AFG/projections.csv
https://raw.githubusercontent.com/mrc-ide/global-lmic-reports/master/AFG/projections.csv
https://raw.githubusercontent.com/mrc-ide/global-lmic-reports/master/AFG/projections.csv
https://raw.githubusercontent.com/mrc-ide/global-lmic-reports/master/AFG/projections.csv
https://raw.githubusercontent.com/mrc-ide/global-lmic-reports/master/AFG/projections.csv
https://raw.githubusercontent.com/mrc-ide/global-lmic-reports/master/AFG/projections.csv
https://raw.githubusercontent.com/mrc-ide/global-lmic-reports/master/AFG/projections.csv
https://raw.githubusercontent.com/mrc-ide/global-lmic-reports/master/AFG/projections.csv
https://raw.githubusercontent.com/mrc-ide/global-lmic-reports/master/AFG/projections.csv
https://raw.githubusercontent.com/mrc-ide/global-lmic-reports/master/AFG/projections.csv
https://raw.githubusercontent.com/mrc-ide/global-lmic-reports/master/AFG/projections.csv
https://raw.githubusercontent.com/mrc-ide/global-lmic-reports/master/AFG/projections.csv
https://raw.githubusercontent.com/mrc-ide/global-lmic-reports/master/AFG/projections.csv
https://raw.githubusercontent.com/mrc-ide/global-lmic-reports/master/AFG/projections.csv
https://raw.githubusercontent.com/mrc-ide/global-lmic-reports/master/AFG/projections.csv
https://raw.githubusercontent.com/mrc-ide/global-lmic-reports/master/AFG/projections.csv
https://raw.githubusercontent.com/mrc-ide/global-lmic-reports/master/AFG/projections.csv
https://raw.githubusercontent.com/mrc-ide/global-lmic-reports/master/AFG/projections.csv
https://raw.githubusercontent.com/mrc-ide/global-lmic-reports/master/AFG/projections.csv
https://raw.githubusercontent.com/mrc-ide/global-lmic-reports/master/AFG/projections.csv
https://raw.githubusercontent.com/mrc-ide/global-lmic-reports/master/AFG/projections.csv
https://raw.githubusercontent.com/mrc-ide/global-lmic-reports/master/AFG/projections.csv
https://raw.githubusercontent.com/mrc-ide/global-lmic-reports/master/AFG/projections.csv
https://raw.githubusercontent.com/mrc-ide/global-lmic-reports/master/AFG/projections.csv
https://raw.githubusercontent.com/mrc-ide/global-lmic-reports/master/AFG/projections.csv
https://raw.githubusercontent.com/mrc-ide/global-lmic-reports/master/AFG/projections.csv
https://raw.githubusercontent.com/mrc-ide/global-lmic-reports/master/AFG/projections.csv
https://raw.githubusercontent.com/mrc-ide/global-lmic-reports/master/AFG/projections.csv
https://raw.githubusercontent.com/mrc-ide/global-lmic-reports/master/AFG/projections.csv
https://raw.githubusercontent.com/mrc-ide/global-lmic-reports/master/AFG/projections.csv
https://raw.githubusercontent.com/mrc-ide/global-lmic-reports/master/AFG/projections.csv
https://raw.githubusercontent.com/mrc-ide/global-lmic-reports/master/AFG/projections.csv
https://raw.githubusercontent.com/mrc-ide/global-lmic-reports/master/AFG/projections.csv
https://raw.githubusercontent.com/mrc-ide/global-lmic-reports/master/AFG/projections.csv
https://raw.githubusercontent.com/mrc-ide/global-lmic-reports/master/AFG/projections.csv
https://raw.githubusercontent.com/mrc-ide/global-lmic-reports/master/AFG/projections.csv
https://raw.githubusercontent.com/mrc-ide/global-lmic-reports/master/AFG/projections.csv
https://raw.githubusercontent.com/mrc-ide/global-lmic-reports/master/AFG/projections.csv
https://raw.githubusercontent.com/mrc-ide/global-lmic-reports/master/AFG/projections.csv
https://raw.githubusercontent.com/mrc-ide/global-lmic-reports/master/AFG/projections.csv
https://raw.githubusercontent.com/mrc-ide/global-lmic-reports/master/AFG/projections.csv
https://raw.githubusercontent.com/mrc-ide/global-lmic-reports/master/AFG/projections.csv
https://raw.githubusercontent.com/mrc-ide/global-lmic-reports/master/AFG/projections.csv
https://raw.githubusercontent.com/mrc-ide/global-lmic-reports/master/AFG/projections.csv
https://raw.githubusercontent.com/mrc-ide/global-lmic-reports/master/AFG/projections.csv
https://raw.githubusercontent.com/mrc-ide/global-lmic-reports/master/AFG/projections.csv
https://raw.githubusercontent.com/mrc-ide/global-lmic-reports/master/AFG/projections.csv
https://raw.githubusercontent.com/mrc-ide/global-lmic-reports/master/AFG/projections.csv
https://raw.githubusercontent.com/mrc-ide/global-lmic-reports/master/AFG/projections.csv
https://raw.githubusercontent.com/mrc-ide/global-lmic-reports/master/AFG/projections.csv
https://raw.githubusercontent.com/mrc-ide/global-lmic-reports/master/AFG/projections.csv
https://raw.githubusercontent.com/mrc-ide/global-lmic-reports/master/AFG/projections.csv
https://raw.githubusercontent.com/mrc-ide/global-lmic-reports/master/AFG/projections.csv
https://raw.githubusercontent.com/mrc-ide/global-lmic-reports/master/AFG/projections.csv
https://raw.githubusercontent.com/mrc-ide/global-lmic-reports/master/AFG/projections.csv
https://raw.githubusercontent.com/mrc-ide/global-lmic-reports/master/AFG/projections.csv
https://raw.githubusercontent.com/mrc-ide/global-lmic-reports/master/AFG/projections.csv
https://raw.githubusercontent.com/mrc-ide/global-lmic-reports/master/AFG/projections.csv
https://raw.githubusercontent.com/mrc-ide/global-lmic-reports/master/AFG/projections.csv
https://raw.githubusercontent.com/mrc-ide/global-lmic-reports/master/AFG/projections.csv
https://raw.githubusercontent.com/mrc-ide/global-lmic-reports/master/AFG/projections.csv
https://raw.githubusercontent.com/mrc-ide/global-lmic-reports/master/AFG/projections.csv
https://raw.githubusercontent.com/mrc-ide/global-lmic-reports/master/AFG/projections.csv
https://raw.githubusercontent.com/mrc-ide/global-lmic-reports/master/AFG/projections.csv
https://raw.githubusercontent.com/mrc-ide/global-lmic-reports/master/AFG/projections.csv
https://raw.githubusercontent.com/mrc-ide/global-lmic-reports/master/AFG/projections.csv
https://raw.githubusercontent.com/mrc-ide/global-lmic-reports/master/AFG/projections.csv
https://raw.githubusercontent.com/mrc-ide/global-lmic-reports/master/AFG/projections.csv
https://raw.githubusercontent.com/mrc-ide/global-lmic-reports/master/AFG/projections.csv
https://raw.githubusercontent.com/mrc-ide/global-lmic-reports/master/AFG/projections.csv
https://raw.githubusercontent.com/mrc-ide/global-lmic-reports/master/AFG/projections.csv
https://raw.githubusercontent.com/mrc-ide/global-lmic-reports/master/AFG/projections.csv
https://raw.githubusercontent.com/mrc-ide/global-lmic-reports/master/AFG/projections.csv
https://raw.githubusercontent.com/mrc-ide/global-lmic-reports/master/AFG/projections.csv
https://raw.githubusercontent.com/mrc-ide/global-lmic-reports/master/AFG/projections.csv
https://raw.githubusercontent.com/mrc-ide/global-lmic-reports/master/AFG/projections.csv
https://raw.githubusercontent.com/mrc-ide/global-lmic-reports/master/AFG/projections.csv
https://raw.githubusercontent.com/mrc-ide/global-lmic-reports/master/AFG/projections.csv
https://raw.githubusercontent.com/mrc-ide/global-lmic-reports/master/AFG/projections.csv
https://raw.githubusercontent.com/mrc-ide/global-lmic-reports/master/AFG/projections.csv
https://raw.githubusercontent.com/mrc-ide/global-lmic-reports/master/AFG/projections.csv
https://raw.githubusercontent.com/mrc-ide/global-lmic-reports/master/AFG/projections.csv
https://raw.githubusercontent.com/mrc-ide/global-lmic-reports/master/AFG/projections.csv
https://raw.githubusercontent.com/mrc-ide/global-lmic-reports/master/AFG/projections.csv
https://raw.githubusercontent.com/mrc-ide/global-lmic-reports/master/AFG/projections.csv
https://raw.githubusercontent.com/mrc-ide/global-lmic-reports/master/AFG/projections.csv
https://raw.githubusercontent.com/mrc-ide/global-lmic-reports/master/AFG/projections.csv
https://raw.githubusercontent.com/mrc-ide/global-lmic-reports/master/AFG/projections.csv
https://raw.githubusercontent.com/mrc-ide/global-lmic-reports/master/AFG/projections.csv
https://raw.githubusercontent.com/mrc-ide/global-lmic-reports/master/AFG/projections.csv
https://raw.githubusercontent.com/mrc-ide/global-lmic-reports/master/AFG/projections.csv
https://raw.githubusercontent.com/mrc-ide/global-lmic-reports/master/AFG/projections.csv
https://raw.githubusercontent.com/mrc-ide/global-lmic-reports/master/AFG/projections.csv
https://raw.githubusercontent.com/mrc-ide/global-lmic-reports/master/AFG/projections.csv
https://raw.githubusercontent.com/mrc-ide/global-lmic-reports/master/AFG/projections.csv
https://raw.githubusercontent.com/mrc-ide/global-lmic-reports/master/AFG/projections.csv
https://raw.githubusercontent.com/mrc-ide/global-lmic-reports/master/AFG/projections.csv
https://raw.githubusercontent.com/mrc-ide/global-lmic-reports/master/AFG/projections.csv
https://raw.githubusercontent.com/mrc-ide/global-lmic-reports/master/AFG/projections.csv
https://raw.githubusercontent.com/mrc-ide/global-lmic-reports/master/AFG/projections.csv
https://raw.githubusercontent.com/mrc-ide/global-lmic-reports/master/AFG/projections.csv
https://raw.githubusercontent.com/mrc-ide/global-lmic-reports/master/AFG/projections.csv
https://raw.githubusercontent.com/mrc-ide/global-lmic-reports/master/AFG/projections.csv
https://raw.githubusercontent.com/mrc-ide/global-lmic-reports/master/AFG/projections.csv
https://raw.githubusercontent.com/mrc-ide/global-lmic-reports/master/AFG/projections.csv
https://raw.githubusercontent.com/mrc-ide/global-lmic-reports/master/AFG/projections.csv
https://raw.githubusercontent.com/mrc-ide/global-lmic-reports/master/AFG/projections.csv
https://raw.githubusercontent.com/mrc-ide/global-lmic-reports/master/AFG/projections.csv
https://raw.githubusercontent.com/mrc-ide/global-lmic-reports/master/AFG/projections.csv
https://raw.githubusercontent.com/mrc-ide/global-lmic-reports/master/AFG/projections.csv
https://raw.githubusercontent.com/mrc-ide/global-lmic-reports/master/AFG/projections.csv
https://raw.githubusercontent.com/mrc-ide/global-lmic-reports/master/AFG/projections.csv
https://raw.githubusercontent.com/mrc-ide/global-lmic-reports/master/AFG/projections.csv
https://raw.githubusercontent.com/mrc-ide/global-lmic-reports/master/AFG/projections.csv
https://raw.githubusercontent.com/mrc-ide/global-lmic-reports/master/AFG/projections.csv
https://raw.githubusercontent.com/mrc-ide/global-lmic-reports/master/AFG/projections.csv
https://raw.githubusercontent.com/mrc-ide/global-lmic-reports/master/AFG/projections.csv
https://raw.githubusercontent.com/mrc-ide/global-lmic-reports/master/AFG/projections.csv
https://raw.githubusercontent.com/mrc-ide/global-lmic-reports/master/AFG/projections.csv
https://raw.githubusercontent.com/mrc-ide/global-lmic-reports/master/AFG/projections.csv
https://raw.githubusercontent.com/mrc-ide/global-lmic-reports/master/AFG/projections.csv
https://raw.githubusercontent.com/mrc-ide/global-lmic-reports/master/AFG/projections.csv
https://raw.githubusercontent.com/mrc-ide/global-lmic-reports/master/AFG/projections.csv
https://raw.githubusercontent.com/mrc-ide/global-lmic-reports/master/AFG/projections.csv
https://raw.githubusercontent.com/mrc-ide/global-lmic-reports/master/AFG/projections.csv
https://raw.githubusercontent.com/mrc-ide/global-lmic-reports/master/AFG/projections.csv
https://raw.githubusercontent.com/mrc-ide/global-lmic-reports/master/AFG/projections.csv
https://raw.githubusercontent.com/mrc-ide/global-lmic-reports/master/AFG/projections.csv
https://raw.githubusercontent.com/mrc-ide/global-lmic-reports/master/AFG/projections.csv
https://raw.githubusercontent.com/mrc-ide/global-lmic-reports/master/AFG/projections.csv
https://raw.githubusercontent.com/mrc-ide/global-lmic-reports/master/AFG/projections.csv
https://raw.githubusercontent.com/mrc-ide/global-lmic-reports/master/AFG/projections.csv
https://raw.githubusercontent.com/mrc-ide/global-lmic-reports/master/AFG/projections.csv
https://raw.githubusercontent.com/mrc-ide/global-lmic-reports/master/AFG/projections.csv
https://raw.githubusercontent.com/mrc-ide/global-lmic-reports/master/AFG/projections.csv
https://raw.githubusercontent.com/mrc-ide/global-lmic-reports/master/AFG/projections.csv
https://raw.githubusercontent.com/mrc-ide/global-lmic-reports/master/AFG/projections.csv
https://raw.githubusercontent.com/mrc-ide/global-lmic-reports/master/AFG/projections.csv
https://raw.githubusercontent.com/mrc-ide/global-lmic-reports/master/AFG/projections.csv
https://raw.githubusercontent.com/mrc-ide/global-lmic-reports/master/AFG/projections.csv
https://raw.githubusercontent.com/mrc-ide/global-lmic-reports/master/AFG/projections.csv
https://raw.githubusercontent.com/mrc-ide/global-lmic-reports/master/AFG/projections.csv
https://raw.githubusercontent.com/mrc-ide/global-lmic-reports/master/AFG/projections.csv
https://raw.githubusercontent.com/mrc-ide/global-lmic-reports/master/AFG/projections.csv
https://raw.githubusercontent.com/mrc-ide/global-lmic-reports/master/AFG/projections.csv
https://raw.githubusercontent.com/mrc-ide/global-lmic-reports/master/AFG/projections.csv
https://raw.githubusercontent.com/mrc-ide/global-lmic-reports/master/AFG/projections.csv
https://raw.githubusercontent.com/mrc-ide/global-lmic-reports/master/AFG/projections.csv
https://raw.githubusercontent.com/mrc-ide/global-lmic-reports/master/AFG/projections.csv
https://raw.githubusercontent.com/mrc-ide/global-lmic-reports/master/AFG/projections.csv
https://raw.githubusercontent.com/mrc-ide/global-lmic-reports/master/AFG/projections.csv
https://raw.githubusercontent.com/mrc-ide/global-lmic-reports/master/AFG/projections.csv
https://raw.githubusercontent.com/mrc-ide/global-lmic-reports/master/AFG/projections.csv
https://raw.githubusercontent.com/mrc-ide/global-lmic-reports/master/AFG/projections.csv
https://raw.githubusercontent.com/mrc-ide/global-lmic-reports/master/AFG/projections.csv
https://raw.githubusercontent.com/mrc-ide/global-lmic-reports/master/AFG/projections.csv
https://raw.githubusercontent.com/mrc-ide/global-lmic-reports/master/AFG/projections.csv
https://raw.githubusercontent.com/mrc-ide/global-lmic-reports/master/AFG/projections.csv
https://raw.githubusercontent.com/mrc-ide/global-lmic-reports/master/AFG/projections.csv
https://raw.githubusercontent.com/mrc-ide/global-lmic-reports/master/AFG/projections.csv
https://raw.githubusercontent.com/mrc-ide/global-lmic-reports/master/AFG/projections.csv
https://raw.githubusercontent.com/mrc-ide/global-lmic-reports/master/AFG/projections.csv
https://raw.githubusercontent.com/mrc-ide/global-lmic-reports/master/AFG/projections.csv
https://raw.githubusercontent.com/mrc-ide/global-lmic-reports/master/AFG/projections.csv
https://raw.githubusercontent.com/mrc-ide/global-lmic-reports/master/AFG/projections.csv
https://raw.githubusercontent.com/mrc-ide/global-lmic-reports/master/AFG/projections.csv
https://raw.githubusercontent.com/mrc-ide/global-lmic-reports/master/AFG/projections.csv
https://raw.githubusercontent.com/mrc-ide/global-lmic-reports/master/AFG/projections.csv
https://raw.githubusercontent.com/mrc-ide/global-lmic-reports/master/AFG/projections.csv
https://raw.githubusercontent.com/mrc-ide/global-lmic-reports/master/AFG/projections.csv
https://raw.githubusercontent.com/mrc-ide/global-lmic-reports/master/AFG/projections.csv
https://raw.githubusercontent.com/mrc-ide/global-lmic-reports/master/AFG/projections.csv
https://raw.githubusercontent.com/mrc-ide/global-lmic-reports/master/AFG/projections.csv
https://raw.githubusercontent.com/mrc-ide/global-lmic-reports/master/AFG/projections.csv
https://raw.githubusercontent.com/mrc-ide/global-lmic-reports/master/AFG/projections.csv
https://raw.githubusercontent.com/mrc-ide/global-lmic-reports/master/AFG/projections.csv
https://raw.githubusercontent.com/mrc-ide/global-lmic-reports/master/AFG/projections.csv
https://raw.githubusercontent.com/mrc-ide/global-lmic-reports/master/AFG/projections.csv
https://raw.githubusercontent.com/mrc-ide/global-lmic-reports/master/AFG/projections.csv
https://raw.githubusercontent.com/mrc-ide/global-lmic-reports/master/AFG/projections.csv
https://raw.githubusercontent.com/mrc-ide/global-lmic-reports/master/AFG/projections.csv
https://raw.githubusercontent.com/mrc-ide/global-lmic-reports/master/AFG/projections.csv
https://raw.githubusercontent.com/mrc-ide/global-lmic-reports/master/AFG/projections.csv
https://raw.githubusercontent.com/mrc-ide/global-lmic-reports/master/AFG/projections.csv
https://raw.githubusercontent.com/mrc-ide/global-lmic-reports/master/AFG/projections.csv
https://raw.githubusercontent.com/mrc-ide/global-lmic-reports/master/AFG/projections.csv
https://raw.githubusercontent.com/mrc-ide/global-lmic-reports/master/AFG/projections.csv
https://raw.githubusercontent.com/mrc-ide/global-lmic-reports/master/AFG/projections.csv
https://raw.githubusercontent.com/mrc-ide/global-lmic-reports/master/AFG/projections.csv
https://raw.githubusercontent.com/mrc-ide/global-lmic-reports/master/AFG/projections.csv
https://raw.githubusercontent.com/mrc-ide/global-lmic-reports/master/AFG/projections.csv
https://raw.githubusercontent.com/mrc-ide/global-lmic-reports/master/AFG/projections.csv
https://raw.githubusercontent.com/mrc-ide/global-lmic-reports/master/AFG/projections.csv
https://raw.githubusercontent.com/mrc-ide/global-lmic-reports/master/AFG/projections.csv
https://raw.githubusercontent.com/mrc-ide/global-lmic-reports/master/AFG/projections.csv
https://raw.githubusercontent.com/mrc-ide/global-lmic-reports/master/AFG/projections.csv
https://raw.githubusercontent.com/mrc-ide/global-lmic-reports/master/AFG/projections.csv
https://raw.githubusercontent.com/mrc-ide/global-lmic-reports/master/AFG/projections.csv
https://raw.githubusercontent.com/mrc-ide/global-lmic-reports/master/AFG/projections.csv
https://raw.githubusercontent.com/mrc-ide/global-lmic-reports/master/AFG/projections.csv
https://raw.githubusercontent.com/mrc-ide/global-lmic-reports/master/AFG/projections.csv
https://raw.githubusercontent.com/mrc-ide/global-lmic-reports/master/AFG/projections.csv
https://raw.githubusercontent.com/mrc-ide/global-lmic-reports/master/AFG/projections.csv
https://raw.githubusercontent.com/mrc-ide/global-lmic-reports/master/AFG/projections.csv
https://raw.githubusercontent.com/mrc-ide/global-lmic-reports/master/AFG/projections.csv
https://raw.githubusercontent.com/mrc-ide/global-lmic-reports/master/AFG/projections.csv
https://raw.githubusercontent.com/mrc-ide/global-lmic-reports/master/AFG/projections.csv
https://raw.githubusercontent.com/mrc-ide/global-lmic-reports/master/AFG/projections.csv
https://raw.githubusercontent.com/mrc-ide/global-lmic-reports/master/AFG/projections.csv
https://raw.githubusercontent.com/mrc-ide/global-lmic-reports/master/AFG/projections.csv
https://raw.githubusercontent.com/mrc-ide/global-lmic-reports/master/AFG/projections.csv
https://raw.githubusercontent.com/mrc-ide/global-lmic-reports/master/AFG/projections.csv
https://raw.githubusercontent.com/mrc-ide/global-lmic-reports/master/AFG/projections.csv
https://raw.githubusercontent.com/mrc-ide/global-lmic-reports/master/AFG/projections.csv
https://raw.githubusercontent.com/mrc-ide/global-lmic-reports/master/AFG/projections.csv
https://raw.githubusercontent.com/mrc-ide/global-lmic-reports/master/AFG/projections.csv
https://raw.githubusercontent.com/mrc-ide/global-lmic-reports/master/AFG/projections.csv
https://raw.githubusercontent.com/mrc-ide/global-lmic-reports/master/AFG/projections.csv
https://raw.githubusercontent.com/mrc-ide/global-lmic-reports/master/AFG/projections.csv
https://raw.githubusercontent.com/mrc-ide/global-lmic-reports/master/AFG/projections.csv
https://raw.githubusercontent.com/mrc-ide/global-lmic-reports/master/AFG/projections.csv
https://raw.githubusercontent.com/mrc-ide/global-lmic-reports/master/AFG/projections.csv
https://raw.githubusercontent.com/mrc-ide/global-lmic-reports/master/AFG/projections.csv
https://raw.githubusercontent.com/mrc-ide/global-lmic-reports/master/AFG/projections.csv
https://raw.githubusercontent.com/mrc-ide/global-lmic-reports/master/AFG/projections.csv
https://raw.githubusercontent.com/mrc-ide/global-lmic-reports/master/AFG/projections.csv
https://raw.githubusercontent.com/mrc-ide/global-lmic-reports/master/AFG/projections.csv
https://raw.githubusercontent.com/mrc-ide/global-lmic-reports/master/AFG/projections.csv
https://raw.githubusercontent.com/mrc-ide/global-lmic-reports/master/AFG/projections.csv
https://raw.githubusercontent.com/mrc-ide/global-lmic-reports/master/AFG/projections.csv
https://raw.githubusercontent.com/mrc-ide/global-lmic-reports/master/AFG/projections.csv
https://raw.githubusercontent.com/mrc-ide/global-lmic-reports/master/AFG/projections.csv
https://raw.githubusercontent.com/mrc-ide/global-lmic-reports/master/AFG/projections.csv
https://raw.githubusercontent.com/mrc-ide/global-lmic-reports/master/AFG/projections.csv
https://raw.githubusercontent.com/mrc-ide/global-lmic-reports/master/AFG/projections.csv
https://raw.githubusercontent.com/mrc-ide/global-lmic-reports/master/AFG/projections.csv
https://raw.githubusercontent.com/mrc-ide/global-lmic-reports/master/AFG/projections.csv
https://raw.githubusercontent.com/mrc-ide/global-lmic-reports/master/AFG/projections.csv
https://raw.githubusercontent.com/mrc-ide/global-lmic-reports/master/AFG/projections.csv
https://raw.githubusercontent.com/mrc-ide/global-lmic-reports/master/AFG/projections.csv
https://raw.githubusercontent.com/mrc-ide/global-lmic-reports/master/AFG/projections.csv
https://raw.githubusercontent.com/mrc-ide/global-lmic-reports/master/AFG/projections.csv
https://raw.githubusercontent.com/mrc-ide/global-lmic-reports/master/AFG/projections.csv
https://raw.githubusercontent.com/mrc-ide/global-lmic-reports/master/AFG/projections.csv
https://raw.githubusercontent.com/mrc-ide/global-lmic-reports/master/AFG/projections.csv
https://raw.githubusercontent.com/mrc-ide/global-lmic-reports/master/AFG/projections.csv
https://raw.githubusercontent.com/mrc-ide/global-lmic-reports/master/AFG/projections.csv
https://raw.githubusercontent.com/mrc-ide/global-lmic-reports/master/AFG/projections.csv
https://raw.githubusercontent.com/mrc-ide/global-lmic-reports/master/AFG/projections.csv
https://raw.githubusercontent.com/mrc-ide/global-lmic-reports/master/AFG/projections.csv
https://raw.githubusercontent.com/mrc-ide/global-lmic-reports/master/AFG/projections.csv
https://raw.githubusercontent.com/mrc-ide/global-lmic-reports/master/AFG/projections.csv
https://raw.githubusercontent.com/mrc-ide/global-lmic-reports/master/AFG/projections.csv
https://raw.githubusercontent.com/mrc-ide/global-lmic-reports/master/AFG/projections.csv
https://raw.githubusercontent.com/mrc-ide/global-lmic-reports/master/AFG/projections.csv
https://raw.githubusercontent.com/mrc-ide/global-lmic-reports/master/AFG/projections.csv
https://raw.githubusercontent.com/mrc-ide/global-lmic-reports/master/AFG/projections.csv
https://raw.githubusercontent.com/mrc-ide/global-lmic-reports/master/AFG/projections.csv
https://raw.githubusercontent.com/mrc-ide/global-lmic-reports/master/AFG/projections.csv
https://raw.githubusercontent.com/mrc-ide/global-lmic-reports/master/AFG/projections.csv
https://raw.githubusercontent.com/mrc-ide/global-lmic-reports/master/AFG/projections.csv
https://raw.githubusercontent.com/mrc-ide/global-lmic-reports/master/AFG/projections.csv
https://raw.githubusercontent.com/mrc-ide/global-lmic-reports/master/AFG/projections.csv
https://raw.githubusercontent.com/mrc-ide/global-lmic-reports/master/AFG/projections.csv
https://raw.githubusercontent.com/mrc-ide/global-lmic-reports/master/AFG/projections.csv
https://raw.githubusercontent.com/mrc-ide/global-lmic-reports/master/AFG/projections.csv
https://raw.githubusercontent.com/mrc-ide/global-lmic-reports/master/AFG/projections.csv
https://raw.githubusercontent.com/mrc-ide/global-lmic-reports/master/AFG/projections.csv
https://raw.githubusercontent.com/mrc-ide/global-lmic-reports/master/AFG/projections.csv
https://raw.githubusercontent.com/mrc-ide/global-lmic-reports/master/AFG/projections.csv
https://raw.githubusercontent.com/mrc-ide/global-lmic-reports/master/AFG/projections.csv
https://raw.githubusercontent.com/mrc-ide/global-lmic-reports/master/AFG/projections.csv
https://raw.githubusercontent.com/mrc-ide/global-lmic-reports/master/AFG/projections.csv
https://raw.githubusercontent.com/mrc-ide/global-lmic-reports/master/AFG/projections.csv
https://raw.githubusercontent.com/mrc-ide/global-lmic-reports/master/AFG/projections.csv
https://raw.githubusercontent.com/mrc-ide/global-lmic-reports/master/AFG/projections.csv
https://raw.githubusercontent.com/mrc-ide/global-lmic-reports/master/AFG/projections.csv
https://raw.githubusercontent.com/mrc-ide/global-lmic-reports/master/AFG/projections.csv
https://raw.githubusercontent.com/mrc-ide/global-lmic-reports/master/AFG/projections.csv
https://raw.githubusercontent.com/mrc-ide/global-lmic-reports/master/AFG/projections.csv
https://raw.githubusercontent.com/mrc-ide/global-lmic-reports/master/AFG/projections.csv
https://raw.githubusercontent.com/mrc-ide/global-lmic-reports/master/AFG/projections.csv
https://raw.githubusercontent.com/mrc-ide/global-lmic-reports/master/AFG/projections.csv
https://raw.githubusercontent.com/mrc-ide/global-lmic-reports/master/AFG/projections.csv
https://raw.githubusercontent.com/mrc-ide/global-lmic-reports/master/AFG/projections.csv
https://raw.githubusercontent.com/mrc-ide/global-lmic-reports/master/AFG/projections.csv
https://raw.githubusercontent.com/mrc-ide/global-lmic-reports/master/AFG/projections.csv
https://raw.githubusercontent.com/mrc-ide/global-lmic-reports/master/AFG/projections.csv
https://raw.githubusercontent.com/mrc-ide/global-lmic-reports/master/AFG/projections.csv
https://raw.githubusercontent.com/mrc-ide/global-lmic-reports/master/AFG/projections.csv
https://raw.githubusercontent.com/mrc-ide/global-lmic-reports/master/AFG/projections.csv
https://raw.githubusercontent.com/mrc-ide/global-lmic-reports/master/AFG/projections.csv
https://raw.githubusercontent.com/mrc-ide/global-lmic-reports/master/AFG/projections.csv
https://raw.githubusercontent.com/mrc-ide/global-lmic-reports/master/AFG/projections.csv
https://raw.githubusercontent.com/mrc-ide/global-lmic-reports/master/AFG/projections.csv
https://raw.githubusercontent.com/mrc-ide/global-lmic-reports/master/AFG/projections.csv
https://raw.githubusercontent.com/mrc-ide/global-lmic-reports/master/AFG/projections.csv
https://raw.githubusercontent.com/mrc-ide/global-lmic-reports/master/AFG/projections.csv
https://raw.githubusercontent.com/mrc-ide/global-lmic-reports/master/AFG/projections.csv
https://raw.githubusercontent.com/mrc-ide/global-lmic-reports/master/AFG/projections.csv
https://raw.githubusercontent.com/mrc-ide/global-lmic-reports/master/AFG/projections.csv
https://raw.githubusercontent.com/mrc-ide/global-lmic-reports/master/AFG/projections.csv
https://raw.githubusercontent.com/mrc-ide/global-lmic-reports/master/AFG/projections.csv
https://raw.githubusercontent.com/mrc-ide/global-lmic-reports/master/AFG/projections.csv
https://raw.githubusercontent.com/mrc-ide/global-lmic-reports/master/AFG/projections.csv
https://raw.githubusercontent.com/mrc-ide/global-lmic-reports/master/AFG/projections.csv
https://raw.githubusercontent.com/mrc-ide/global-lmic-reports/master/AFG/projections.csv
https://raw.githubusercontent.com/mrc-ide/global-lmic-reports/master/AFG/projections.csv
https://raw.githubusercontent.com/mrc-ide/global-lmic-reports/master/AFG/projections.csv
https://raw.githubusercontent.com/mrc-ide/global-lmic-reports/master/AFG/projections.csv
https://raw.githubusercontent.com/mrc-ide/global-lmic-reports/master/AFG/projections.csv
https://raw.githubusercontent.com/mrc-ide/global-lmic-reports/master/AFG/projections.csv
https://raw.githubusercontent.com/mrc-ide/global-lmic-reports/master/AFG/projections.csv
https://raw.githubusercontent.com/mrc-ide/global-lmic-reports/master/AFG/projections.csv
https://raw.githubusercontent.com/mrc-ide/global-lmic-reports/master/AFG/projections.csv
https://raw.githubusercontent.com/mrc-ide/global-lmic-reports/master/AFG/projections.csv
https://raw.githubusercontent.com/mrc-ide/global-lmic-reports/master/AFG/projections.csv
https://raw.githubusercontent.com/mrc-ide/global-lmic-reports/master/AFG/projections.csv
https://raw.githubusercontent.com/mrc-ide/global-lmic-reports/master/AFG/projections.csv
https://raw.githubusercontent.com/mrc-ide/global-lmic-reports/master/AFG/projections.csv
https://raw.githubusercontent.com/mrc-ide/global-lmic-reports/master/AFG/projections.csv
https://raw.githubusercontent.com/mrc-ide/global-lmic-reports/master/AFG/projections.csv
https://raw.githubusercontent.com/mrc-ide/global-lmic-reports/master/AFG/projections.csv
https://raw.githubusercontent.com/mrc-ide/global-lmic-reports/master/AFG/projections.csv
https://raw.githubusercontent.com/mrc-ide/global-lmic-reports/master/AFG/projections.csv
https://raw.githubusercontent.com/mrc-ide/global-lmic-reports/master/AFG/projections.csv
https://raw.githubusercontent.com/mrc-ide/global-lmic-reports/master/AFG/projections.csv
https://raw.githubusercontent.com/mrc-ide/global-lmic-reports/master/AFG/projections.csv
https://raw.githubusercontent.com/mrc-ide/global-lmic-reports/master/AFG/projections.csv
https://raw.githubusercontent.com/mrc-ide/global-lmic-reports/master/AFG/projections.csv
https://raw.githubusercontent.com/mrc-ide/global-lmic-reports/master/AFG/projections.csv
https://raw.githubusercontent.com/mrc-ide/global-lmic-reports/master/AFG/projections.csv
https://raw.githubusercontent.com/mrc-ide/global-lmic-reports/master/AFG/projections.csv
https://raw.githubusercontent.com/mrc-ide/global-lmic-reports/master/AFG/projections.csv
https://raw.githubusercontent.com/mrc-ide/global-lmic-reports/master/AFG/projections.csv
https://raw.githubusercontent.com/mrc-ide/global-lmic-reports/master/AFG/projections.csv
https://raw.githubusercontent.com/mrc-ide/global-lmic-reports/master/AFG/projections.csv
https://raw.githubusercontent.com/mrc-ide/global-lmic-reports/master/AFG/projections.csv
https://raw.githubusercontent.com/mrc-ide/global-lmic-reports/master/AFG/projections.csv
https://raw.githubusercontent.com/mrc-ide/global-lmic-reports/master/AFG/projections.csv
https://raw.githubusercontent.com/mrc-ide/global-lmic-reports/master/AFG/projections.csv
https://raw.githubusercontent.com/mrc-ide/global-lmic-reports/master/AFG/projections.csv
https://raw.githubusercontent.com/mrc-ide/global-lmic-reports/master/AFG/projections.csv
https://raw.githubusercontent.com/mrc-ide/global-lmic-reports/master/AFG/projections.csv
https://raw.githubusercontent.com/mrc-ide/global-lmic-reports/master/AFG/projections.csv
https://raw.githubusercontent.com/mrc-ide/global-lmic-reports/master/AFG/projections.csv
https://raw.githubusercontent.com/mrc-ide/global-lmic-reports/master/AFG/projections.csv
https://raw.githubusercontent.com/mrc-ide/global-lmic-reports/master/AFG/projections.csv
https://raw.githubusercontent.com/mrc-ide/global-lmic-reports/master/AFG/projections.csv
https://raw.githubusercontent.com/mrc-ide/global-lmic-reports/master/AFG/projections.csv
https://raw.githubusercontent.com/mrc-ide/global-lmic-reports/master/AFG/projections.csv
https://raw.githubusercontent.com/mrc-ide/global-lmic-reports/master/AFG/projections.csv
https://raw.githubusercontent.com/mrc-ide/global-lmic-reports/master/AFG/projections.csv
https://raw.githubusercontent.com/mrc-ide/global-lmic-reports/master/AFG/projections.csv
https://raw.githubusercontent.com/mrc-ide/global-lmic-reports/master/AFG/projections.csv
https://raw.githubusercontent.com/mrc-ide/global-lmic-reports/master/AFG/projections.csv
https://raw.githubusercontent.com/mrc-ide/global-lmic-reports/master/AFG/projections.csv
https://raw.githubusercontent.com/mrc-ide/global-lmic-reports/master/AFG/projections.csv
https://raw.githubusercontent.com/mrc-ide/global-lmic-reports/master/AFG/projections.csv
https://raw.githubusercontent.com/mrc-ide/global-lmic-reports/master/AFG/projections.csv
https://raw.githubusercontent.com/mrc-ide/global-lmic-reports/master/AFG/projections.csv
https://raw.githubusercontent.com/mrc-ide/global-lmic-reports/master/AFG/projections.csv
https://raw.githubusercontent.com/mrc-ide/global-lmic-reports/master/AFG/projections.csv
https://raw.githubusercontent.com/mrc-ide/global-lmic-reports/master/AFG/projections.csv
https://raw.githubusercontent.com/mrc-ide/global-lmic-reports/master/AFG/projections.csv
https://raw.githubusercontent.com/mrc-ide/global-lmic-reports/master/AFG/projections.csv
https://raw.githubusercontent.com/mrc-ide/global-lmic-reports/master/AFG/projections.csv
https://raw.githubusercontent.com/mrc-ide/global-lmic-reports/master/AFG/projections.csv
https://raw.githubusercontent.com/mrc-ide/global-lmic-reports/master/AFG/projections.csv
https://raw.githubusercontent.com/mrc-ide/global-lmic-reports/master/AFG/projections.csv
https://raw.githubusercontent.com/mrc-ide/global-lmic-reports/master/AFG/projections.csv
https://raw.githubusercontent.com/mrc-ide/global-lmic-reports/master/AFG/projections.csv
https://raw.githubusercontent.com/mrc-ide/global-lmic-reports/master/AFG/projections.csv
https://raw.githubusercontent.com/mrc-ide/global-lmic-reports/master/AFG/projections.csv
https://raw.githubusercontent.com/mrc-ide/global-lmic-reports/master/AFG/projections.csv
https://raw.githubusercontent.com/mrc-ide/global-lmic-reports/master/AFG/projections.csv
https://raw.githubusercontent.com/mrc-ide/global-lmic-reports/master/AFG/projections.csv
https://raw.githubusercontent.com/mrc-ide/global-lmic-reports/master/AFG/projections.csv
https://raw.githubusercontent.com/mrc-ide/global-lmic-reports/master/AFG/projections.csv
https://raw.githubusercontent.com/mrc-ide/global-lmic-reports/master/AFG/projections.csv
https://raw.githubusercontent.com/mrc-ide/global-lmic-reports/master/AFG/projections.csv
https://raw.githubusercontent.com/mrc-ide/global-lmic-reports/master/AFG/projections.csv
https://raw.githubusercontent.com/mrc-ide/global-lmic-reports/master/AFG/projections.csv
https://raw.githubusercontent.com/mrc-ide/global-lmic-reports/master/AFG/projections.csv
https://raw.githubusercontent.com/mrc-ide/global-lmic-reports/master/AFG/projections.csv
https://raw.githubusercontent.com/mrc-ide/global-lmic-reports/master/AFG/projections.csv
https://raw.githubusercontent.com/mrc-ide/global-lmic-reports/master/AFG/projections.csv
https://raw.githubusercontent.com/mrc-ide/global-lmic-reports/master/AFG/projections.csv
https://raw.githubusercontent.com/mrc-ide/global-lmic-reports/master/AFG/projections.csv
https://raw.githubusercontent.com/mrc-ide/global-lmic-reports/master/AFG/projections.csv
https://raw.githubusercontent.com/mrc-ide/global-lmic-reports/master/AFG/projections.csv
https://raw.githubusercontent.com/mrc-ide/global-lmic-reports/master/AFG/projections.csv
https://raw.githubusercontent.com/mrc-ide/global-lmic-reports/master/AFG/projections.csv
https://raw.githubusercontent.com/mrc-ide/global-lmic-reports/master/AFG/projections.csv
https://raw.githubusercontent.com/mrc-ide/global-lmic-reports/master/AFG/projections.csv
https://raw.githubusercontent.com/mrc-ide/global-lmic-reports/master/AFG/projections.csv
https://raw.githubusercontent.com/mrc-ide/global-lmic-reports/master/AFG/projections.csv
https://raw.githubusercontent.com/mrc-ide/global-lmic-reports/master/AFG/projections.csv
https://raw.githubusercontent.com/mrc-ide/global-lmic-reports/master/AFG/projections.csv
https://raw.githubusercontent.com/mrc-ide/global-lmic-reports/master/AFG/projections.csv
https://raw.githubusercontent.com/mrc-ide/global-lmic-reports/master/AFG/projections.csv
https://raw.githubusercontent.com/mrc-ide/global-lmic-reports/master/AFG/projections.csv
https://raw.githubusercontent.com/mrc-ide/global-lmic-reports/master/AFG/projections.csv
https://raw.githubusercontent.com/mrc-ide/global-lmic-reports/master/AFG/projections.csv
https://raw.githubusercontent.com/mrc-ide/global-lmic-reports/master/AFG/projections.csv
https://raw.githubusercontent.com/mrc-ide/global-lmic-reports/master/AFG/projections.csv
https://raw.githubusercontent.com/mrc-ide/global-lmic-reports/master/AFG/projections.csv
https://raw.githubusercontent.com/mrc-ide/global-lmic-reports/master/AFG/projections.csv
https://raw.githubusercontent.com/mrc-ide/global-lmic-reports/master/AFG/projections.csv
https://raw.githubusercontent.com/mrc-ide/global-lmic-reports/master/AFG/projections.csv
https://raw.githubusercontent.com/mrc-ide/global-lmic-reports/master/AFG/projections.csv
https://raw.githubusercontent.com/mrc-ide/global-lmic-reports/master/AFG/projections.csv
https://raw.githubusercontent.com/mrc-ide/global-lmic-reports/master/AFG/projections.csv
https://raw.githubusercontent.com/mrc-ide/global-lmic-reports/master/AFG/projections.csv
https://raw.githubusercontent.com/mrc-ide/global-lmic-reports/master/AFG/projections.csv
https://raw.githubusercontent.com/mrc-ide/global-lmic-reports/master/AFG/projections.csv
https://raw.githubusercontent.com/mrc-ide/global-lmic-reports/master/AFG/projections.csv
https://raw.githubusercontent.com/mrc-ide/global-lmic-reports/master/AFG/projections.csv
https://raw.githubusercontent.com/mrc-ide/global-lmic-reports/master/AFG/projections.csv
https://raw.githubusercontent.com/mrc-ide/global-lmic-reports/master/AFG/projections.csv
https://raw.githubusercontent.com/mrc-ide/global-lmic-reports/master/AFG/projections.csv
https://raw.githubusercontent.com/mrc-ide/global-lmic-reports/master/AFG/projections.csv
https://raw.githubusercontent.com/mrc-ide/global-lmic-reports/master/AFG/projections.csv
https://raw.githubusercontent.com/mrc-ide/global-lmic-reports/master/AFG/projections.csv
https://raw.githubusercontent.com/mrc-ide/global-lmic-reports/master/AFG/projections.csv
https://raw.githubusercontent.com/mrc-ide/global-lmic-reports/master/AFG/projections.csv
https://raw.githubusercontent.com/mrc-ide/global-lmic-reports/master/AFG/projections.csv
https://raw.githubusercontent.com/mrc-ide/global-lmic-reports/master/AFG/projections.csv
https://raw.githubusercontent.com/mrc-ide/global-lmic-reports/master/AFG/projections.csv
https://raw.githubusercontent.com/mrc-ide/global-lmic-reports/master/AFG/projections.csv
https://raw.githubusercontent.com/mrc-ide/global-lmic-reports/master/AFG/projections.csv
https://raw.githubusercontent.com/mrc-ide/global-lmic-reports/master/AFG/projections.csv
https://raw.githubusercontent.com/mrc-ide/global-lmic-reports/master/AFG/projections.csv
https://raw.githubusercontent.com/mrc-ide/global-lmic-reports/master/AFG/projections.csv
https://raw.githubusercontent.com/mrc-ide/global-lmic-reports/master/AFG/projections.csv
https://raw.githubusercontent.com/mrc-ide/global-lmic-reports/master/AFG/projections.csv
https://raw.githubusercontent.com/mrc-ide/global-lmic-reports/master/AFG/projections.csv
https://raw.githubusercontent.com/mrc-ide/global-lmic-reports/master/AFG/projections.csv
https://raw.githubusercontent.com/mrc-ide/global-lmic-reports/master/AFG/projections.csv
https://raw.githubusercontent.com/mrc-ide/global-lmic-reports/master/AFG/projections.csv
https://raw.githubusercontent.com/mrc-ide/global-lmic-reports/master/AFG/projections.csv
https://raw.githubusercontent.com/mrc-ide/global-lmic-reports/master/AFG/projections.csv
https://raw.githubusercontent.com/mrc-ide/global-lmic-reports/master/AFG/projections.csv
https://raw.githubusercontent.com/mrc-ide/global-lmic-reports/master/AFG/projections.csv
https://raw.githubusercontent.com/mrc-ide/global-lmic-reports/master/AFG/projections.csv
https://raw.githubusercontent.com/mrc-ide/global-lmic-reports/master/AFG/projections.csv
https://raw.githubusercontent.com/mrc-ide/global-lmic-reports/master/AFG/projections.csv
https://raw.githubusercontent.com/mrc-ide/global-lmic-reports/master/AFG/projections.csv
https://raw.githubusercontent.com/mrc-ide/global-lmic-reports/master/AFG/projections.csv
https://raw.githubusercontent.com/mrc-ide/global-lmic-reports/master/AFG/projections.csv
https://raw.githubusercontent.com/mrc-ide/global-lmic-reports/master/AFG/projections.csv
https://raw.githubusercontent.com/mrc-ide/global-lmic-reports/master/AFG/projections.csv
https://raw.githubusercontent.com/mrc-ide/global-lmic-reports/master/AFG/projections.csv
https://raw.githubusercontent.com/mrc-ide/global-lmic-reports/master/AFG/projections.csv
https://raw.githubusercontent.com/mrc-ide/global-lmic-reports/master/AFG/projections.csv
https://raw.githubusercontent.com/mrc-ide/global-lmic-reports/master/AFG/projections.csv
https://raw.githubusercontent.com/mrc-ide/global-lmic-reports/master/AFG/projections.csv
https://raw.githubusercontent.com/mrc-ide/global-lmic-reports/master/AFG/projections.csv
https://raw.githubusercontent.com/mrc-ide/global-lmic-reports/master/AFG/projections.csv
https://raw.githubusercontent.com/mrc-ide/global-lmic-reports/master/AFG/projections.csv
https://raw.githubusercontent.com/mrc-ide/global-lmic-reports/master/AFG/projections.csv
https://raw.githubusercontent.com/mrc-ide/global-lmic-reports/master/AFG/projections.csv
https://raw.githubusercontent.com/mrc-ide/global-lmic-reports/master/AFG/projections.csv
https://raw.githubusercontent.com/mrc-ide/global-lmic-reports/master/AFG/projections.csv
https://raw.githubusercontent.com/mrc-ide/global-lmic-reports/master/AFG/projections.csv
https://raw.githubusercontent.com/mrc-ide/global-lmic-reports/master/AFG/projections.csv
https://raw.githubusercontent.com/mrc-ide/global-lmic-reports/master/AFG/projections.csv
https://raw.githubusercontent.com/mrc-ide/global-lmic-reports/master/AFG/projections.csv
https://raw.githubusercontent.com/mrc-ide/global-lmic-reports/master/AFG/projections.csv
https://raw.githubusercontent.com/mrc-ide/global-lmic-reports/master/AFG/projections.csv
https://raw.githubusercontent.com/mrc-ide/global-lmic-reports/master/AFG/projections.csv
https://raw.githubusercontent.com/mrc-ide/global-lmic-reports/master/AFG/projections.csv
https://raw.githubusercontent.com/mrc-ide/global-lmic-reports/master/AFG/projections.csv
https://raw.githubusercontent.com/mrc-ide/global-lmic-reports/master/AFG/projections.csv
https://raw.githubusercontent.com/mrc-ide/global-lmic-reports/master/AFG/projections.csv
https://raw.githubusercontent.com/mrc-ide/global-lmic-reports/master/AFG/projections.csv
https://raw.githubusercontent.com/mrc-ide/global-lmic-reports/master/AFG/projections.csv
https://raw.githubusercontent.com/mrc-ide/global-lmic-reports/master/AFG/projections.csv
https://raw.githubusercontent.com/mrc-ide/global-lmic-reports/master/AFG/projections.csv
https://raw.githubusercontent.com/mrc-ide/global-lmic-reports/master/AFG/projections.csv
https://raw.githubusercontent.com/mrc-ide/global-lmic-reports/master/AFG/projections.csv
https://raw.githubusercontent.com/mrc-ide/global-lmic-reports/master/AFG/projections.csv
https://raw.githubusercontent.com/mrc-ide/global-lmic-reports/master/AFG/projections.csv
https://raw.githubusercontent.com/mrc-ide/global-lmic-reports/master/AFG/projections.csv
https://raw.githubusercontent.com/mrc-ide/global-lmic-reports/master/AFG/projections.csv
https://raw.githubusercontent.com/mrc-ide/global-lmic-reports/master/AFG/projections.csv
https://raw.githubusercontent.com/mrc-ide/global-lmic-reports/master/AFG/projections.csv
https://raw.githubusercontent.com/mrc-ide/global-lmic-reports/master/AFG/projections.csv
https://raw.githubusercontent.com/mrc-ide/global-lmic-reports/master/AFG/projections.csv
https://raw.githubusercontent.com/mrc-ide/global-lmic-reports/master/AFG/projections.csv
https://raw.githubusercontent.com/mrc-ide/global-lmic-reports/master/AFG/projections.csv
https://raw.githubusercontent.com/mrc-ide/global-lmic-reports/master/AFG/projections.csv
https://raw.githubusercontent.com/mrc-ide/global-lmic-reports/master/AFG/projections.csv
https://raw.githubusercontent.com/mrc-ide/global-lmic-reports/master/AFG/projections.csv
https://raw.githubusercontent.com/mrc-ide/global-lmic-reports/master/AFG/projections.csv
https://raw.githubusercontent.com/mrc-ide/global-lmic-reports/master/AFG/projections.csv
https://raw.githubusercontent.com/mrc-ide/global-lmic-reports/master/AFG/projections.csv
https://raw.githubusercontent.com/mrc-ide/global-lmic-reports/master/AFG/projections.csv
https://raw.githubusercontent.com/mrc-ide/global-lmic-reports/master/AFG/projections.csv
https://raw.githubusercontent.com/mrc-ide/global-lmic-reports/master/AFG/projections.csv
https://raw.githubusercontent.com/mrc-ide/global-lmic-reports/master/AFG/projections.csv
https://raw.githubusercontent.com/mrc-ide/global-lmic-reports/master/AFG/projections.csv
https://raw.githubusercontent.com/mrc-ide/global-lmic-reports/master/AFG/projections.csv
https://raw.githubusercontent.com/mrc-ide/global-lmic-reports/master/AFG/projections.csv
https://raw.githubusercontent.com/mrc-ide/global-lmic-reports/master/AFG/projections.csv
https://raw.githubusercontent.com/mrc-ide/global-lmic-reports/master/AFG/projections.csv
https://raw.githubusercontent.com/mrc-ide/global-lmic-reports/master/AFG/projections.csv
https://raw.githubusercontent.com/mrc-ide/global-lmic-reports/master/AFG/projections.csv
https://raw.githubusercontent.com/mrc-ide/global-lmic-reports/master/AFG/projections.csv
https://raw.githubusercontent.com/mrc-ide/global-lmic-reports/master/AFG/projections.csv
https://raw.githubusercontent.com/mrc-ide/global-lmic-reports/master/AFG/projections.csv
https://raw.githubusercontent.com/mrc-ide/global-lmic-reports/master/AFG/projections.csv
https://raw.githubusercontent.com/mrc-ide/global-lmic-reports/master/AFG/projections.csv
https://raw.githubusercontent.com/mrc-ide/global-lmic-reports/master/AFG/projections.csv
https://raw.githubusercontent.com/mrc-ide/global-lmic-reports/master/AFG/projections.csv
https://raw.githubusercontent.com/mrc-ide/global-lmic-reports/master/AFG/projections.csv
https://raw.githubusercontent.com/mrc-ide/global-lmic-reports/master/AFG/projections.csv
https://raw.githubusercontent.com/mrc-ide/global-lmic-reports/master/AFG/projections.csv
https://raw.githubusercontent.com/mrc-ide/global-lmic-reports/master/AFG/projections.csv
https://raw.githubusercontent.com/mrc-ide/global-lmic-reports/master/AFG/projections.csv
https://raw.githubusercontent.com/mrc-ide/global-lmic-reports/master/AFG/projections.csv
https://raw.githubusercontent.com/mrc-ide/global-lmic-reports/master/AFG/projections.csv
https://raw.githubusercontent.com/mrc-ide/global-lmic-reports/master/AFG/projections.csv
https://raw.githubusercontent.com/mrc-ide/global-lmic-reports/master/AFG/projections.csv
https://raw.githubusercontent.com/mrc-ide/global-lmic-reports/master/AFG/projections.csv
https://raw.githubusercontent.com/mrc-ide/global-lmic-reports/master/AFG/projections.csv
https://raw.githubusercontent.com/mrc-ide/global-lmic-reports/master/AFG/projections.csv
https://raw.githubusercontent.com/mrc-ide/global-lmic-reports/master/AFG/projections.csv
https://raw.githubusercontent.com/mrc-ide/global-lmic-reports/master/AFG/projections.csv
https://raw.githubusercontent.com/mrc-ide/global-lmic-reports/master/AFG/projections.csv
https://raw.githubusercontent.com/mrc-ide/global-lmic-reports/master/AFG/projections.csv
https://raw.githubusercontent.com/mrc-ide/global-lmic-reports/master/AFG/projections.csv
https://raw.githubusercontent.com/mrc-ide/global-lmic-reports/master/AFG/projections.csv
https://raw.githubusercontent.com/mrc-ide/global-lmic-reports/master/AFG/projections.csv
https://raw.githubusercontent.com/mrc-ide/global-lmic-reports/master/AFG/projections.csv
https://raw.githubusercontent.com/mrc-ide/global-lmic-reports/master/AFG/projections.csv
https://raw.githubusercontent.com/mrc-ide/global-lmic-reports/master/AFG/projections.csv
https://raw.githubusercontent.com/mrc-ide/global-lmic-reports/master/AFG/projections.csv
https://raw.githubusercontent.com/mrc-ide/global-lmic-reports/master/AFG/projections.csv
https://raw.githubusercontent.com/mrc-ide/global-lmic-reports/master/AFG/projections.csv
https://raw.githubusercontent.com/mrc-ide/global-lmic-reports/master/AFG/projections.csv
https://raw.githubusercontent.com/mrc-ide/global-lmic-reports/master/AFG/projections.csv
https://raw.githubusercontent.com/mrc-ide/global-lmic-reports/master/AFG/projections.csv
https://raw.githubusercontent.com/mrc-ide/global-lmic-reports/master/AFG/projections.csv
https://raw.githubusercontent.com/mrc-ide/global-lmic-reports/master/AFG/projections.csv
https://raw.githubusercontent.com/mrc-ide/global-lmic-reports/master/AFG/projections.csv
https://raw.githubusercontent.com/mrc-ide/global-lmic-reports/master/AFG/projections.csv
https://raw.githubusercontent.com/mrc-ide/global-lmic-reports/master/AFG/projections.csv
https://raw.githubusercontent.com/mrc-ide/global-lmic-reports/master/AFG/projections.csv
https://raw.githubusercontent.com/mrc-ide/global-lmic-reports/master/AFG/projections.csv
https://raw.githubusercontent.com/mrc-ide/global-lmic-reports/master/AFG/projections.csv
https://raw.githubusercontent.com/mrc-ide/global-lmic-reports/master/AFG/projections.csv
https://raw.githubusercontent.com/mrc-ide/global-lmic-reports/master/AFG/projections.csv
https://raw.githubusercontent.com/mrc-ide/global-lmic-reports/master/AFG/projections.csv
https://raw.githubusercontent.com/mrc-ide/global-lmic-reports/master/AFG/projections.csv
https://raw.githubusercontent.com/mrc-ide/global-lmic-reports/master/AFG/projections.csv
https://raw.githubusercontent.com/mrc-ide/global-lmic-reports/master/AFG/projections.csv
https://raw.githubusercontent.com/mrc-ide/global-lmic-reports/master/AFG/projections.csv
https://raw.githubusercontent.com/mrc-ide/global-lmic-reports/master/AFG/projections.csv
https://raw.githubusercontent.com/mrc-ide/global-lmic-reports/master/AFG/projections.csv
https://raw.githubusercontent.com/mrc-ide/global-lmic-reports/master/AFG/projections.csv
https://raw.githubusercontent.com/mrc-ide/global-lmic-reports/master/AFG/projections.csv
https://raw.githubusercontent.com/mrc-ide/global-lmic-reports/master/AFG/projections.csv
https://raw.githubusercontent.com/mrc-ide/global-lmic-reports/master/AFG/projections.csv
https://raw.githubusercontent.com/mrc-ide/global-lmic-reports/master/AFG/projections.csv
https://raw.githubusercontent.com/mrc-ide/global-lmic-reports/master/AFG/projections.csv
https://raw.githubusercontent.com/mrc-ide/global-lmic-reports/master/AFG/projections.csv
https://raw.githubusercontent.com/mrc-ide/global-lmic-reports/master/AFG/projections.csv
https://raw.githubusercontent.com/mrc-ide/global-lmic-reports/master/AFG/projections.csv
https://raw.githubusercontent.com/mrc-ide/global-lmic-reports/master/AFG/projections.csv
https://raw.githubusercontent.com/mrc-ide/global-lmic-reports/master/AFG/projections.csv
https://raw.githubusercontent.com/mrc-ide/global-lmic-reports/master/AFG/projections.csv
https://raw.githubusercontent.com/mrc-ide/global-lmic-reports/master/AFG/projections.csv
https://raw.githubusercontent.com/mrc-ide/global-lmic-reports/master/AFG/projections.csv
https://raw.githubusercontent.com/mrc-ide/global-lmic-reports/master/AFG/projections.csv
https://raw.githubusercontent.com/mrc-ide/global-lmic-reports/master/AFG/projections.csv
https://raw.githubusercontent.com/mrc-ide/global-lmic-reports/master/AFG/projections.csv
https://raw.githubusercontent.com/mrc-ide/global-lmic-reports/master/AFG/projections.csv
https://raw.githubusercontent.com/mrc-ide/global-lmic-reports/master/AFG/projections.csv
https://raw.githubusercontent.com/mrc-ide/global-lmic-reports/master/AFG/projections.csv
https://raw.githubusercontent.com/mrc-ide/global-lmic-reports/master/AFG/projections.csv
https://raw.githubusercontent.com/mrc-ide/global-lmic-reports/master/AFG/projections.csv
https://raw.githubusercontent.com/mrc-ide/global-lmic-reports/master/AFG/projections.csv
https://raw.githubusercontent.com/mrc-ide/global-lmic-reports/master/AFG/projections.csv
https://raw.githubusercontent.com/mrc-ide/global-lmic-reports/master/AFG/projections.csv
https://raw.githubusercontent.com/mrc-ide/global-lmic-reports/master/AFG/projections.csv
https://raw.githubusercontent.com/mrc-ide/global-lmic-reports/master/AFG/projections.csv
https://raw.githubusercontent.com/mrc-ide/global-lmic-reports/master/AFG/projections.csv
https://raw.githubusercontent.com/mrc-ide/global-lmic-reports/master/AFG/projections.csv
https://raw.githubusercontent.com/mrc-ide/global-lmic-reports/master/AFG/projections.csv
https://raw.githubusercontent.com/mrc-ide/global-lmic-reports/master/AFG/projections.csv
https://raw.githubusercontent.com/mrc-ide/global-lmic-reports/master/AFG/projections.csv
https://raw.githubusercontent.com/mrc-ide/global-lmic-reports/master/AFG/projections.csv
https://raw.githubusercontent.com/mrc-ide/global-lmic-reports/master/AFG/projections.csv
https://raw.githubusercontent.com/mrc-ide/global-lmic-reports/master/AFG/projections.csv
https://raw.githubusercontent.com/mrc-ide/global-lmic-reports/master/AFG/projections.csv
https://raw.githubusercontent.com/mrc-ide/global-lmic-reports/master/AFG/projections.csv
https://raw.githubusercontent.com/mrc-ide/global-lmic-reports/master/AFG/projections.csv
https://raw.githubusercontent.com/mrc-ide/global-lmic-reports/master/AFG/projections.csv
https://raw.githubusercontent.com/mrc-ide/global-lmic-reports/master/AFG/projections.csv
https://raw.githubusercontent.com/mrc-ide/global-lmic-reports/master/AFG/projections.csv
https://raw.githubusercontent.com/mrc-ide/global-lmic-reports/master/AFG/projections.csv
https://raw.githubusercontent.com/mrc-ide/global-lmic-reports/master/AFG/projections.csv
https://raw.githubusercontent.com/mrc-ide/global-lmic-reports/master/AFG/projections.csv
https://raw.githubusercontent.com/mrc-ide/global-lmic-reports/master/AFG/projections.csv
https://raw.githubusercontent.com/mrc-ide/global-lmic-reports/master/AFG/projections.csv
https://raw.githubusercontent.com/mrc-ide/global-lmic-reports/master/AFG/projections.csv
https://raw.githubusercontent.com/mrc-ide/global-lmic-reports/master/AFG/projections.csv
https://raw.githubusercontent.com/mrc-ide/global-lmic-reports/master/AFG/projections.csv
https://raw.githubusercontent.com/mrc-ide/global-lmic-reports/master/AFG/projections.csv
https://raw.githubusercontent.com/mrc-ide/global-lmic-reports/master/AFG/projections.csv
https://raw.githubusercontent.com/mrc-ide/global-lmic-reports/master/AFG/projections.csv
https://raw.githubusercontent.com/mrc-ide/global-lmic-reports/master/AFG/projections.csv
https://raw.githubusercontent.com/mrc-ide/global-lmic-reports/master/AFG/projections.csv
https://raw.githubusercontent.com/mrc-ide/global-lmic-reports/master/AFG/projections.csv
https://raw.githubusercontent.com/mrc-ide/global-lmic-reports/master/AFG/projections.csv
https://raw.githubusercontent.com/mrc-ide/global-lmic-reports/master/AFG/projections.csv
https://raw.githubusercontent.com/mrc-ide/global-lmic-reports/master/AFG/projections.csv
https://raw.githubusercontent.com/mrc-ide/global-lmic-reports/master/AFG/projections.csv
https://raw.githubusercontent.com/mrc-ide/global-lmic-reports/master/AFG/projections.csv
https://raw.githubusercontent.com/mrc-ide/global-lmic-reports/master/AFG/projections.csv
https://raw.githubusercontent.com/mrc-ide/global-lmic-reports/master/AFG/projections.csv
https://raw.githubusercontent.com/mrc-ide/global-lmic-reports/master/AFG/projections.csv
https://raw.githubusercontent.com/mrc-ide/global-lmic-reports/master/AFG/projections.csv
https://raw.githubusercontent.com/mrc-ide/global-lmic-reports/master/AFG/projections.csv
https://raw.githubusercontent.com/mrc-ide/global-lmic-reports/master/AFG/projections.csv
https://raw.githubusercontent.com/mrc-ide/global-lmic-reports/master/AFG/projections.csv
https://raw.githubusercontent.com/mrc-ide/global-lmic-reports/master/AFG/projections.csv
https://raw.githubusercontent.com/mrc-ide/global-lmic-reports/master/AFG/projections.csv
https://raw.githubusercontent.com/mrc-ide/global-lmic-reports/master/AFG/projections.csv
https://raw.githubusercontent.com/mrc-ide/global-lmic-reports/master/AFG/projections.csv
https://raw.githubusercontent.com/mrc-ide/global-lmic-reports/master/AFG/projections.csv
https://raw.githubusercontent.com/mrc-ide/global-lmic-reports/master/AFG/projections.csv
https://raw.githubusercontent.com/mrc-ide/global-lmic-reports/master/AFG/projections.csv
https://raw.githubusercontent.com/mrc-ide/global-lmic-reports/master/AFG/projections.csv
https://raw.githubusercontent.com/mrc-ide/global-lmic-reports/master/AFG/projections.csv
https://raw.githubusercontent.com/mrc-ide/global-lmic-reports/master/AFG/projections.csv
https://raw.githubusercontent.com/mrc-ide/global-lmic-reports/master/AFG/projections.csv
https://raw.githubusercontent.com/mrc-ide/global-lmic-reports/master/AFG/projections.csv
https://raw.githubusercontent.com/mrc-ide/global-lmic-reports/master/AFG/projections.csv
https://raw.githubusercontent.com/mrc-ide/global-lmic-reports/master/AFG/projections.csv
https://raw.githubusercontent.com/mrc-ide/global-lmic-reports/master/AFG/projections.csv
https://raw.githubusercontent.com/mrc-ide/global-lmic-reports/master/AFG/projections.csv
https://raw.githubusercontent.com/mrc-ide/global-lmic-reports/master/AFG/projections.csv
https://raw.githubusercontent.com/mrc-ide/global-lmic-reports/master/AFG/projections.csv
https://raw.githubusercontent.com/mrc-ide/global-lmic-reports/master/AFG/projections.csv
https://raw.githubusercontent.com/mrc-ide/global-lmic-reports/master/AFG/projections.csv
https://raw.githubusercontent.com/mrc-ide/global-lmic-reports/master/AFG/projections.csv
https://raw.githubusercontent.com/mrc-ide/global-lmic-reports/master/AFG/projections.csv
https://raw.githubusercontent.com/mrc-ide/global-lmic-reports/master/AFG/projections.csv
https://raw.githubusercontent.com/mrc-ide/global-lmic-reports/master/AFG/projections.csv
https://raw.githubusercontent.com/mrc-ide/global-lmic-reports/master/AFG/projections.csv
https://raw.githubusercontent.com/mrc-ide/global-lmic-reports/master/AFG/projections.csv
https://raw.githubusercontent.com/mrc-ide/global-lmic-reports/master/AFG/projections.csv
https://raw.githubusercontent.com/mrc-ide/global-lmic-reports/master/AFG/projections.csv
https://raw.githubusercontent.com/mrc-ide/global-lmic-reports/master/AFG/projections.csv
https://raw.githubusercontent.com/mrc-ide/global-lmic-reports/master/AFG/projections.csv
https://raw.githubusercontent.com/mrc-ide/global-lmic-reports/master/AFG/projections.csv
https://raw.githubusercontent.com/mrc-ide/global-lmic-reports/master/AFG/projections.csv
https://raw.githubusercontent.com/mrc-ide/global-lmic-reports/master/AFG/projections.csv
https://raw.githubusercontent.com/mrc-ide/global-lmic-reports/master/AFG/projections.csv
https://raw.githubusercontent.com/mrc-ide/global-lmic-reports/master/AFG/projections.csv
https://raw.githubusercontent.com/mrc-ide/global-lmic-reports/master/AFG/projections.csv
https://raw.githubusercontent.com/mrc-ide/global-lmic-reports/master/AFG/projections.csv
https://raw.githubusercontent.com/mrc-ide/global-lmic-reports/master/AFG/projections.csv
https://raw.githubusercontent.com/mrc-ide/global-lmic-reports/master/AFG/projections.csv
https://raw.githubusercontent.com/mrc-ide/global-lmic-reports/master/AFG/projections.csv
https://raw.githubusercontent.com/mrc-ide/global-lmic-reports/master/AFG/projections.csv
https://raw.githubusercontent.com/mrc-ide/global-lmic-reports/master/AFG/projections.csv
https://raw.githubusercontent.com/mrc-ide/global-lmic-reports/master/AFG/projections.csv
https://raw.githubusercontent.com/mrc-ide/global-lmic-reports/master/AFG/projections.csv
https://raw.githubusercontent.com/mrc-ide/global-lmic-reports/master/AFG/projections.csv
https://raw.githubusercontent.com/mrc-ide/global-lmic-reports/master/AFG/projections.csv
https://raw.githubusercontent.com/mrc-ide/global-lmic-reports/master/AFG/projections.csv
https://raw.githubusercontent.com/mrc-ide/global-lmic-reports/master/AFG/projections.csv
https://raw.githubusercontent.com/mrc-ide/global-lmic-reports/master/AFG/projections.csv
https://raw.githubusercontent.com/mrc-ide/global-lmic-reports/master/AFG/projections.csv
https://raw.githubusercontent.com/mrc-ide/global-lmic-reports/master/AFG/projections.csv
https://raw.githubusercontent.com/mrc-ide/global-lmic-reports/master/AFG/projections.csv
https://raw.githubusercontent.com/mrc-ide/global-lmic-reports/master/AFG/projections.csv
https://raw.githubusercontent.com/mrc-ide/global-lmic-reports/master/AFG/projections.csv
https://raw.githubusercontent.com/mrc-ide/global-lmic-reports/master/AFG/projections.csv
https://raw.githubusercontent.com/mrc-ide/global-lmic-reports/master/AFG/projections.csv
https://raw.githubusercontent.com/mrc-ide/global-lmic-reports/master/AFG/projections.csv
https://raw.githubusercontent.com/mrc-ide/global-lmic-reports/master/AFG/projections.csv
https://raw.githubusercontent.com/mrc-ide/global-lmic-reports/master/AFG/projections.csv
https://raw.githubusercontent.com/mrc-ide/global-lmic-reports/master/AFG/projections.csv
https://raw.githubusercontent.com/mrc-ide/global-lmic-reports/master/AFG/projections.csv
https://raw.githubusercontent.com/mrc-ide/global-lmic-reports/master/AFG/projections.csv
https://raw.githubusercontent.com/mrc-ide/global-lmic-reports/master/AFG/projections.csv
https://raw.githubusercontent.com/mrc-ide/global-lmic-reports/master/AFG/projections.csv
https://raw.githubusercontent.com/mrc-ide/global-lmic-reports/master/AFG/projections.csv
https://raw.githubusercontent.com/mrc-ide/global-lmic-reports/master/AFG/projections.csv
https://raw.githubusercontent.com/mrc-ide/global-lmic-reports/master/AFG/projections.csv
https://raw.githubusercontent.com/mrc-ide/global-lmic-reports/master/AFG/projections.csv
https://raw.githubusercontent.com/mrc-ide/global-lmic-reports/master/AFG/projections.csv
https://raw.githubusercontent.com/mrc-ide/global-lmic-reports/master/AFG/projections.csv
https://raw.githubusercontent.com/mrc-ide/global-lmic-reports/master/AFG/projections.csv
https://raw.githubusercontent.com/mrc-ide/global-lmic-reports/master/AFG/projections.csv
https://raw.githubusercontent.com/mrc-ide/global-lmic-reports/master/AFG/projections.csv
https://raw.githubusercontent.com/mrc-ide/global-lmic-reports/master/AFG/projections.csv
https://raw.githubusercontent.com/mrc-ide/global-lmic-reports/master/AFG/projections.csv
https://raw.githubusercontent.com/mrc-ide/global-lmic-reports/master/AFG/projections.csv
https://raw.githubusercontent.com/mrc-ide/global-lmic-reports/master/AFG/projections.csv
https://raw.githubusercontent.com/mrc-ide/global-lmic-reports/master/AFG/projections.csv
https://raw.githubusercontent.com/mrc-ide/global-lmic-reports/master/AFG/projections.csv
https://raw.githubusercontent.com/mrc-ide/global-lmic-reports/master/AFG/projections.csv
https://raw.githubusercontent.com/mrc-ide/global-lmic-reports/master/AFG/projections.csv
https://raw.githubusercontent.com/mrc-ide/global-lmic-reports/master/AFG/projections.csv
https://raw.githubusercontent.com/mrc-ide/global-lmic-reports/master/AFG/projections.csv
https://raw.githubusercontent.com/mrc-ide/global-lmic-reports/master/AFG/projections.csv
https://raw.githubusercontent.com/mrc-ide/global-lmic-reports/master/AFG/projections.csv
https://raw.githubusercontent.com/mrc-ide/global-lmic-reports/master/AFG/projections.csv
https://raw.githubusercontent.com/mrc-ide/global-lmic-reports/master/AFG/projections.csv
https://raw.githubusercontent.com/mrc-ide/global-lmic-reports/master/AFG/projections.csv
https://raw.githubusercontent.com/mrc-ide/global-lmic-reports/master/AFG/projections.csv
https://raw.githubusercontent.com/mrc-ide/global-lmic-reports/master/AFG/projections.csv
https://raw.githubusercontent.com/mrc-ide/global-lmic-reports/master/AFG/projections.csv
https://raw.githubusercontent.com/mrc-ide/global-lmic-reports/master/AFG/projections.csv
https://raw.githubusercontent.com/mrc-ide/global-lmic-reports/master/AFG/projections.csv
https://raw.githubusercontent.com/mrc-ide/global-lmic-reports/master/AFG/projections.csv
https://raw.githubusercontent.com/mrc-ide/global-lmic-reports/master/AFG/projections.csv
https://raw.githubusercontent.com/mrc-ide/global-lmic-reports/master/AFG/projections.csv
https://raw.githubusercontent.com/mrc-ide/global-lmic-reports/master/AFG/projections.csv
https://raw.githubusercontent.com/mrc-ide/global-lmic-reports/master/AFG/projections.csv
https://raw.githubusercontent.com/mrc-ide/global-lmic-reports/master/AFG/projections.csv
https://raw.githubusercontent.com/mrc-ide/global-lmic-reports/master/AFG/projections.csv
https://raw.githubusercontent.com/mrc-ide/global-lmic-reports/master/AFG/projections.csv
https://raw.githubusercontent.com/mrc-ide/global-lmic-reports/master/AFG/projections.csv
https://raw.githubusercontent.com/mrc-ide/global-lmic-reports/master/AFG/projections.csv
https://raw.githubusercontent.com/mrc-ide/global-lmic-reports/master/AFG/projections.csv
https://raw.githubusercontent.com/mrc-ide/global-lmic-reports/master/AFG/projections.csv
https://raw.githubusercontent.com/mrc-ide/global-lmic-reports/master/AFG/projections.csv
https://raw.githubusercontent.com/mrc-ide/global-lmic-reports/master/AFG/projections.csv
https://raw.githubusercontent.com/mrc-ide/global-lmic-reports/master/AFG/projections.csv
https://raw.githubusercontent.com/mrc-ide/global-lmic-reports/master/AFG/projections.csv
https://raw.githubusercontent.com/mrc-ide/global-lmic-reports/master/AFG/projections.csv
https://raw.githubusercontent.com/mrc-ide/global-lmic-reports/master/AFG/projections.csv
https://raw.githubusercontent.com/mrc-ide/global-lmic-reports/master/AFG/projections.csv
https://raw.githubusercontent.com/mrc-ide/global-lmic-reports/master/AFG/projections.csv
https://raw.githubusercontent.com/mrc-ide/global-lmic-reports/master/AFG/projections.csv
https://raw.githubusercontent.com/mrc-ide/global-lmic-reports/master/AFG/projections.csv
https://raw.githubusercontent.com/mrc-ide/global-lmic-reports/master/AFG/projections.csv
https://raw.githubusercontent.com/mrc-ide/global-lmic-reports/master/AFG/projections.csv
https://raw.githubusercontent.com/mrc-ide/global-lmic-reports/master/AFG/projections.csv
https://raw.githubusercontent.com/mrc-ide/global-lmic-reports/master/AFG/projections.csv
https://raw.githubusercontent.com/mrc-ide/global-lmic-reports/master/AFG/projections.csv
https://raw.githubusercontent.com/mrc-ide/global-lmic-reports/master/AFG/projections.csv
https://raw.githubusercontent.com/mrc-ide/global-lmic-reports/master/AFG/projections.csv
https://raw.githubusercontent.com/mrc-ide/global-lmic-reports/master/AFG/projections.csv
https://raw.githubusercontent.com/mrc-ide/global-lmic-reports/master/AFG/projections.csv
https://raw.githubusercontent.com/mrc-ide/global-lmic-reports/master/AFG/projections.csv
https://raw.githubusercontent.com/mrc-ide/global-lmic-reports/master/AFG/projections.csv
https://raw.githubusercontent.com/mrc-ide/global-lmic-reports/master/AFG/projections.csv
https://raw.githubusercontent.com/mrc-ide/global-lmic-reports/master/AFG/projections.csv
https://raw.githubusercontent.com/mrc-ide/global-lmic-reports/master/AFG/projections.csv
https://raw.githubusercontent.com/mrc-ide/global-lmic-reports/master/AFG/projections.csv
https://raw.githubusercontent.com/mrc-ide/global-lmic-reports/master/AFG/projections.csv
https://raw.githubusercontent.com/mrc-ide/global-lmic-reports/master/AFG/projections.csv
https://raw.githubusercontent.com/mrc-ide/global-lmic-reports/master/AFG/projections.csv
https://raw.githubusercontent.com/mrc-ide/global-lmic-reports/master/AFG/projections.csv
https://raw.githubusercontent.com/mrc-ide/global-lmic-reports/master/AFG/projections.csv
https://raw.githubusercontent.com/mrc-ide/global-lmic-reports/master/AFG/projections.csv
https://raw.githubusercontent.com/mrc-ide/global-lmic-reports/master/AFG/projections.csv
https://raw.githubusercontent.com/mrc-ide/global-lmic-reports/master/AFG/projections.csv
https://raw.githubusercontent.com/mrc-ide/global-lmic-reports/master/AFG/projections.csv
https://raw.githubusercontent.com/mrc-ide/global-lmic-reports/master/AFG/projections.csv
https://raw.githubusercontent.com/mrc-ide/global-lmic-reports/master/AFG/projections.csv
https://raw.githubusercontent.com/mrc-ide/global-lmic-reports/master/AFG/projections.csv
https://raw.githubusercontent.com/mrc-ide/global-lmic-reports/master/AFG/projections.csv
https://raw.githubusercontent.com/mrc-ide/global-lmic-reports/master/AFG/projections.csv
https://raw.githubusercontent.com/mrc-ide/global-lmic-reports/master/AFG/projections.csv
https://raw.githubusercontent.com/mrc-ide/global-lmic-reports/master/AFG/projections.csv
https://raw.githubusercontent.com/mrc-ide/global-lmic-reports/master/AFG/projections.csv
https://raw.githubusercontent.com/mrc-ide/global-lmic-reports/master/AFG/projections.csv
https://raw.githubusercontent.com/mrc-ide/global-lmic-reports/master/AFG/projections.csv
https://raw.githubusercontent.com/mrc-ide/global-lmic-reports/master/AFG/projections.csv
https://raw.githubusercontent.com/mrc-ide/global-lmic-reports/master/AFG/projections.csv
https://raw.githubusercontent.com/mrc-ide/global-lmic-reports/master/AFG/projections.csv
https://raw.githubusercontent.com/mrc-ide/global-lmic-reports/master/AFG/projections.csv
https://raw.githubusercontent.com/mrc-ide/global-lmic-reports/master/AFG/projections.csv
https://raw.githubusercontent.com/mrc-ide/global-lmic-reports/master/AFG/projections.csv
https://raw.githubusercontent.com/mrc-ide/global-lmic-reports/master/AFG/projections.csv
https://raw.githubusercontent.com/mrc-ide/global-lmic-reports/master/AFG/projections.csv
https://raw.githubusercontent.com/mrc-ide/global-lmic-reports/master/AFG/projections.csv
https://raw.githubusercontent.com/mrc-ide/global-lmic-reports/master/AFG/projections.csv
https://raw.githubusercontent.com/mrc-ide/global-lmic-reports/master/AFG/projections.csv
https://raw.githubusercontent.com/mrc-ide/global-lmic-reports/master/AFG/projections.csv
https://raw.githubusercontent.com/mrc-ide/global-lmic-reports/master/AFG/projections.csv
https://raw.githubusercontent.com/mrc-ide/global-lmic-reports/master/AFG/projections.csv
https://raw.githubusercontent.com/mrc-ide/global-lmic-reports/master/AFG/projections.csv
https://raw.githubusercontent.com/mrc-ide/global-lmic-reports/master/AFG/projections.csv
https://raw.githubusercontent.com/mrc-ide/global-lmic-reports/master/AFG/projections.csv
https://raw.githubusercontent.com/mrc-ide/global-lmic-reports/master/AFG/projections.csv
https://raw.githubusercontent.com/mrc-ide/global-lmic-reports/master/AFG/projections.csv
https://raw.githubusercontent.com/mrc-ide/global-lmic-reports/master/AFG/projections.csv
https://raw.githubusercontent.com/mrc-ide/global-lmic-reports/master/AFG/projections.csv
https://raw.githubusercontent.com/mrc-ide/global-lmic-reports/master/AFG/projections.csv
https://raw.githubusercontent.com/mrc-ide/global-lmic-reports/master/AFG/projections.csv
https://raw.githubusercontent.com/mrc-ide/global-lmic-reports/master/AFG/projections.csv
https://raw.githubusercontent.com/mrc-ide/global-lmic-reports/master/AFG/projections.csv
https://raw.githubusercontent.com/mrc-ide/global-lmic-reports/master/AFG/projections.csv
https://raw.githubusercontent.com/mrc-ide/global-lmic-reports/master/AFG/projections.csv
https://raw.githubusercontent.com/mrc-ide/global-lmic-reports/master/AFG/projections.csv
https://raw.githubusercontent.com/mrc-ide/global-lmic-reports/master/AFG/projections.csv
https://raw.githubusercontent.com/mrc-ide/global-lmic-reports/master/AFG/projections.csv
https://raw.githubusercontent.com/mrc-ide/global-lmic-reports/master/AFG/projections.csv
https://raw.githubusercontent.com/mrc-ide/global-lmic-reports/master/AFG/projections.csv
https://raw.githubusercontent.com/mrc-ide/global-lmic-reports/master/AFG/projections.csv
https://raw.githubusercontent.com/mrc-ide/global-lmic-reports/master/AFG/projections.csv
https://raw.githubusercontent.com/mrc-ide/global-lmic-reports/master/AFG/projections.csv
https://raw.githubusercontent.com/mrc-ide/global-lmic-reports/master/AFG/projections.csv
https://raw.githubusercontent.com/mrc-ide/global-lmic-reports/master/AFG/projections.csv
https://raw.githubusercontent.com/mrc-ide/global-lmic-reports/master/AFG/projections.csv
https://raw.githubusercontent.com/mrc-ide/global-lmic-reports/master/AFG/projections.csv
https://raw.githubusercontent.com/mrc-ide/global-lmic-reports/master/AFG/projections.csv
https://raw.githubusercontent.com/mrc-ide/global-lmic-reports/master/AFG/projections.csv
https://raw.githubusercontent.com/mrc-ide/global-lmic-reports/master/AFG/projections.csv
https://raw.githubusercontent.com/mrc-ide/global-lmic-reports/master/AFG/projections.csv
https://raw.githubusercontent.com/mrc-ide/global-lmic-reports/master/AFG/projections.csv
https://raw.githubusercontent.com/mrc-ide/global-lmic-reports/master/AFG/projections.csv
https://raw.githubusercontent.com/mrc-ide/global-lmic-reports/master/AFG/projections.csv
https://raw.githubusercontent.com/mrc-ide/global-lmic-reports/master/AFG/projections.csv
https://raw.githubusercontent.com/mrc-ide/global-lmic-reports/master/AFG/projections.csv
https://raw.githubusercontent.com/mrc-ide/global-lmic-reports/master/AFG/projections.csv
https://raw.githubusercontent.com/mrc-ide/global-lmic-reports/master/AFG/projections.csv
https://raw.githubusercontent.com/mrc-ide/global-lmic-reports/master/AFG/projections.csv
https://raw.githubusercontent.com/mrc-ide/global-lmic-reports/master/AFG/projections.csv
https://raw.githubusercontent.com/mrc-ide/global-lmic-reports/master/AFG/projections.csv
https://raw.githubusercontent.com/mrc-ide/global-lmic-reports/master/AFG/projections.csv
https://raw.githubusercontent.com/mrc-ide/global-lmic-reports/master/AFG/projections.csv
https://raw.githubusercontent.com/mrc-ide/global-lmic-reports/master/AFG/projections.csv
https://raw.githubusercontent.com/mrc-ide/global-lmic-reports/master/AFG/projections.csv
https://raw.githubusercontent.com/mrc-ide/global-lmic-reports/master/AFG/projections.csv
https://raw.githubusercontent.com/mrc-ide/global-lmic-reports/master/AFG/projections.csv
https://raw.githubusercontent.com/mrc-ide/global-lmic-reports/master/AFG/projections.csv
https://raw.githubusercontent.com/mrc-ide/global-lmic-reports/master/AFG/projections.csv
https://raw.githubusercontent.com/mrc-ide/global-lmic-reports/master/AFG/projections.csv
https://raw.githubusercontent.com/mrc-ide/global-lmic-reports/master/AFG/projections.csv
https://raw.githubusercontent.com/mrc-ide/global-lmic-reports/master/AFG/projections.csv
https://raw.githubusercontent.com/mrc-ide/global-lmic-reports/master/AFG/projections.csv
https://raw.githubusercontent.com/mrc-ide/global-lmic-reports/master/AFG/projections.csv
https://raw.githubusercontent.com/mrc-ide/global-lmic-reports/master/AFG/projections.csv
https://raw.githubusercontent.com/mrc-ide/global-lmic-reports/master/AFG/projections.csv
https://raw.githubusercontent.com/mrc-ide/global-lmic-reports/master/AFG/projections.csv
https://raw.githubusercontent.com/mrc-ide/global-lmic-reports/master/AFG/projections.csv
https://raw.githubusercontent.com/mrc-ide/global-lmic-reports/master/AFG/projections.csv
https://raw.githubusercontent.com/mrc-ide/global-lmic-reports/master/AFG/projections.csv
https://raw.githubusercontent.com/mrc-ide/global-lmic-reports/master/AFG/projections.csv
https://raw.githubusercontent.com/mrc-ide/global-lmic-reports/master/AFG/projections.csv
https://raw.githubusercontent.com/mrc-ide/global-lmic-reports/master/AFG/projections.csv
https://raw.githubusercontent.com/mrc-ide/global-lmic-reports/master/AFG/projections.csv
https://raw.githubusercontent.com/mrc-ide/global-lmic-reports/master/AFG/projections.csv
https://raw.githubusercontent.com/mrc-ide/global-lmic-reports/master/AFG/projections.csv
https://raw.githubusercontent.com/mrc-ide/global-lmic-reports/master/AFG/projections.csv
https://raw.githubusercontent.com/mrc-ide/global-lmic-reports/master/AFG/projections.csv
https://raw.githubusercontent.com/mrc-ide/global-lmic-reports/master/AFG/projections.csv
https://raw.githubusercontent.com/mrc-ide/global-lmic-reports/master/AFG/projections.csv
https://raw.githubusercontent.com/mrc-ide/global-lmic-reports/master/AFG/projections.csv
https://raw.githubusercontent.com/mrc-ide/global-lmic-reports/master/AFG/projections.csv
https://raw.githubusercontent.com/mrc-ide/global-lmic-reports/master/AFG/projections.csv
https://raw.githubusercontent.com/mrc-ide/global-lmic-reports/master/AFG/projections.csv
https://raw.githubusercontent.com/mrc-ide/global-lmic-reports/master/AFG/projections.csv
https://raw.githubusercontent.com/mrc-ide/global-lmic-reports/master/AFG/projections.csv
https://raw.githubusercontent.com/mrc-ide/global-lmic-reports/master/AFG/projections.csv
https://raw.githubusercontent.com/mrc-ide/global-lmic-reports/master/AFG/projections.csv
https://raw.githubusercontent.com/mrc-ide/global-lmic-reports/master/AFG/projections.csv
https://raw.githubusercontent.com/mrc-ide/global-lmic-reports/master/AFG/projections.csv
https://raw.githubusercontent.com/mrc-ide/global-lmic-reports/master/AFG/projections.csv
https://raw.githubusercontent.com/mrc-ide/global-lmic-reports/master/AFG/projections.csv
https://raw.githubusercontent.com/mrc-ide/global-lmic-reports/master/AFG/projections.csv
https://raw.githubusercontent.com/mrc-ide/global-lmic-reports/master/AFG/projections.csv
https://raw.githubusercontent.com/mrc-ide/global-lmic-reports/master/AFG/projections.csv
https://raw.githubusercontent.com/mrc-ide/global-lmic-reports/master/AFG/projections.csv
https://raw.githubusercontent.com/mrc-ide/global-lmic-reports/master/AFG/projections.csv
https://raw.githubusercontent.com/mrc-ide/global-lmic-reports/master/AFG/projections.csv
https://raw.githubusercontent.com/mrc-ide/global-lmic-reports/master/AFG/projections.csv
https://raw.githubusercontent.com/mrc-ide/global-lmic-reports/master/AFG/projections.csv
https://raw.githubusercontent.com/mrc-ide/global-lmic-reports/master/AFG/projections.csv
https://raw.githubusercontent.com/mrc-ide/global-lmic-reports/master/AFG/projections.csv
https://raw.githubusercontent.com/mrc-ide/global-lmic-reports/master/AFG/projections.csv
https://raw.githubusercontent.com/mrc-ide/global-lmic-reports/master/AFG/projections.csv
https://raw.githubusercontent.com/mrc-ide/global-lmic-reports/master/AFG/projections.csv
https://raw.githubusercontent.com/mrc-ide/global-lmic-reports/master/AFG/projections.csv
https://raw.githubusercontent.com/mrc-ide/global-lmic-reports/master/AFG/projections.csv
https://raw.githubusercontent.com/mrc-ide/global-lmic-reports/master/AFG/projections.csv
https://raw.githubusercontent.com/mrc-ide/global-lmic-reports/master/AFG/projections.csv
https://raw.githubusercontent.com/mrc-ide/global-lmic-reports/master/AFG/projections.csv
https://raw.githubusercontent.com/mrc-ide/global-lmic-reports/master/AFG/projections.csv
https://raw.githubusercontent.com/mrc-ide/global-lmic-reports/master/AFG/projections.csv
https://raw.githubusercontent.com/mrc-ide/global-lmic-reports/master/AFG/projections.csv
https://raw.githubusercontent.com/mrc-ide/global-lmic-reports/master/AFG/projections.csv
https://raw.githubusercontent.com/mrc-ide/global-lmic-reports/master/AFG/projections.csv
https://raw.githubusercontent.com/mrc-ide/global-lmic-reports/master/AFG/projections.csv
https://raw.githubusercontent.com/mrc-ide/global-lmic-reports/master/AFG/projections.csv
https://raw.githubusercontent.com/mrc-ide/global-lmic-reports/master/AFG/projections.csv
https://raw.githubusercontent.com/mrc-ide/global-lmic-reports/master/AFG/projections.csv
https://raw.githubusercontent.com/mrc-ide/global-lmic-reports/master/AFG/projections.csv
https://raw.githubusercontent.com/mrc-ide/global-lmic-reports/master/AFG/projections.csv
https://raw.githubusercontent.com/mrc-ide/global-lmic-reports/master/AFG/projections.csv
https://raw.githubusercontent.com/mrc-ide/global-lmic-reports/master/AFG/projections.csv
https://raw.githubusercontent.com/mrc-ide/global-lmic-reports/master/AFG/projections.csv
https://raw.githubusercontent.com/mrc-ide/global-lmic-reports/master/AFG/projections.csv
https://raw.githubusercontent.com/mrc-ide/global-lmic-reports/master/AFG/projections.csv
https://raw.githubusercontent.com/mrc-ide/global-lmic-reports/master/AFG/projections.csv
https://raw.githubusercontent.com/mrc-ide/global-lmic-reports/master/AFG/projections.csv
https://raw.githubusercontent.com/mrc-ide/global-lmic-reports/master/AFG/projections.csv
https://raw.githubusercontent.com/mrc-ide/global-lmic-reports/master/AFG/projections.csv
https://raw.githubusercontent.com/mrc-ide/global-lmic-reports/master/AFG/projections.csv
https://raw.githubusercontent.com/mrc-ide/global-lmic-reports/master/AFG/projections.csv
https://raw.githubusercontent.com/mrc-ide/global-lmic-reports/master/AFG/projections.csv
https://raw.githubusercontent.com/mrc-ide/global-lmic-reports/master/AFG/projections.csv
https://raw.githubusercontent.com/mrc-ide/global-lmic-reports/master/AFG/projections.csv
https://raw.githubusercontent.com/mrc-ide/global-lmic-reports/master/AFG/projections.csv
https://raw.githubusercontent.com/mrc-ide/global-lmic-reports/master/AFG/projections.csv
https://raw.githubusercontent.com/mrc-ide/global-lmic-reports/master/AFG/projections.csv
https://raw.githubusercontent.com/mrc-ide/global-lmic-reports/master/AFG/projections.csv
https://raw.githubusercontent.com/mrc-ide/global-lmic-reports/master/AFG/projections.csv
https://raw.githubusercontent.com/mrc-ide/global-lmic-reports/master/AFG/projections.csv
https://raw.githubusercontent.com/mrc-ide/global-lmic-reports/master/AFG/projections.csv
https://raw.githubusercontent.com/mrc-ide/global-lmic-reports/master/AFG/projections.csv
https://raw.githubusercontent.com/mrc-ide/global-lmic-reports/master/AFG/projections.csv
https://raw.githubusercontent.com/mrc-ide/global-lmic-reports/master/AFG/projections.csv
https://raw.githubusercontent.com/mrc-ide/global-lmic-reports/master/AFG/projections.csv
https://raw.githubusercontent.com/mrc-ide/global-lmic-reports/master/AFG/projections.csv
https://raw.githubusercontent.com/mrc-ide/global-lmic-reports/master/AFG/projections.csv
https://raw.githubusercontent.com/mrc-ide/global-lmic-reports/master/AFG/projections.csv
https://raw.githubusercontent.com/mrc-ide/global-lmic-reports/master/AFG/projections.csv
https://raw.githubusercontent.com/mrc-ide/global-lmic-reports/master/AFG/projections.csv
https://raw.githubusercontent.com/mrc-ide/global-lmic-reports/master/AFG/projections.csv
https://raw.githubusercontent.com/mrc-ide/global-lmic-reports/master/AFG/projections.csv
https://raw.githubusercontent.com/mrc-ide/global-lmic-reports/master/AFG/projections.csv
https://raw.githubusercontent.com/mrc-ide/global-lmic-reports/master/AFG/projections.csv
https://raw.githubusercontent.com/mrc-ide/global-lmic-reports/master/AFG/projections.csv
https://raw.githubusercontent.com/mrc-ide/global-lmic-reports/master/AFG/projections.csv
https://raw.githubusercontent.com/mrc-ide/global-lmic-reports/master/AFG/projections.csv
https://raw.githubusercontent.com/mrc-ide/global-lmic-reports/master/AFG/projections.csv
https://raw.githubusercontent.com/mrc-ide/global-lmic-reports/master/AFG/projections.csv
https://raw.githubusercontent.com/mrc-ide/global-lmic-reports/master/AFG/projections.csv
https://raw.githubusercontent.com/mrc-ide/global-lmic-reports/master/AFG/projections.csv
https://raw.githubusercontent.com/mrc-ide/global-lmic-reports/master/AFG/projections.csv
https://raw.githubusercontent.com/mrc-ide/global-lmic-reports/master/AFG/projections.csv
https://raw.githubusercontent.com/mrc-ide/global-lmic-reports/master/AFG/projections.csv
https://raw.githubusercontent.com/mrc-ide/global-lmic-reports/master/AFG/projections.csv
https://raw.githubusercontent.com/mrc-ide/global-lmic-reports/master/AFG/projections.csv
https://raw.githubusercontent.com/mrc-ide/global-lmic-reports/master/AFG/projections.csv
https://raw.githubusercontent.com/mrc-ide/global-lmic-reports/master/AFG/projections.csv
https://raw.githubusercontent.com/mrc-ide/global-lmic-reports/master/AFG/projections.csv
https://raw.githubusercontent.com/mrc-ide/global-lmic-reports/master/AFG/projections.csv
https://raw.githubusercontent.com/mrc-ide/global-lmic-reports/master/AFG/projections.csv
https://raw.githubusercontent.com/mrc-ide/global-lmic-reports/master/AFG/projections.csv
https://raw.githubusercontent.com/mrc-ide/global-lmic-reports/master/AFG/projections.csv
https://raw.githubusercontent.com/mrc-ide/global-lmic-reports/master/AFG/projections.csv
https://raw.githubusercontent.com/mrc-ide/global-lmic-reports/master/AFG/projections.csv
https://raw.githubusercontent.com/mrc-ide/global-lmic-reports/master/AFG/projections.csv
https://raw.githubusercontent.com/mrc-ide/global-lmic-reports/master/AFG/projections.csv
https://raw.githubusercontent.com/mrc-ide/global-lmic-reports/master/AFG/projections.csv
https://raw.githubusercontent.com/mrc-ide/global-lmic-reports/master/AFG/projections.csv
https://raw.githubusercontent.com/mrc-ide/global-lmic-reports/master/AFG/projections.csv
https://raw.githubusercontent.com/mrc-ide/global-lmic-reports/master/AFG/projections.csv
https://raw.githubusercontent.com/mrc-ide/global-lmic-reports/master/AFG/projections.csv
https://raw.githubusercontent.com/mrc-ide/global-lmic-reports/master/AFG/projections.csv
https://raw.githubusercontent.com/mrc-ide/global-lmic-reports/master/AFG/projections.csv
https://raw.githubusercontent.com/mrc-ide/global-lmic-reports/master/AFG/projections.csv
https://raw.githubusercontent.com/mrc-ide/global-lmic-reports/master/AFG/projections.csv
https://raw.githubusercontent.com/mrc-ide/global-lmic-reports/master/AFG/projections.csv
https://raw.githubusercontent.com/mrc-ide/global-lmic-reports/master/AFG/projections.csv
https://raw.githubusercontent.com/mrc-ide/global-lmic-reports/master/AFG/projections.csv
https://raw.githubusercontent.com/mrc-ide/global-lmic-reports/master/AFG/projections.csv
https://raw.githubusercontent.com/mrc-ide/global-lmic-reports/master/AFG/projections.csv
https://raw.githubusercontent.com/mrc-ide/global-lmic-reports/master/AFG/projections.csv
https://raw.githubusercontent.com/mrc-ide/global-lmic-reports/master/AFG/projections.csv
https://raw.githubusercontent.com/mrc-ide/global-lmic-reports/master/AFG/projections.csv
https://raw.githubusercontent.com/mrc-ide/global-lmic-reports/master/AFG/projections.csv
https://raw.githubusercontent.com/mrc-ide/global-lmic-reports/master/AFG/projections.csv
https://raw.githubusercontent.com/mrc-ide/global-lmic-reports/master/AFG/projections.csv
https://raw.githubusercontent.com/mrc-ide/global-lmic-reports/master/AFG/projections.csv
https://raw.githubusercontent.com/mrc-ide/global-lmic-reports/master/AFG/projections.csv
https://raw.githubusercontent.com/mrc-ide/global-lmic-reports/master/AFG/projections.csv
https://raw.githubusercontent.com/mrc-ide/global-lmic-reports/master/AFG/projections.csv
https://raw.githubusercontent.com/mrc-ide/global-lmic-reports/master/AFG/projections.csv
https://raw.githubusercontent.com/mrc-ide/global-lmic-reports/master/AFG/projections.csv
https://raw.githubusercontent.com/mrc-ide/global-lmic-reports/master/AFG/projections.csv
https://raw.githubusercontent.com/mrc-ide/global-lmic-reports/master/AFG/projections.csv
https://raw.githubusercontent.com/mrc-ide/global-lmic-reports/master/AFG/projections.csv
https://raw.githubusercontent.com/mrc-ide/global-lmic-reports/master/AFG/projections.csv
https://raw.githubusercontent.com/mrc-ide/global-lmic-reports/master/AFG/projections.csv
https://raw.githubusercontent.com/mrc-ide/global-lmic-reports/master/AFG/projections.csv
https://raw.githubusercontent.com/mrc-ide/global-lmic-reports/master/AFG/projections.csv
https://raw.githubusercontent.com/mrc-ide/global-lmic-reports/master/AFG/projections.csv
https://raw.githubusercontent.com/mrc-ide/global-lmic-reports/master/AFG/projections.csv
https://raw.githubusercontent.com/mrc-ide/global-lmic-reports/master/AFG/projections.csv
https://raw.githubusercontent.com/mrc-ide/global-lmic-reports/master/AFG/projections.csv
https://raw.githubusercontent.com/mrc-ide/global-lmic-reports/master/AFG/projections.csv
https://raw.githubusercontent.com/mrc-ide/global-lmic-reports/master/AFG/projections.csv
https://raw.githubusercontent.com/mrc-ide/global-lmic-reports/master/AFG/projections.csv
https://raw.githubusercontent.com/mrc-ide/global-lmic-reports/master/AFG/projections.csv
https://raw.githubusercontent.com/mrc-ide/global-lmic-reports/master/AFG/projections.csv
https://raw.githubusercontent.com/mrc-ide/global-lmic-reports/master/AFG/projections.csv
https://raw.githubusercontent.com/mrc-ide/global-lmic-reports/master/AFG/projections.csv
https://raw.githubusercontent.com/mrc-ide/global-lmic-reports/master/AFG/projections.csv
https://raw.githubusercontent.com/mrc-ide/global-lmic-reports/master/AFG/projections.csv
https://raw.githubusercontent.com/mrc-ide/global-lmic-reports/master/AFG/projections.csv
https://raw.githubusercontent.com/mrc-ide/global-lmic-reports/master/AFG/projections.csv
https://raw.githubusercontent.com/mrc-ide/global-lmic-reports/master/AFG/projections.csv
https://raw.githubusercontent.com/mrc-ide/global-lmic-reports/master/AFG/projections.csv
https://raw.githubusercontent.com/mrc-ide/global-lmic-reports/master/AFG/projections.csv
https://raw.githubusercontent.com/mrc-ide/global-lmic-reports/master/AFG/projections.csv
https://raw.githubusercontent.com/mrc-ide/global-lmic-reports/master/AFG/projections.csv
https://raw.githubusercontent.com/mrc-ide/global-lmic-reports/master/AFG/projections.csv
https://raw.githubusercontent.com/mrc-ide/global-lmic-reports/master/AFG/projections.csv
https://raw.githubusercontent.com/mrc-ide/global-lmic-reports/master/AFG/projections.csv
https://raw.githubusercontent.com/mrc-ide/global-lmic-reports/master/AFG/projections.csv
https://raw.githubusercontent.com/mrc-ide/global-lmic-reports/master/AFG/projections.csv
https://raw.githubusercontent.com/mrc-ide/global-lmic-reports/master/AFG/projections.csv
https://raw.githubusercontent.com/mrc-ide/global-lmic-reports/master/AFG/projections.csv
https://raw.githubusercontent.com/mrc-ide/global-lmic-reports/master/AFG/projections.csv
https://raw.githubusercontent.com/mrc-ide/global-lmic-reports/master/AFG/projections.csv
https://raw.githubusercontent.com/mrc-ide/global-lmic-reports/master/AFG/projections.csv
https://raw.githubusercontent.com/mrc-ide/global-lmic-reports/master/AFG/projections.csv
https://raw.githubusercontent.com/mrc-ide/global-lmic-reports/master/AFG/projections.csv
https://raw.githubusercontent.com/mrc-ide/global-lmic-reports/master/AFG/projections.csv
https://raw.githubusercontent.com/mrc-ide/global-lmic-reports/master/AFG/projections.csv
https://raw.githubusercontent.com/mrc-ide/global-lmic-reports/master/AFG/projections.csv
https://raw.githubusercontent.com/mrc-ide/global-lmic-reports/master/AFG/projections.csv
https://raw.githubusercontent.com/mrc-ide/global-lmic-reports/master/AFG/projections.csv
https://raw.githubusercontent.com/mrc-ide/global-lmic-reports/master/AFG/projections.csv
https://raw.githubusercontent.com/mrc-ide/global-lmic-reports/master/AFG/projections.csv
https://raw.githubusercontent.com/mrc-ide/global-lmic-reports/master/AFG/projections.csv
https://raw.githubusercontent.com/mrc-ide/global-lmic-reports/master/AFG/projections.csv
https://raw.githubusercontent.com/mrc-ide/global-lmic-reports/master/AFG/projections.csv
https://raw.githubusercontent.com/mrc-ide/global-lmic-reports/master/AFG/projections.csv
https://raw.githubusercontent.com/mrc-ide/global-lmic-reports/master/AFG/projections.csv
https://raw.githubusercontent.com/mrc-ide/global-lmic-reports/master/AFG/projections.csv
https://raw.githubusercontent.com/mrc-ide/global-lmic-reports/master/AFG/projections.csv
https://raw.githubusercontent.com/mrc-ide/global-lmic-reports/master/AFG/projections.csv
https://raw.githubusercontent.com/mrc-ide/global-lmic-reports/master/AFG/projections.csv
https://raw.githubusercontent.com/mrc-ide/global-lmic-reports/master/AFG/projections.csv
https://raw.githubusercontent.com/mrc-ide/global-lmic-reports/master/AFG/projections.csv
https://raw.githubusercontent.com/mrc-ide/global-lmic-reports/master/AFG/projections.csv
https://raw.githubusercontent.com/mrc-ide/global-lmic-reports/master/AFG/projections.csv
https://raw.githubusercontent.com/mrc-ide/global-lmic-reports/master/AFG/projections.csv
https://raw.githubusercontent.com/mrc-ide/global-lmic-reports/master/AFG/projections.csv
https://raw.githubusercontent.com/mrc-ide/global-lmic-reports/master/AFG/projections.csv
https://raw.githubusercontent.com/mrc-ide/global-lmic-reports/master/AFG/projections.csv
https://raw.githubusercontent.com/mrc-ide/global-lmic-reports/master/AFG/projections.csv
https://raw.githubusercontent.com/mrc-ide/global-lmic-reports/master/AFG/projections.csv
https://raw.githubusercontent.com/mrc-ide/global-lmic-reports/master/AFG/projections.csv
https://raw.githubusercontent.com/mrc-ide/global-lmic-reports/master/AFG/projections.csv
https://raw.githubusercontent.com/mrc-ide/global-lmic-reports/master/AFG/projections.csv
https://raw.githubusercontent.com/mrc-ide/global-lmic-reports/master/AFG/projections.csv
https://raw.githubusercontent.com/mrc-ide/global-lmic-reports/master/AFG/projections.csv
https://raw.githubusercontent.com/mrc-ide/global-lmic-reports/master/AFG/projections.csv
https://raw.githubusercontent.com/mrc-ide/global-lmic-reports/master/AFG/projections.csv
https://raw.githubusercontent.com/mrc-ide/global-lmic-reports/master/AFG/projections.csv
https://raw.githubusercontent.com/mrc-ide/global-lmic-reports/master/AFG/projections.csv
https://raw.githubusercontent.com/mrc-ide/global-lmic-reports/master/AFG/projections.csv
https://raw.githubusercontent.com/mrc-ide/global-lmic-reports/master/AFG/projections.csv
https://raw.githubusercontent.com/mrc-ide/global-lmic-reports/master/AFG/projections.csv
https://raw.githubusercontent.com/mrc-ide/global-lmic-reports/master/AFG/projections.csv
https://raw.githubusercontent.com/mrc-ide/global-lmic-reports/master/AFG/projections.csv
https://raw.githubusercontent.com/mrc-ide/global-lmic-reports/master/AFG/projections.csv
https://raw.githubusercontent.com/mrc-ide/global-lmic-reports/master/AFG/projections.csv
https://raw.githubusercontent.com/mrc-ide/global-lmic-reports/master/AFG/projections.csv
https://raw.githubusercontent.com/mrc-ide/global-lmic-reports/master/AFG/projections.csv
https://raw.githubusercontent.com/mrc-ide/global-lmic-reports/master/AFG/projections.csv
https://raw.githubusercontent.com/mrc-ide/global-lmic-reports/master/AFG/projections.csv
https://raw.githubusercontent.com/mrc-ide/global-lmic-reports/master/AFG/projections.csv
https://raw.githubusercontent.com/mrc-ide/global-lmic-reports/master/AFG/projections.csv
https://raw.githubusercontent.com/mrc-ide/global-lmic-reports/master/AFG/projections.csv
https://raw.githubusercontent.com/mrc-ide/global-lmic-reports/master/AFG/projections.csv
https://raw.githubusercontent.com/mrc-ide/global-lmic-reports/master/AFG/projections.csv
https://raw.githubusercontent.com/mrc-ide/global-lmic-reports/master/AFG/projections.csv
https://raw.githubusercontent.com/mrc-ide/global-lmic-reports/master/AFG/projections.csv
https://raw.githubusercontent.com/mrc-ide/global-lmic-reports/master/AFG/projections.csv
https://raw.githubusercontent.com/mrc-ide/global-lmic-reports/master/AFG/projections.csv
https://raw.githubusercontent.com/mrc-ide/global-lmic-reports/master/AFG/projections.csv
https://raw.githubusercontent.com/mrc-ide/global-lmic-reports/master/AFG/projections.csv
https://raw.githubusercontent.com/mrc-ide/global-lmic-reports/master/AFG/projections.csv
https://raw.githubusercontent.com/mrc-ide/global-lmic-reports/master/AFG/projections.csv
https://raw.githubusercontent.com/mrc-ide/global-lmic-reports/master/AFG/projections.csv
https://raw.githubusercontent.com/mrc-ide/global-lmic-reports/master/AFG/projections.csv
https://raw.githubusercontent.com/mrc-ide/global-lmic-reports/master/AFG/projections.csv
https://raw.githubusercontent.com/mrc-ide/global-lmic-reports/master/AFG/projections.csv
https://raw.githubusercontent.com/mrc-ide/global-lmic-reports/master/AFG/projections.csv
https://raw.githubusercontent.com/mrc-ide/global-lmic-reports/master/AFG/projections.csv
https://raw.githubusercontent.com/mrc-ide/global-lmic-reports/master/AFG/projections.csv
https://raw.githubusercontent.com/mrc-ide/global-lmic-reports/master/AFG/projections.csv
https://raw.githubusercontent.com/mrc-ide/global-lmic-reports/master/AFG/projections.csv
https://raw.githubusercontent.com/mrc-ide/global-lmic-reports/master/AFG/projections.csv
https://raw.githubusercontent.com/mrc-ide/global-lmic-reports/master/AFG/projections.csv
https://raw.githubusercontent.com/mrc-ide/global-lmic-reports/master/AFG/projections.csv
https://raw.githubusercontent.com/mrc-ide/global-lmic-reports/master/AFG/projections.csv
https://raw.githubusercontent.com/mrc-ide/global-lmic-reports/master/AFG/projections.csv
https://raw.githubusercontent.com/mrc-ide/global-lmic-reports/master/AFG/projections.csv
https://raw.githubusercontent.com/mrc-ide/global-lmic-reports/master/AFG/projections.csv
https://raw.githubusercontent.com/mrc-ide/global-lmic-reports/master/AFG/projections.csv
https://raw.githubusercontent.com/mrc-ide/global-lmic-reports/master/AFG/projections.csv
https://raw.githubusercontent.com/mrc-ide/global-lmic-reports/master/AFG/projections.csv
https://raw.githubusercontent.com/mrc-ide/global-lmic-reports/master/AFG/projections.csv
https://raw.githubusercontent.com/mrc-ide/global-lmic-reports/master/AFG/projections.csv
https://raw.githubusercontent.com/mrc-ide/global-lmic-reports/master/AFG/projections.csv
https://raw.githubusercontent.com/mrc-ide/global-lmic-reports/master/AFG/projections.csv
https://raw.githubusercontent.com/mrc-ide/global-lmic-reports/master/AFG/projections.csv
https://raw.githubusercontent.com/mrc-ide/global-lmic-reports/master/AFG/projections.csv
https://raw.githubusercontent.com/mrc-ide/global-lmic-reports/master/AFG/projections.csv
https://raw.githubusercontent.com/mrc-ide/global-lmic-reports/master/AFG/projections.csv
https://raw.githubusercontent.com/mrc-ide/global-lmic-reports/master/AFG/projections.csv
https://raw.githubusercontent.com/mrc-ide/global-lmic-reports/master/AFG/projections.csv
https://raw.githubusercontent.com/mrc-ide/global-lmic-reports/master/AFG/projections.csv
https://raw.githubusercontent.com/mrc-ide/global-lmic-reports/master/AFG/projections.csv
https://raw.githubusercontent.com/mrc-ide/global-lmic-reports/master/AFG/projections.csv
https://raw.githubusercontent.com/mrc-ide/global-lmic-reports/master/AFG/projections.csv
https://raw.githubusercontent.com/mrc-ide/global-lmic-reports/master/AFG/projections.csv
https://raw.githubusercontent.com/mrc-ide/global-lmic-reports/master/AFG/projections.csv
https://raw.githubusercontent.com/mrc-ide/global-lmic-reports/master/AFG/projections.csv
https://raw.githubusercontent.com/mrc-ide/global-lmic-reports/master/AFG/projections.csv
https://raw.githubusercontent.com/mrc-ide/global-lmic-reports/master/AFG/projections.csv
https://raw.githubusercontent.com/mrc-ide/global-lmic-reports/master/AFG/projections.csv
https://raw.githubusercontent.com/mrc-ide/global-lmic-reports/master/AFG/projections.csv
https://raw.githubusercontent.com/mrc-ide/global-lmic-reports/master/AFG/projections.csv
https://raw.githubusercontent.com/mrc-ide/global-lmic-reports/master/AFG/projections.csv
https://raw.githubusercontent.com/mrc-ide/global-lmic-reports/master/AFG/projections.csv
https://raw.githubusercontent.com/mrc-ide/global-lmic-reports/master/AFG/projections.csv
https://raw.githubusercontent.com/mrc-ide/global-lmic-reports/master/AFG/projections.csv
https://raw.githubusercontent.com/mrc-ide/global-lmic-reports/master/AFG/projections.csv
https://raw.githubusercontent.com/mrc-ide/global-lmic-reports/master/AFG/projections.csv
https://raw.githubusercontent.com/mrc-ide/global-lmic-reports/master/AFG/projections.csv
https://raw.githubusercontent.com/mrc-ide/global-lmic-reports/master/AFG/projections.csv
https://raw.githubusercontent.com/mrc-ide/global-lmic-reports/master/AFG/projections.csv
https://raw.githubusercontent.com/mrc-ide/global-lmic-reports/master/AFG/projections.csv
https://raw.githubusercontent.com/mrc-ide/global-lmic-reports/master/AFG/projections.csv
https://raw.githubusercontent.com/mrc-ide/global-lmic-reports/master/AFG/projections.csv
https://raw.githubusercontent.com/mrc-ide/global-lmic-reports/master/AFG/projections.csv
https://raw.githubusercontent.com/mrc-ide/global-lmic-reports/master/AFG/projections.csv
https://raw.githubusercontent.com/mrc-ide/global-lmic-reports/master/AFG/projections.csv
https://raw.githubusercontent.com/mrc-ide/global-lmic-reports/master/AFG/projections.csv
https://raw.githubusercontent.com/mrc-ide/global-lmic-reports/master/AFG/projections.csv
https://raw.githubusercontent.com/mrc-ide/global-lmic-reports/master/AFG/projections.csv
https://raw.githubusercontent.com/mrc-ide/global-lmic-reports/master/AFG/projections.csv
https://raw.githubusercontent.com/mrc-ide/global-lmic-reports/master/AFG/projections.csv
https://raw.githubusercontent.com/mrc-ide/global-lmic-reports/master/AFG/projections.csv
https://raw.githubusercontent.com/mrc-ide/global-lmic-reports/master/AFG/projections.csv
https://raw.githubusercontent.com/mrc-ide/global-lmic-reports/master/AFG/projections.csv
https://raw.githubusercontent.com/mrc-ide/global-lmic-reports/master/AFG/projections.csv
https://raw.githubusercontent.com/mrc-ide/global-lmic-reports/master/AFG/projections.csv
https://raw.githubusercontent.com/mrc-ide/global-lmic-reports/master/AFG/projections.csv
https://raw.githubusercontent.com/mrc-ide/global-lmic-reports/master/AFG/projections.csv
https://raw.githubusercontent.com/mrc-ide/global-lmic-reports/master/AFG/projections.csv
https://raw.githubusercontent.com/mrc-ide/global-lmic-reports/master/AFG/projections.csv
https://raw.githubusercontent.com/mrc-ide/global-lmic-reports/master/AFG/projections.csv
https://raw.githubusercontent.com/mrc-ide/global-lmic-reports/master/AFG/projections.csv
https://raw.githubusercontent.com/mrc-ide/global-lmic-reports/master/AFG/projections.csv
https://raw.githubusercontent.com/mrc-ide/global-lmic-reports/master/AFG/projections.csv
https://raw.githubusercontent.com/mrc-ide/global-lmic-reports/master/AFG/projections.csv
https://raw.githubusercontent.com/mrc-ide/global-lmic-reports/master/AFG/projections.csv
https://raw.githubusercontent.com/mrc-ide/global-lmic-reports/master/AFG/projections.csv
https://raw.githubusercontent.com/mrc-ide/global-lmic-reports/master/AFG/projections.csv
https://raw.githubusercontent.com/mrc-ide/global-lmic-reports/master/AFG/projections.csv
https://raw.githubusercontent.com/mrc-ide/global-lmic-reports/master/AFG/projections.csv
https://raw.githubusercontent.com/mrc-ide/global-lmic-reports/master/AFG/projections.csv
https://raw.githubusercontent.com/mrc-ide/global-lmic-reports/master/AFG/projections.csv
https://raw.githubusercontent.com/mrc-ide/global-lmic-reports/master/AFG/projections.csv
https://raw.githubusercontent.com/mrc-ide/global-lmic-reports/master/AFG/projections.csv
https://raw.githubusercontent.com/mrc-ide/global-lmic-reports/master/AFG/projections.csv
https://raw.githubusercontent.com/mrc-ide/global-lmic-reports/master/AFG/projections.csv
https://raw.githubusercontent.com/mrc-ide/global-lmic-reports/master/AFG/projections.csv
https://raw.githubusercontent.com/mrc-ide/global-lmic-reports/master/AFG/projections.csv
https://raw.githubusercontent.com/mrc-ide/global-lmic-reports/master/AFG/projections.csv
https://raw.githubusercontent.com/mrc-ide/global-lmic-reports/master/AFG/projections.csv
https://raw.githubusercontent.com/mrc-ide/global-lmic-reports/master/AFG/projections.csv
https://raw.githubusercontent.com/mrc-ide/global-lmic-reports/master/AFG/projections.csv
https://raw.githubusercontent.com/mrc-ide/global-lmic-reports/master/AFG/projections.csv
https://raw.githubusercontent.com/mrc-ide/global-lmic-reports/master/AFG/projections.csv
https://raw.githubusercontent.com/mrc-ide/global-lmic-reports/master/AFG/projections.csv
https://raw.githubusercontent.com/mrc-ide/global-lmic-reports/master/AFG/projections.csv
https://raw.githubusercontent.com/mrc-ide/global-lmic-reports/master/AFG/projections.csv
https://raw.githubusercontent.com/mrc-ide/global-lmic-reports/master/AFG/projections.csv
https://raw.githubusercontent.com/mrc-ide/global-lmic-reports/master/AFG/projections.csv
https://raw.githubusercontent.com/mrc-ide/global-lmic-reports/master/AFG/projections.csv
https://raw.githubusercontent.com/mrc-ide/global-lmic-reports/master/AFG/projections.csv
https://raw.githubusercontent.com/mrc-ide/global-lmic-reports/master/AFG/projections.csv
https://raw.githubusercontent.com/mrc-ide/global-lmic-reports/master/AFG/projections.csv
https://raw.githubusercontent.com/mrc-ide/global-lmic-reports/master/AFG/projections.csv
https://raw.githubusercontent.com/mrc-ide/global-lmic-reports/master/AFG/projections.csv
https://raw.githubusercontent.com/mrc-ide/global-lmic-reports/master/AFG/projections.csv
https://raw.githubusercontent.com/mrc-ide/global-lmic-reports/master/AFG/projections.csv
https://raw.githubusercontent.com/mrc-ide/global-lmic-reports/master/AFG/projections.csv
https://raw.githubusercontent.com/mrc-ide/global-lmic-reports/master/AFG/projections.csv
https://raw.githubusercontent.com/mrc-ide/global-lmic-reports/master/AFG/projections.csv
https://raw.githubusercontent.com/mrc-ide/global-lmic-reports/master/AFG/projections.csv
https://raw.githubusercontent.com/mrc-ide/global-lmic-reports/master/AFG/projections.csv
https://raw.githubusercontent.com/mrc-ide/global-lmic-reports/master/AFG/projections.csv
https://raw.githubusercontent.com/mrc-ide/global-lmic-reports/master/AFG/projections.csv
https://raw.githubusercontent.com/mrc-ide/global-lmic-reports/master/AFG/projections.csv
https://raw.githubusercontent.com/mrc-ide/global-lmic-reports/master/AFG/projections.csv
https://raw.githubusercontent.com/mrc-ide/global-lmic-reports/master/AFG/projections.csv
https://raw.githubusercontent.com/mrc-ide/global-lmic-reports/master/AFG/projections.csv
https://raw.githubusercontent.com/mrc-ide/global-lmic-reports/master/AFG/projections.csv
https://raw.githubusercontent.com/mrc-ide/global-lmic-reports/master/AFG/projections.csv
https://raw.githubusercontent.com/mrc-ide/global-lmic-reports/master/AFG/projections.csv
https://raw.githubusercontent.com/mrc-ide/global-lmic-reports/master/AFG/projections.csv
https://raw.githubusercontent.com/mrc-ide/global-lmic-reports/master/AFG/projections.csv
https://raw.githubusercontent.com/mrc-ide/global-lmic-reports/master/AFG/projections.csv
https://raw.githubusercontent.com/mrc-ide/global-lmic-reports/master/AFG/projections.csv
https://raw.githubusercontent.com/mrc-ide/global-lmic-reports/master/AFG/projections.csv
https://raw.githubusercontent.com/mrc-ide/global-lmic-reports/master/AFG/projections.csv
https://raw.githubusercontent.com/mrc-ide/global-lmic-reports/master/AFG/projections.csv
https://raw.githubusercontent.com/mrc-ide/global-lmic-reports/master/AFG/projections.csv
https://raw.githubusercontent.com/mrc-ide/global-lmic-reports/master/AFG/projections.csv
https://raw.githubusercontent.com/mrc-ide/global-lmic-reports/master/AFG/projections.csv
https://raw.githubusercontent.com/mrc-ide/global-lmic-reports/master/AFG/projections.csv
https://raw.githubusercontent.com/mrc-ide/global-lmic-reports/master/AFG/projections.csv
https://raw.githubusercontent.com/mrc-ide/global-lmic-reports/master/AFG/projections.csv
https://raw.githubusercontent.com/mrc-ide/global-lmic-reports/master/AFG/projections.csv
https://raw.githubusercontent.com/mrc-ide/global-lmic-reports/master/AFG/projections.csv
https://raw.githubusercontent.com/mrc-ide/global-lmic-reports/master/AFG/projections.csv
https://raw.githubusercontent.com/mrc-ide/global-lmic-reports/master/AFG/projections.csv
https://raw.githubusercontent.com/mrc-ide/global-lmic-reports/master/AFG/projections.csv
https://raw.githubusercontent.com/mrc-ide/global-lmic-reports/master/AFG/projections.csv
https://raw.githubusercontent.com/mrc-ide/global-lmic-reports/master/AFG/projections.csv
https://raw.githubusercontent.com/mrc-ide/global-lmic-reports/master/AFG/projections.csv
https://raw.githubusercontent.com/mrc-ide/global-lmic-reports/master/AFG/projections.csv
https://raw.githubusercontent.com/mrc-ide/global-lmic-reports/master/AFG/projections.csv
https://raw.githubusercontent.com/mrc-ide/global-lmic-reports/master/AFG/projections.csv
https://raw.githubusercontent.com/mrc-ide/global-lmic-reports/master/AFG/projections.csv
https://raw.githubusercontent.com/mrc-ide/global-lmic-reports/master/AFG/projections.csv
https://raw.githubusercontent.com/mrc-ide/global-lmic-reports/master/AFG/projections.csv
https://raw.githubusercontent.com/mrc-ide/global-lmic-reports/master/AFG/projections.csv
https://raw.githubusercontent.com/mrc-ide/global-lmic-reports/master/AFG/projections.csv
https://raw.githubusercontent.com/mrc-ide/global-lmic-reports/master/AFG/projections.csv
https://raw.githubusercontent.com/mrc-ide/global-lmic-reports/master/AFG/projections.csv
https://raw.githubusercontent.com/mrc-ide/global-lmic-reports/master/AFG/projections.csv
https://raw.githubusercontent.com/mrc-ide/global-lmic-reports/master/AFG/projections.csv
https://raw.githubusercontent.com/mrc-ide/global-lmic-reports/master/AFG/projections.csv
https://raw.githubusercontent.com/mrc-ide/global-lmic-reports/master/AFG/projections.csv
https://raw.githubusercontent.com/mrc-ide/global-lmic-reports/master/AFG/projections.csv
https://raw.githubusercontent.com/mrc-ide/global-lmic-reports/master/AFG/projections.csv
https://raw.githubusercontent.com/mrc-ide/global-lmic-reports/master/AFG/projections.csv
https://raw.githubusercontent.com/mrc-ide/global-lmic-reports/master/AFG/projections.csv
https://raw.githubusercontent.com/mrc-ide/global-lmic-reports/master/AFG/projections.csv
https://raw.githubusercontent.com/mrc-ide/global-lmic-reports/master/AFG/projections.csv
https://raw.githubusercontent.com/mrc-ide/global-lmic-reports/master/AFG/projections.csv
https://raw.githubusercontent.com/mrc-ide/global-lmic-reports/master/AFG/projections.csv
https://raw.githubusercontent.com/mrc-ide/global-lmic-reports/master/AFG/projections.csv
https://raw.githubusercontent.com/mrc-ide/global-lmic-reports/master/AFG/projections.csv
https://raw.githubusercontent.com/mrc-ide/global-lmic-reports/master/AFG/projections.csv
https://raw.githubusercontent.com/mrc-ide/global-lmic-reports/master/AFG/projections.csv
https://raw.githubusercontent.com/mrc-ide/global-lmic-reports/master/AFG/projections.csv
https://raw.githubusercontent.com/mrc-ide/global-lmic-reports/master/AFG/projections.csv
https://raw.githubusercontent.com/mrc-ide/global-lmic-reports/master/AFG/projections.csv
https://raw.githubusercontent.com/mrc-ide/global-lmic-reports/master/AFG/projections.csv
https://raw.githubusercontent.com/mrc-ide/global-lmic-reports/master/AFG/projections.csv
https://raw.githubusercontent.com/mrc-ide/global-lmic-reports/master/AFG/projections.csv
https://raw.githubusercontent.com/mrc-ide/global-lmic-reports/master/AFG/projections.csv
https://raw.githubusercontent.com/mrc-ide/global-lmic-reports/master/AFG/projections.csv
https://raw.githubusercontent.com/mrc-ide/global-lmic-reports/master/AFG/projections.csv
https://raw.githubusercontent.com/mrc-ide/global-lmic-reports/master/AFG/projections.csv
https://raw.githubusercontent.com/mrc-ide/global-lmic-reports/master/AFG/projections.csv
https://raw.githubusercontent.com/mrc-ide/global-lmic-reports/master/AFG/projections.csv
https://raw.githubusercontent.com/mrc-ide/global-lmic-reports/master/AFG/projections.csv
https://raw.githubusercontent.com/mrc-ide/global-lmic-reports/master/AFG/projections.csv
https://raw.githubusercontent.com/mrc-ide/global-lmic-reports/master/AFG/projections.csv
https://raw.githubusercontent.com/mrc-ide/global-lmic-reports/master/AFG/projections.csv
https://raw.githubusercontent.com/mrc-ide/global-lmic-reports/master/AFG/projections.csv
https://raw.githubusercontent.com/mrc-ide/global-lmic-reports/master/AFG/projections.csv
https://raw.githubusercontent.com/mrc-ide/global-lmic-reports/master/AFG/projections.csv
https://raw.githubusercontent.com/mrc-ide/global-lmic-reports/master/AFG/projections.csv
https://raw.githubusercontent.com/mrc-ide/global-lmic-reports/master/AFG/projections.csv
https://raw.githubusercontent.com/mrc-ide/global-lmic-reports/master/AFG/projections.csv
https://raw.githubusercontent.com/mrc-ide/global-lmic-reports/master/AFG/projections.csv
https://raw.githubusercontent.com/mrc-ide/global-lmic-reports/master/AFG/projections.csv
https://raw.githubusercontent.com/mrc-ide/global-lmic-reports/master/AFG/projections.csv
https://raw.githubusercontent.com/mrc-ide/global-lmic-reports/master/AFG/projections.csv
https://raw.githubusercontent.com/mrc-ide/global-lmic-reports/master/AFG/projections.csv
https://raw.githubusercontent.com/mrc-ide/global-lmic-reports/master/AFG/projections.csv
https://raw.githubusercontent.com/mrc-ide/global-lmic-reports/master/AFG/projections.csv
https://raw.githubusercontent.com/mrc-ide/global-lmic-reports/master/AFG/projections.csv
https://raw.githubusercontent.com/mrc-ide/global-lmic-reports/master/AFG/projections.csv
https://raw.githubusercontent.com/mrc-ide/global-lmic-reports/master/AFG/projections.csv
https://raw.githubusercontent.com/mrc-ide/global-lmic-reports/master/AFG/projections.csv
https://raw.githubusercontent.com/mrc-ide/global-lmic-reports/master/AFG/projections.csv
https://raw.githubusercontent.com/mrc-ide/global-lmic-reports/master/AFG/projections.csv
https://raw.githubusercontent.com/mrc-ide/global-lmic-reports/master/AFG/projections.csv
https://raw.githubusercontent.com/mrc-ide/global-lmic-reports/master/AFG/projections.csv
https://raw.githubusercontent.com/mrc-ide/global-lmic-reports/master/AFG/projections.csv
https://raw.githubusercontent.com/mrc-ide/global-lmic-reports/master/AFG/projections.csv
https://raw.githubusercontent.com/mrc-ide/global-lmic-reports/master/AFG/projections.csv
https://raw.githubusercontent.com/mrc-ide/global-lmic-reports/master/AFG/projections.csv
https://raw.githubusercontent.com/mrc-ide/global-lmic-reports/master/AFG/projections.csv
https://raw.githubusercontent.com/mrc-ide/global-lmic-reports/master/AFG/projections.csv
https://raw.githubusercontent.com/mrc-ide/global-lmic-reports/master/AFG/projections.csv
https://raw.githubusercontent.com/mrc-ide/global-lmic-reports/master/AFG/projections.csv
https://raw.githubusercontent.com/mrc-ide/global-lmic-reports/master/AFG/projections.csv
https://raw.githubusercontent.com/mrc-ide/global-lmic-reports/master/AFG/projections.csv
https://raw.githubusercontent.com/mrc-ide/global-lmic-reports/master/AFG/projections.csv
https://raw.githubusercontent.com/mrc-ide/global-lmic-reports/master/AFG/projections.csv
https://raw.githubusercontent.com/mrc-ide/global-lmic-reports/master/AFG/projections.csv
https://raw.githubusercontent.com/mrc-ide/global-lmic-reports/master/AFG/projections.csv
https://raw.githubusercontent.com/mrc-ide/global-lmic-reports/master/AFG/projections.csv
https://raw.githubusercontent.com/mrc-ide/global-lmic-reports/master/AFG/projections.csv
https://raw.githubusercontent.com/mrc-ide/global-lmic-reports/master/AFG/projections.csv
https://raw.githubusercontent.com/mrc-ide/global-lmic-reports/master/AFG/projections.csv
https://raw.githubusercontent.com/mrc-ide/global-lmic-reports/master/AFG/projections.csv
https://raw.githubusercontent.com/mrc-ide/global-lmic-reports/master/AFG/projections.csv
https://raw.githubusercontent.com/mrc-ide/global-lmic-reports/master/AFG/projections.csv
https://raw.githubusercontent.com/mrc-ide/global-lmic-reports/master/AFG/projections.csv
https://raw.githubusercontent.com/mrc-ide/global-lmic-reports/master/AFG/projections.csv
https://raw.githubusercontent.com/mrc-ide/global-lmic-reports/master/AFG/projections.csv
https://raw.githubusercontent.com/mrc-ide/global-lmic-reports/master/AFG/projections.csv
https://raw.githubusercontent.com/mrc-ide/global-lmic-reports/master/AFG/projections.csv
https://raw.githubusercontent.com/mrc-ide/global-lmic-reports/master/AFG/projections.csv
https://raw.githubusercontent.com/mrc-ide/global-lmic-reports/master/AFG/projections.csv
https://raw.githubusercontent.com/mrc-ide/global-lmic-reports/master/AFG/projections.csv
https://raw.githubusercontent.com/mrc-ide/global-lmic-reports/master/AFG/projections.csv
https://raw.githubusercontent.com/mrc-ide/global-lmic-reports/master/AFG/projections.csv
https://raw.githubusercontent.com/mrc-ide/global-lmic-reports/master/AFG/projections.csv
https://raw.githubusercontent.com/mrc-ide/global-lmic-reports/master/AFG/projections.csv
https://raw.githubusercontent.com/mrc-ide/global-lmic-reports/master/AFG/projections.csv
https://raw.githubusercontent.com/mrc-ide/global-lmic-reports/master/AFG/projections.csv
https://raw.githubusercontent.com/mrc-ide/global-lmic-reports/master/AFG/projections.csv
https://raw.githubusercontent.com/mrc-ide/global-lmic-reports/master/AFG/projections.csv
https://raw.githubusercontent.com/mrc-ide/global-lmic-reports/master/AFG/projections.csv
https://raw.githubusercontent.com/mrc-ide/global-lmic-reports/master/AFG/projections.csv
https://raw.githubusercontent.com/mrc-ide/global-lmic-reports/master/AFG/projections.csv
https://raw.githubusercontent.com/mrc-ide/global-lmic-reports/master/AFG/projections.csv
https://raw.githubusercontent.com/mrc-ide/global-lmic-reports/master/AFG/projections.csv
https://raw.githubusercontent.com/mrc-ide/global-lmic-reports/master/AFG/projections.csv
https://raw.githubusercontent.com/mrc-ide/global-lmic-reports/master/AFG/projections.csv
https://raw.githubusercontent.com/mrc-ide/global-lmic-reports/master/AFG/projections.csv
https://raw.githubusercontent.com/mrc-ide/global-lmic-reports/master/AFG/projections.csv
https://raw.githubusercontent.com/mrc-ide/global-lmic-reports/master/AFG/projections.csv
https://raw.githubusercontent.com/mrc-ide/global-lmic-reports/master/AFG/projections.csv
https://raw.githubusercontent.com/mrc-ide/global-lmic-reports/master/AFG/projections.csv
https://raw.githubusercontent.com/mrc-ide/global-lmic-reports/master/AFG/projections.csv
https://raw.githubusercontent.com/mrc-ide/global-lmic-reports/master/AFG/projections.csv
https://raw.githubusercontent.com/mrc-ide/global-lmic-reports/master/AFG/projections.csv
https://raw.githubusercontent.com/mrc-ide/global-lmic-reports/master/AFG/projections.csv
https://raw.githubusercontent.com/mrc-ide/global-lmic-reports/master/AFG/projections.csv
https://raw.githubusercontent.com/mrc-ide/global-lmic-reports/master/AFG/projections.csv
https://raw.githubusercontent.com/mrc-ide/global-lmic-reports/master/AFG/projections.csv
https://raw.githubusercontent.com/mrc-ide/global-lmic-reports/master/AFG/projections.csv
https://raw.githubusercontent.com/mrc-ide/global-lmic-reports/master/AFG/projections.csv
https://raw.githubusercontent.com/mrc-ide/global-lmic-reports/master/AFG/projections.csv
https://raw.githubusercontent.com/mrc-ide/global-lmic-reports/master/AFG/projections.csv
https://raw.githubusercontent.com/mrc-ide/global-lmic-reports/master/AFG/projections.csv
https://raw.githubusercontent.com/mrc-ide/global-lmic-reports/master/AFG/projections.csv
https://raw.githubusercontent.com/mrc-ide/global-lmic-reports/master/AFG/projections.csv
https://raw.githubusercontent.com/mrc-ide/global-lmic-reports/master/AFG/projections.csv
https://raw.githubusercontent.com/mrc-ide/global-lmic-reports/master/AFG/projections.csv
https://raw.githubusercontent.com/mrc-ide/global-lmic-reports/master/AFG/projections.csv
https://raw.githubusercontent.com/mrc-ide/global-lmic-reports/master/AFG/projections.csv
https://raw.githubusercontent.com/mrc-ide/global-lmic-reports/master/AFG/projections.csv
https://raw.githubusercontent.com/mrc-ide/global-lmic-reports/master/AFG/projections.csv
https://raw.githubusercontent.com/mrc-ide/global-lmic-reports/master/AFG/projections.csv
https://raw.githubusercontent.com/mrc-ide/global-lmic-reports/master/AFG/projections.csv
https://raw.githubusercontent.com/mrc-ide/global-lmic-reports/master/AFG/projections.csv
https://raw.githubusercontent.com/mrc-ide/global-lmic-reports/master/AFG/projections.csv
https://raw.githubusercontent.com/mrc-ide/global-lmic-reports/master/AFG/projections.csv
https://raw.githubusercontent.com/mrc-ide/global-lmic-reports/master/AFG/projections.csv
https://raw.githubusercontent.com/mrc-ide/global-lmic-reports/master/AFG/projections.csv
https://raw.githubusercontent.com/mrc-ide/global-lmic-reports/master/AFG/projections.csv
https://raw.githubusercontent.com/mrc-ide/global-lmic-reports/master/AFG/projections.csv
https://raw.githubusercontent.com/mrc-ide/global-lmic-reports/master/AFG/projections.csv
https://raw.githubusercontent.com/mrc-ide/global-lmic-reports/master/AFG/projections.csv
https://raw.githubusercontent.com/mrc-ide/global-lmic-reports/master/AFG/projections.csv
https://raw.githubusercontent.com/mrc-ide/global-lmic-reports/master/AFG/projections.csv
https://raw.githubusercontent.com/mrc-ide/global-lmic-reports/master/AFG/projections.csv
https://raw.githubusercontent.com/mrc-ide/global-lmic-reports/master/AFG/projections.csv
https://raw.githubusercontent.com/mrc-ide/global-lmic-reports/master/AFG/projections.csv
https://raw.githubusercontent.com/mrc-ide/global-lmic-reports/master/AFG/projections.csv
https://raw.githubusercontent.com/mrc-ide/global-lmic-reports/master/AFG/projections.csv
https://raw.githubusercontent.com/mrc-ide/global-lmic-reports/master/AFG/projections.csv
https://raw.githubusercontent.com/mrc-ide/global-lmic-reports/master/AFG/projections.csv
https://raw.githubusercontent.com/mrc-ide/global-lmic-reports/master/AFG/projections.csv
https://raw.githubusercontent.com/mrc-ide/global-lmic-reports/master/AFG/projections.csv
https://raw.githubusercontent.com/mrc-ide/global-lmic-reports/master/AFG/projections.csv
https://raw.githubusercontent.com/mrc-ide/global-lmic-reports/master/AFG/projections.csv
https://raw.githubusercontent.com/mrc-ide/global-lmic-reports/master/AFG/projections.csv
https://raw.githubusercontent.com/mrc-ide/global-lmic-reports/master/AFG/projections.csv
https://raw.githubusercontent.com/mrc-ide/global-lmic-reports/master/AFG/projections.csv
https://raw.githubusercontent.com/mrc-ide/global-lmic-reports/master/AFG/projections.csv
https://raw.githubusercontent.com/mrc-ide/global-lmic-reports/master/AFG/projections.csv
https://raw.githubusercontent.com/mrc-ide/global-lmic-reports/master/AFG/projections.csv
https://raw.githubusercontent.com/mrc-ide/global-lmic-reports/master/AFG/projections.csv
https://raw.githubusercontent.com/mrc-ide/global-lmic-reports/master/AFG/projections.csv
https://raw.githubusercontent.com/mrc-ide/global-lmic-reports/master/AFG/projections.csv
https://raw.githubusercontent.com/mrc-ide/global-lmic-reports/master/AFG/projections.csv
https://raw.githubusercontent.com/mrc-ide/global-lmic-reports/master/AFG/projections.csv
https://raw.githubusercontent.com/mrc-ide/global-lmic-reports/master/AFG/projections.csv
https://raw.githubusercontent.com/mrc-ide/global-lmic-reports/master/AFG/projections.csv
https://raw.githubusercontent.com/mrc-ide/global-lmic-reports/master/AFG/projections.csv
https://raw.githubusercontent.com/mrc-ide/global-lmic-reports/master/AFG/projections.csv
https://raw.githubusercontent.com/mrc-ide/global-lmic-reports/master/AFG/projections.csv
https://raw.githubusercontent.com/mrc-ide/global-lmic-reports/master/AFG/projections.csv
https://raw.githubusercontent.com/mrc-ide/global-lmic-reports/master/AFG/projections.csv
https://raw.githubusercontent.com/mrc-ide/global-lmic-reports/master/AFG/projections.csv
https://raw.githubusercontent.com/mrc-ide/global-lmic-reports/master/AFG/projections.csv
https://raw.githubusercontent.com/mrc-ide/global-lmic-reports/master/AFG/projections.csv
https://raw.githubusercontent.com/mrc-ide/global-lmic-reports/master/AFG/projections.csv
https://raw.githubusercontent.com/mrc-ide/global-lmic-reports/master/AFG/projections.csv
https://raw.githubusercontent.com/mrc-ide/global-lmic-reports/master/AFG/projections.csv
https://raw.githubusercontent.com/mrc-ide/global-lmic-reports/master/AFG/projections.csv
https://raw.githubusercontent.com/mrc-ide/global-lmic-reports/master/AFG/projections.csv
https://raw.githubusercontent.com/mrc-ide/global-lmic-reports/master/AFG/projections.csv
https://raw.githubusercontent.com/mrc-ide/global-lmic-reports/master/AFG/projections.csv
https://raw.githubusercontent.com/mrc-ide/global-lmic-reports/master/AFG/projections.csv
https://raw.githubusercontent.com/mrc-ide/global-lmic-reports/master/AFG/projections.csv
https://raw.githubusercontent.com/mrc-ide/global-lmic-reports/master/AFG/projections.csv
https://raw.githubusercontent.com/mrc-ide/global-lmic-reports/master/AFG/projections.csv
https://raw.githubusercontent.com/mrc-ide/global-lmic-reports/master/AFG/projections.csv
https://raw.githubusercontent.com/mrc-ide/global-lmic-reports/master/AFG/projections.csv
https://raw.githubusercontent.com/mrc-ide/global-lmic-reports/master/AFG/projections.csv
https://raw.githubusercontent.com/mrc-ide/global-lmic-reports/master/AFG/projections.csv
https://raw.githubusercontent.com/mrc-ide/global-lmic-reports/master/AFG/projections.csv
https://raw.githubusercontent.com/mrc-ide/global-lmic-reports/master/AFG/projections.csv
https://raw.githubusercontent.com/mrc-ide/global-lmic-reports/master/AFG/projections.csv
https://raw.githubusercontent.com/mrc-ide/global-lmic-reports/master/AFG/projections.csv
https://raw.githubusercontent.com/mrc-ide/global-lmic-reports/master/AFG/projections.csv
https://raw.githubusercontent.com/mrc-ide/global-lmic-reports/master/AFG/projections.csv
https://raw.githubusercontent.com/mrc-ide/global-lmic-reports/master/AFG/projections.csv
https://raw.githubusercontent.com/mrc-ide/global-lmic-reports/master/AFG/projections.csv
https://raw.githubusercontent.com/mrc-ide/global-lmic-reports/master/AFG/projections.csv
https://raw.githubusercontent.com/mrc-ide/global-lmic-reports/master/AFG/projections.csv
https://raw.githubusercontent.com/mrc-ide/global-lmic-reports/master/AFG/projections.csv
https://raw.githubusercontent.com/mrc-ide/global-lmic-reports/master/AFG/projections.csv
https://raw.githubusercontent.com/mrc-ide/global-lmic-reports/master/AFG/projections.csv
https://raw.githubusercontent.com/mrc-ide/global-lmic-reports/master/AFG/projections.csv
https://raw.githubusercontent.com/mrc-ide/global-lmic-reports/master/AFG/projections.csv
https://raw.githubusercontent.com/mrc-ide/global-lmic-reports/master/AFG/projections.csv
https://raw.githubusercontent.com/mrc-ide/global-lmic-reports/master/AFG/projections.csv
https://raw.githubusercontent.com/mrc-ide/global-lmic-reports/master/AFG/projections.csv
https://raw.githubusercontent.com/mrc-ide/global-lmic-reports/master/AFG/projections.csv
https://raw.githubusercontent.com/mrc-ide/global-lmic-reports/master/AFG/projections.csv
https://raw.githubusercontent.com/mrc-ide/global-lmic-reports/master/AFG/projections.csv
https://raw.githubusercontent.com/mrc-ide/global-lmic-reports/master/AFG/projections.csv
https://raw.githubusercontent.com/mrc-ide/global-lmic-reports/master/AFG/projections.csv
https://raw.githubusercontent.com/mrc-ide/global-lmic-reports/master/AFG/projections.csv
https://raw.githubusercontent.com/mrc-ide/global-lmic-reports/master/AFG/projections.csv
https://raw.githubusercontent.com/mrc-ide/global-lmic-reports/master/AFG/projections.csv
https://raw.githubusercontent.com/mrc-ide/global-lmic-reports/master/AFG/projections.csv
https://raw.githubusercontent.com/mrc-ide/global-lmic-reports/master/AFG/projections.csv
https://raw.githubusercontent.com/mrc-ide/global-lmic-reports/master/AFG/projections.csv
https://raw.githubusercontent.com/mrc-ide/global-lmic-reports/master/AFG/projections.csv
https://raw.githubusercontent.com/mrc-ide/global-lmic-reports/master/AFG/projections.csv
https://raw.githubusercontent.com/mrc-ide/global-lmic-reports/master/AFG/projections.csv
https://raw.githubusercontent.com/mrc-ide/global-lmic-reports/master/AFG/projections.csv
https://raw.githubusercontent.com/mrc-ide/global-lmic-reports/master/AFG/projections.csv
https://raw.githubusercontent.com/mrc-ide/global-lmic-reports/master/AFG/projections.csv
https://raw.githubusercontent.com/mrc-ide/global-lmic-reports/master/AFG/projections.csv
https://raw.githubusercontent.com/mrc-ide/global-lmic-reports/master/AFG/projections.csv
https://raw.githubusercontent.com/mrc-ide/global-lmic-reports/master/AFG/projections.csv
https://raw.githubusercontent.com/mrc-ide/global-lmic-reports/master/AFG/projections.csv
https://raw.githubusercontent.com/mrc-ide/global-lmic-reports/master/AFG/projections.csv
https://raw.githubusercontent.com/mrc-ide/global-lmic-reports/master/AFG/projections.csv
https://raw.githubusercontent.com/mrc-ide/global-lmic-reports/master/AFG/projections.csv
https://raw.githubusercontent.com/mrc-ide/global-lmic-reports/master/AFG/projections.csv
https://raw.githubusercontent.com/mrc-ide/global-lmic-reports/master/AFG/projections.csv
https://raw.githubusercontent.com/mrc-ide/global-lmic-reports/master/AFG/projections.csv
https://raw.githubusercontent.com/mrc-ide/global-lmic-reports/master/AFG/projections.csv
https://raw.githubusercontent.com/mrc-ide/global-lmic-reports/master/AFG/projections.csv
https://raw.githubusercontent.com/mrc-ide/global-lmic-reports/master/AFG/projections.csv
https://raw.githubusercontent.com/mrc-ide/global-lmic-reports/master/AFG/projections.csv
https://raw.githubusercontent.com/mrc-ide/global-lmic-reports/master/AFG/projections.csv
https://raw.githubusercontent.com/mrc-ide/global-lmic-reports/master/AFG/projections.csv
https://raw.githubusercontent.com/mrc-ide/global-lmic-reports/master/AFG/projections.csv
https://raw.githubusercontent.com/mrc-ide/global-lmic-reports/master/AFG/projections.csv
https://raw.githubusercontent.com/mrc-ide/global-lmic-reports/master/AFG/projections.csv
https://raw.githubusercontent.com/mrc-ide/global-lmic-reports/master/AFG/projections.csv
https://raw.githubusercontent.com/mrc-ide/global-lmic-reports/master/AFG/projections.csv
https://raw.githubusercontent.com/mrc-ide/global-lmic-reports/master/AFG/projections.csv
https://raw.githubusercontent.com/mrc-ide/global-lmic-reports/master/AFG/projections.csv
https://raw.githubusercontent.com/mrc-ide/global-lmic-reports/master/AFG/projections.csv
https://raw.githubusercontent.com/mrc-ide/global-lmic-reports/master/AFG/projections.csv
https://raw.githubusercontent.com/mrc-ide/global-lmic-reports/master/AFG/projections.csv
https://raw.githubusercontent.com/mrc-ide/global-lmic-reports/master/AFG/projections.csv
https://raw.githubusercontent.com/mrc-ide/global-lmic-reports/master/AFG/projections.csv
https://raw.githubusercontent.com/mrc-ide/global-lmic-reports/master/AFG/projections.csv
https://raw.githubusercontent.com/mrc-ide/global-lmic-reports/master/AFG/projections.csv
https://raw.githubusercontent.com/mrc-ide/global-lmic-reports/master/AFG/projections.csv
https://raw.githubusercontent.com/mrc-ide/global-lmic-reports/master/AFG/projections.csv
https://raw.githubusercontent.com/mrc-ide/global-lmic-reports/master/AFG/projections.csv
https://raw.githubusercontent.com/mrc-ide/global-lmic-reports/master/AFG/projections.csv
https://raw.githubusercontent.com/mrc-ide/global-lmic-reports/master/AFG/projections.csv
https://raw.githubusercontent.com/mrc-ide/global-lmic-reports/master/AFG/projections.csv
https://raw.githubusercontent.com/mrc-ide/global-lmic-reports/master/AFG/projections.csv
https://raw.githubusercontent.com/mrc-ide/global-lmic-reports/master/AFG/projections.csv
https://raw.githubusercontent.com/mrc-ide/global-lmic-reports/master/AFG/projections.csv
https://raw.githubusercontent.com/mrc-ide/global-lmic-reports/master/AFG/projections.csv
https://raw.githubusercontent.com/mrc-ide/global-lmic-reports/master/AFG/projections.csv
https://raw.githubusercontent.com/mrc-ide/global-lmic-reports/master/AFG/projections.csv
https://raw.githubusercontent.com/mrc-ide/global-lmic-reports/master/AFG/projections.csv
https://raw.githubusercontent.com/mrc-ide/global-lmic-reports/master/AFG/projections.csv
https://raw.githubusercontent.com/mrc-ide/global-lmic-reports/master/AFG/projections.csv
https://raw.githubusercontent.com/mrc-ide/global-lmic-reports/master/AFG/projections.csv
https://raw.githubusercontent.com/mrc-ide/global-lmic-reports/master/AFG/projections.csv
https://raw.githubusercontent.com/mrc-ide/global-lmic-reports/master/AFG/projections.csv
https://raw.githubusercontent.com/mrc-ide/global-lmic-reports/master/AFG/projections.csv
https://raw.githubusercontent.com/mrc-ide/global-lmic-reports/master/AFG/projections.csv
https://raw.githubusercontent.com/mrc-ide/global-lmic-reports/master/AFG/projections.csv
https://raw.githubusercontent.com/mrc-ide/global-lmic-reports/master/AFG/projections.csv
https://raw.githubusercontent.com/mrc-ide/global-lmic-reports/master/AFG/projections.csv
https://raw.githubusercontent.com/mrc-ide/global-lmic-reports/master/AFG/projections.csv
https://raw.githubusercontent.com/mrc-ide/global-lmic-reports/master/AFG/projections.csv
https://raw.githubusercontent.com/mrc-ide/global-lmic-reports/master/AFG/projections.csv
https://raw.githubusercontent.com/mrc-ide/global-lmic-reports/master/AFG/projections.csv
https://raw.githubusercontent.com/mrc-ide/global-lmic-reports/master/AFG/projections.csv
https://raw.githubusercontent.com/mrc-ide/global-lmic-reports/master/AFG/projections.csv
https://raw.githubusercontent.com/mrc-ide/global-lmic-reports/master/AFG/projections.csv
https://raw.githubusercontent.com/mrc-ide/global-lmic-reports/master/AFG/projections.csv
https://raw.githubusercontent.com/mrc-ide/global-lmic-reports/master/AFG/projections.csv
https://raw.githubusercontent.com/mrc-ide/global-lmic-reports/master/AFG/projections.csv
https://raw.githubusercontent.com/mrc-ide/global-lmic-reports/master/AFG/projections.csv
https://raw.githubusercontent.com/mrc-ide/global-lmic-reports/master/AFG/projections.csv
https://raw.githubusercontent.com/mrc-ide/global-lmic-reports/master/AFG/projections.csv
https://raw.githubusercontent.com/mrc-ide/global-lmic-reports/master/AFG/projections.csv
https://raw.githubusercontent.com/mrc-ide/global-lmic-reports/master/AFG/projections.csv
https://raw.githubusercontent.com/mrc-ide/global-lmic-reports/master/AFG/projections.csv
https://raw.githubusercontent.com/mrc-ide/global-lmic-reports/master/AFG/projections.csv
https://raw.githubusercontent.com/mrc-ide/global-lmic-reports/master/AFG/projections.csv
https://raw.githubusercontent.com/mrc-ide/global-lmic-reports/master/AFG/projections.csv
https://raw.githubusercontent.com/mrc-ide/global-lmic-reports/master/AFG/projections.csv
https://raw.githubusercontent.com/mrc-ide/global-lmic-reports/master/AFG/projections.csv
https://raw.githubusercontent.com/mrc-ide/global-lmic-reports/master/AFG/projections.csv
https://raw.githubusercontent.com/mrc-ide/global-lmic-reports/master/AFG/projections.csv
https://raw.githubusercontent.com/mrc-ide/global-lmic-reports/master/AFG/projections.csv
https://raw.githubusercontent.com/mrc-ide/global-lmic-reports/master/AFG/projections.csv
https://raw.githubusercontent.com/mrc-ide/global-lmic-reports/master/AFG/projections.csv
https://raw.githubusercontent.com/mrc-ide/global-lmic-reports/master/AFG/projections.csv
https://raw.githubusercontent.com/mrc-ide/global-lmic-reports/master/AFG/projections.csv
https://raw.githubusercontent.com/mrc-ide/global-lmic-reports/master/AFG/projections.csv
https://raw.githubusercontent.com/mrc-ide/global-lmic-reports/master/AFG/projections.csv
https://raw.githubusercontent.com/mrc-ide/global-lmic-reports/master/AFG/projections.csv
https://raw.githubusercontent.com/mrc-ide/global-lmic-reports/master/AFG/projections.csv
https://raw.githubusercontent.com/mrc-ide/global-lmic-reports/master/AFG/projections.csv
https://raw.githubusercontent.com/mrc-ide/global-lmic-reports/master/AFG/projections.csv
https://raw.githubusercontent.com/mrc-ide/global-lmic-reports/master/AFG/projections.csv
https://raw.githubusercontent.com/mrc-ide/global-lmic-reports/master/AFG/projections.csv
https://raw.githubusercontent.com/mrc-ide/global-lmic-reports/master/AFG/projections.csv
https://raw.githubusercontent.com/mrc-ide/global-lmic-reports/master/AFG/projections.csv
https://raw.githubusercontent.com/mrc-ide/global-lmic-reports/master/AFG/projections.csv
https://raw.githubusercontent.com/mrc-ide/global-lmic-reports/master/AFG/projections.csv
https://raw.githubusercontent.com/mrc-ide/global-lmic-reports/master/AFG/projections.csv
https://raw.githubusercontent.com/mrc-ide/global-lmic-reports/master/AFG/projections.csv
https://raw.githubusercontent.com/mrc-ide/global-lmic-reports/master/AFG/projections.csv
https://raw.githubusercontent.com/mrc-ide/global-lmic-reports/master/AFG/projections.csv
https://raw.githubusercontent.com/mrc-ide/global-lmic-reports/master/AFG/projections.csv
https://raw.githubusercontent.com/mrc-ide/global-lmic-reports/master/AFG/projections.csv
https://raw.githubusercontent.com/mrc-ide/global-lmic-reports/master/AFG/projections.csv
https://raw.githubusercontent.com/mrc-ide/global-lmic-reports/master/AFG/projections.csv
https://raw.githubusercontent.com/mrc-ide/global-lmic-reports/master/AFG/projections.csv
https://raw.githubusercontent.com/mrc-ide/global-lmic-reports/master/AFG/projections.csv
https://raw.githubusercontent.com/mrc-ide/global-lmic-reports/master/AFG/projections.csv
https://raw.githubusercontent.com/mrc-ide/global-lmic-reports/master/AFG/projections.csv
https://raw.githubusercontent.com/mrc-ide/global-lmic-reports/master/AFG/projections.csv
https://raw.githubusercontent.com/mrc-ide/global-lmic-reports/master/AFG/projections.csv
https://raw.githubusercontent.com/mrc-ide/global-lmic-reports/master/AFG/projections.csv
https://raw.githubusercontent.com/mrc-ide/global-lmic-reports/master/AFG/projections.csv
https://raw.githubusercontent.com/mrc-ide/global-lmic-reports/master/AFG/projections.csv
https://raw.githubusercontent.com/mrc-ide/global-lmic-reports/master/AFG/projections.csv
https://raw.githubusercontent.com/mrc-ide/global-lmic-reports/master/AFG/projections.csv
https://raw.githubusercontent.com/mrc-ide/global-lmic-reports/master/AFG/projections.csv
https://raw.githubusercontent.com/mrc-ide/global-lmic-reports/master/AFG/projections.csv
https://raw.githubusercontent.com/mrc-ide/global-lmic-reports/master/AFG/projections.csv
https://raw.githubusercontent.com/mrc-ide/global-lmic-reports/master/AFG/projections.csv
https://raw.githubusercontent.com/mrc-ide/global-lmic-reports/master/AFG/projections.csv
https://raw.githubusercontent.com/mrc-ide/global-lmic-reports/master/AFG/projections.csv
https://raw.githubusercontent.com/mrc-ide/global-lmic-reports/master/AFG/projections.csv
https://raw.githubusercontent.com/mrc-ide/global-lmic-reports/master/AFG/projections.csv
https://raw.githubusercontent.com/mrc-ide/global-lmic-reports/master/AFG/projections.csv
https://raw.githubusercontent.com/mrc-ide/global-lmic-reports/master/AFG/projections.csv
https://raw.githubusercontent.com/mrc-ide/global-lmic-reports/master/AFG/projections.csv
https://raw.githubusercontent.com/mrc-ide/global-lmic-reports/master/AFG/projections.csv
https://raw.githubusercontent.com/mrc-ide/global-lmic-reports/master/AFG/projections.csv
https://raw.githubusercontent.com/mrc-ide/global-lmic-reports/master/AFG/projections.csv
https://raw.githubusercontent.com/mrc-ide/global-lmic-reports/master/AFG/projections.csv
https://raw.githubusercontent.com/mrc-ide/global-lmic-reports/master/AFG/projections.csv
https://raw.githubusercontent.com/mrc-ide/global-lmic-reports/master/AFG/projections.csv
https://raw.githubusercontent.com/mrc-ide/global-lmic-reports/master/AFG/projections.csv
https://raw.githubusercontent.com/mrc-ide/global-lmic-reports/master/AFG/projections.csv
https://raw.githubusercontent.com/mrc-ide/global-lmic-reports/master/AFG/projections.csv
https://raw.githubusercontent.com/mrc-ide/global-lmic-reports/master/AFG/projections.csv
https://raw.githubusercontent.com/mrc-ide/global-lmic-reports/master/AFG/projections.csv
https://raw.githubusercontent.com/mrc-ide/global-lmic-reports/master/AFG/projections.csv
https://raw.githubusercontent.com/mrc-ide/global-lmic-reports/master/AFG/projections.csv
https://raw.githubusercontent.com/mrc-ide/global-lmic-reports/master/AFG/projections.csv
https://raw.githubusercontent.com/mrc-ide/global-lmic-reports/master/AFG/projections.csv
https://raw.githubusercontent.com/mrc-ide/global-lmic-reports/master/AFG/projections.csv
https://raw.githubusercontent.com/mrc-ide/global-lmic-reports/master/AFG/projections.csv
https://raw.githubusercontent.com/mrc-ide/global-lmic-reports/master/AFG/projections.csv
https://raw.githubusercontent.com/mrc-ide/global-lmic-reports/master/AFG/projections.csv
https://raw.githubusercontent.com/mrc-ide/global-lmic-reports/master/AFG/projections.csv
https://raw.githubusercontent.com/mrc-ide/global-lmic-reports/master/AFG/projections.csv
https://raw.githubusercontent.com/mrc-ide/global-lmic-reports/master/AFG/projections.csv
https://raw.githubusercontent.com/mrc-ide/global-lmic-reports/master/AFG/projections.csv
https://raw.githubusercontent.com/mrc-ide/global-lmic-reports/master/AFG/projections.csv
https://raw.githubusercontent.com/mrc-ide/global-lmic-reports/master/AFG/projections.csv
https://raw.githubusercontent.com/mrc-ide/global-lmic-reports/master/AFG/projections.csv
https://raw.githubusercontent.com/mrc-ide/global-lmic-reports/master/AFG/projections.csv
https://raw.githubusercontent.com/mrc-ide/global-lmic-reports/master/AFG/projections.csv
https://raw.githubusercontent.com/mrc-ide/global-lmic-reports/master/AFG/projections.csv
https://raw.githubusercontent.com/mrc-ide/global-lmic-reports/master/AFG/projections.csv
https://raw.githubusercontent.com/mrc-ide/global-lmic-reports/master/AFG/projections.csv
https://raw.githubusercontent.com/mrc-ide/global-lmic-reports/master/AFG/projections.csv
https://raw.githubusercontent.com/mrc-ide/global-lmic-reports/master/AFG/projections.csv
https://raw.githubusercontent.com/mrc-ide/global-lmic-reports/master/AFG/projections.csv
https://raw.githubusercontent.com/mrc-ide/global-lmic-reports/master/AFG/projections.csv
https://raw.githubusercontent.com/mrc-ide/global-lmic-reports/master/AFG/projections.csv
https://raw.githubusercontent.com/mrc-ide/global-lmic-reports/master/AFG/projections.csv
https://raw.githubusercontent.com/mrc-ide/global-lmic-reports/master/AFG/projections.csv
https://raw.githubusercontent.com/mrc-ide/global-lmic-reports/master/AFG/projections.csv
https://raw.githubusercontent.com/mrc-ide/global-lmic-reports/master/AFG/projections.csv
https://raw.githubusercontent.com/mrc-ide/global-lmic-reports/master/AFG/projections.csv
https://raw.githubusercontent.com/mrc-ide/global-lmic-reports/master/AFG/projections.csv
https://raw.githubusercontent.com/mrc-ide/global-lmic-reports/master/AFG/projections.csv
https://raw.githubusercontent.com/mrc-ide/global-lmic-reports/master/AFG/projections.csv
https://raw.githubusercontent.com/mrc-ide/global-lmic-reports/master/AFG/projections.csv
https://raw.githubusercontent.com/mrc-ide/global-lmic-reports/master/AFG/projections.csv
https://raw.githubusercontent.com/mrc-ide/global-lmic-reports/master/AFG/projections.csv
https://raw.githubusercontent.com/mrc-ide/global-lmic-reports/master/AFG/projections.csv
https://raw.githubusercontent.com/mrc-ide/global-lmic-reports/master/AFG/projections.csv
https://raw.githubusercontent.com/mrc-ide/global-lmic-reports/master/AFG/projections.csv
https://raw.githubusercontent.com/mrc-ide/global-lmic-reports/master/AFG/projections.csv
https://raw.githubusercontent.com/mrc-ide/global-lmic-reports/master/AFG/projections.csv
https://raw.githubusercontent.com/mrc-ide/global-lmic-reports/master/AFG/projections.csv
https://raw.githubusercontent.com/mrc-ide/global-lmic-reports/master/AFG/projections.csv
https://raw.githubusercontent.com/mrc-ide/global-lmic-reports/master/AFG/projections.csv
https://raw.githubusercontent.com/mrc-ide/global-lmic-reports/master/AFG/projections.csv
https://raw.githubusercontent.com/mrc-ide/global-lmic-reports/master/AFG/projections.csv
https://raw.githubusercontent.com/mrc-ide/global-lmic-reports/master/AFG/projections.csv
https://raw.githubusercontent.com/mrc-ide/global-lmic-reports/master/AFG/projections.csv
https://raw.githubusercontent.com/mrc-ide/global-lmic-reports/master/AFG/projections.csv
https://raw.githubusercontent.com/mrc-ide/global-lmic-reports/master/AFG/projections.csv
https://raw.githubusercontent.com/mrc-ide/global-lmic-reports/master/AFG/projections.csv
https://raw.githubusercontent.com/mrc-ide/global-lmic-reports/master/AFG/projections.csv
https://raw.githubusercontent.com/mrc-ide/global-lmic-reports/master/AFG/projections.csv
https://raw.githubusercontent.com/mrc-ide/global-lmic-reports/master/AFG/projections.csv
https://raw.githubusercontent.com/mrc-ide/global-lmic-reports/master/AFG/projections.csv
https://raw.githubusercontent.com/mrc-ide/global-lmic-reports/master/AFG/projections.csv
https://raw.githubusercontent.com/mrc-ide/global-lmic-reports/master/AFG/projections.csv
https://raw.githubusercontent.com/mrc-ide/global-lmic-reports/master/AFG/projections.csv
https://raw.githubusercontent.com/mrc-ide/global-lmic-reports/master/AFG/projections.csv
https://raw.githubusercontent.com/mrc-ide/global-lmic-reports/master/AFG/projections.csv
https://raw.githubusercontent.com/mrc-ide/global-lmic-reports/master/AFG/projections.csv
https://raw.githubusercontent.com/mrc-ide/global-lmic-reports/master/AFG/projections.csv
https://raw.githubusercontent.com/mrc-ide/global-lmic-reports/master/AFG/projections.csv
https://raw.githubusercontent.com/mrc-ide/global-lmic-reports/master/AFG/projections.csv
https://raw.githubusercontent.com/mrc-ide/global-lmic-reports/master/AFG/projections.csv
https://raw.githubusercontent.com/mrc-ide/global-lmic-reports/master/AFG/projections.csv
https://raw.githubusercontent.com/mrc-ide/global-lmic-reports/master/AFG/projections.csv
https://raw.githubusercontent.com/mrc-ide/global-lmic-reports/master/AFG/projections.csv
https://raw.githubusercontent.com/mrc-ide/global-lmic-reports/master/AFG/projections.csv
https://raw.githubusercontent.com/mrc-ide/global-lmic-reports/master/AFG/projections.csv
https://raw.githubusercontent.com/mrc-ide/global-lmic-reports/master/AFG/projections.csv
https://raw.githubusercontent.com/mrc-ide/global-lmic-reports/master/AFG/projections.csv
https://raw.githubusercontent.com/mrc-ide/global-lmic-reports/master/AFG/projections.csv
https://raw.githubusercontent.com/mrc-ide/global-lmic-reports/master/AFG/projections.csv
https://raw.githubusercontent.com/mrc-ide/global-lmic-reports/master/AFG/projections.csv
https://raw.githubusercontent.com/mrc-ide/global-lmic-reports/master/AFG/projections.csv
https://raw.githubusercontent.com/mrc-ide/global-lmic-reports/master/AFG/projections.csv
https://raw.githubusercontent.com/mrc-ide/global-lmic-reports/master/AFG/projections.csv
https://raw.githubusercontent.com/mrc-ide/global-lmic-reports/master/AFG/projections.csv
https://raw.githubusercontent.com/mrc-ide/global-lmic-reports/master/AFG/projections.csv
https://raw.githubusercontent.com/mrc-ide/global-lmic-reports/master/AFG/projections.csv
https://raw.githubusercontent.com/mrc-ide/global-lmic-reports/master/AFG/projections.csv
https://raw.githubusercontent.com/mrc-ide/global-lmic-reports/master/AFG/projections.csv
https://raw.githubusercontent.com/mrc-ide/global-lmic-reports/master/AFG/projections.csv
https://raw.githubusercontent.com/mrc-ide/global-lmic-reports/master/AFG/projections.csv
https://raw.githubusercontent.com/mrc-ide/global-lmic-reports/master/AFG/projections.csv
https://raw.githubusercontent.com/mrc-ide/global-lmic-reports/master/AFG/projections.csv
https://raw.githubusercontent.com/mrc-ide/global-lmic-reports/master/AFG/projections.csv
https://raw.githubusercontent.com/mrc-ide/global-lmic-reports/master/AFG/projections.csv
https://raw.githubusercontent.com/mrc-ide/global-lmic-reports/master/AFG/projections.csv
https://raw.githubusercontent.com/mrc-ide/global-lmic-reports/master/AFG/projections.csv
https://raw.githubusercontent.com/mrc-ide/global-lmic-reports/master/AFG/projections.csv
https://raw.githubusercontent.com/mrc-ide/global-lmic-reports/master/AFG/projections.csv
https://raw.githubusercontent.com/mrc-ide/global-lmic-reports/master/AFG/projections.csv
https://raw.githubusercontent.com/mrc-ide/global-lmic-reports/master/AFG/projections.csv
https://raw.githubusercontent.com/mrc-ide/global-lmic-reports/master/AFG/projections.csv
https://raw.githubusercontent.com/mrc-ide/global-lmic-reports/master/AFG/projections.csv
https://raw.githubusercontent.com/mrc-ide/global-lmic-reports/master/AFG/projections.csv
https://raw.githubusercontent.com/mrc-ide/global-lmic-reports/master/AFG/projections.csv
https://raw.githubusercontent.com/mrc-ide/global-lmic-reports/master/AFG/projections.csv
https://raw.githubusercontent.com/mrc-ide/global-lmic-reports/master/AFG/projections.csv
https://raw.githubusercontent.com/mrc-ide/global-lmic-reports/master/AFG/projections.csv
https://raw.githubusercontent.com/mrc-ide/global-lmic-reports/master/AFG/projections.csv
https://raw.githubusercontent.com/mrc-ide/global-lmic-reports/master/AFG/projections.csv
https://raw.githubusercontent.com/mrc-ide/global-lmic-reports/master/AFG/projections.csv
https://raw.githubusercontent.com/mrc-ide/global-lmic-reports/master/AFG/projections.csv
https://raw.githubusercontent.com/mrc-ide/global-lmic-reports/master/AFG/projections.csv
https://raw.githubusercontent.com/mrc-ide/global-lmic-reports/master/AFG/projections.csv
https://raw.githubusercontent.com/mrc-ide/global-lmic-reports/master/AFG/projections.csv
https://raw.githubusercontent.com/mrc-ide/global-lmic-reports/master/AFG/projections.csv
https://raw.githubusercontent.com/mrc-ide/global-lmic-reports/master/AFG/projections.csv
https://raw.githubusercontent.com/mrc-ide/global-lmic-reports/master/AFG/projections.csv
https://raw.githubusercontent.com/mrc-ide/global-lmic-reports/master/AFG/projections.csv
https://raw.githubusercontent.com/mrc-ide/global-lmic-reports/master/AFG/projections.csv
https://raw.githubusercontent.com/mrc-ide/global-lmic-reports/master/AFG/projections.csv
https://raw.githubusercontent.com/mrc-ide/global-lmic-reports/master/AFG/projections.csv
https://raw.githubusercontent.com/mrc-ide/global-lmic-reports/master/AFG/projections.csv
https://raw.githubusercontent.com/mrc-ide/global-lmic-reports/master/AFG/projections.csv
https://raw.githubusercontent.com/mrc-ide/global-lmic-reports/master/AFG/projections.csv
https://raw.githubusercontent.com/mrc-ide/global-lmic-reports/master/AFG/projections.csv
https://raw.githubusercontent.com/mrc-ide/global-lmic-reports/master/AFG/projections.csv
https://raw.githubusercontent.com/mrc-ide/global-lmic-reports/master/AFG/projections.csv
https://raw.githubusercontent.com/mrc-ide/global-lmic-reports/master/AFG/projections.csv
https://raw.githubusercontent.com/mrc-ide/global-lmic-reports/master/AFG/projections.csv
https://raw.githubusercontent.com/mrc-ide/global-lmic-reports/master/AFG/projections.csv
https://raw.githubusercontent.com/mrc-ide/global-lmic-reports/master/AFG/projections.csv
https://raw.githubusercontent.com/mrc-ide/global-lmic-reports/master/AFG/projections.csv
https://raw.githubusercontent.com/mrc-ide/global-lmic-reports/master/AFG/projections.csv
https://raw.githubusercontent.com/mrc-ide/global-lmic-reports/master/AFG/projections.csv
https://raw.githubusercontent.com/mrc-ide/global-lmic-reports/master/AFG/projections.csv
https://raw.githubusercontent.com/mrc-ide/global-lmic-reports/master/AFG/projections.csv
https://raw.githubusercontent.com/mrc-ide/global-lmic-reports/master/AFG/projections.csv
https://raw.githubusercontent.com/mrc-ide/global-lmic-reports/master/AFG/projections.csv
https://raw.githubusercontent.com/mrc-ide/global-lmic-reports/master/AFG/projections.csv
https://raw.githubusercontent.com/mrc-ide/global-lmic-reports/master/AFG/projections.csv
https://raw.githubusercontent.com/mrc-ide/global-lmic-reports/master/AFG/projections.csv
https://raw.githubusercontent.com/mrc-ide/global-lmic-reports/master/AFG/projections.csv
https://raw.githubusercontent.com/mrc-ide/global-lmic-reports/master/AFG/projections.csv
https://raw.githubusercontent.com/mrc-ide/global-lmic-reports/master/AFG/projections.csv
https://raw.githubusercontent.com/mrc-ide/global-lmic-reports/master/AFG/projections.csv
https://raw.githubusercontent.com/mrc-ide/global-lmic-reports/master/AFG/projections.csv
https://raw.githubusercontent.com/mrc-ide/global-lmic-reports/master/AFG/projections.csv
https://raw.githubusercontent.com/mrc-ide/global-lmic-reports/master/AFG/projections.csv
https://raw.githubusercontent.com/mrc-ide/global-lmic-reports/master/AFG/projections.csv
https://raw.githubusercontent.com/mrc-ide/global-lmic-reports/master/AFG/projections.csv
https://raw.githubusercontent.com/mrc-ide/global-lmic-reports/master/AFG/projections.csv
https://raw.githubusercontent.com/mrc-ide/global-lmic-reports/master/AFG/projections.csv
https://raw.githubusercontent.com/mrc-ide/global-lmic-reports/master/AFG/projections.csv
https://raw.githubusercontent.com/mrc-ide/global-lmic-reports/master/AFG/projections.csv
https://raw.githubusercontent.com/mrc-ide/global-lmic-reports/master/AFG/projections.csv
https://raw.githubusercontent.com/mrc-ide/global-lmic-reports/master/AFG/projections.csv
https://raw.githubusercontent.com/mrc-ide/global-lmic-reports/master/AFG/projections.csv
https://raw.githubusercontent.com/mrc-ide/global-lmic-reports/master/AFG/projections.csv
https://raw.githubusercontent.com/mrc-ide/global-lmic-reports/master/AFG/projections.csv
https://raw.githubusercontent.com/mrc-ide/global-lmic-reports/master/AFG/projections.csv
https://raw.githubusercontent.com/mrc-ide/global-lmic-reports/master/AFG/projections.csv
https://raw.githubusercontent.com/mrc-ide/global-lmic-reports/master/AFG/projections.csv
https://raw.githubusercontent.com/mrc-ide/global-lmic-reports/master/AFG/projections.csv
https://raw.githubusercontent.com/mrc-ide/global-lmic-reports/master/AFG/projections.csv
https://raw.githubusercontent.com/mrc-ide/global-lmic-reports/master/AFG/projections.csv
https://raw.githubusercontent.com/mrc-ide/global-lmic-reports/master/AFG/projections.csv
https://raw.githubusercontent.com/mrc-ide/global-lmic-reports/master/AFG/projections.csv
https://raw.githubusercontent.com/mrc-ide/global-lmic-reports/master/AFG/projections.csv
https://raw.githubusercontent.com/mrc-ide/global-lmic-reports/master/AFG/projections.csv
https://raw.githubusercontent.com/mrc-ide/global-lmic-reports/master/AFG/projections.csv
https://raw.githubusercontent.com/mrc-ide/global-lmic-reports/master/AFG/projections.csv
https://raw.githubusercontent.com/mrc-ide/global-lmic-reports/master/AFG/projections.csv
https://raw.githubusercontent.com/mrc-ide/global-lmic-reports/master/AFG/projections.csv
https://raw.githubusercontent.com/mrc-ide/global-lmic-reports/master/AFG/projections.csv
https://raw.githubusercontent.com/mrc-ide/global-lmic-reports/master/AFG/projections.csv
https://raw.githubusercontent.com/mrc-ide/global-lmic-reports/master/AFG/projections.csv
https://raw.githubusercontent.com/mrc-ide/global-lmic-reports/master/AFG/projections.csv
https://raw.githubusercontent.com/mrc-ide/global-lmic-reports/master/AFG/projections.csv
https://raw.githubusercontent.com/mrc-ide/global-lmic-reports/master/AFG/projections.csv
https://raw.githubusercontent.com/mrc-ide/global-lmic-reports/master/AFG/projections.csv
https://raw.githubusercontent.com/mrc-ide/global-lmic-reports/master/AFG/projections.csv
https://raw.githubusercontent.com/mrc-ide/global-lmic-reports/master/AFG/projections.csv
https://raw.githubusercontent.com/mrc-ide/global-lmic-reports/master/AFG/projections.csv
https://raw.githubusercontent.com/mrc-ide/global-lmic-reports/master/AFG/projections.csv
https://raw.githubusercontent.com/mrc-ide/global-lmic-reports/master/AFG/projections.csv
https://raw.githubusercontent.com/mrc-ide/global-lmic-reports/master/AFG/projections.csv
https://raw.githubusercontent.com/mrc-ide/global-lmic-reports/master/AFG/projections.csv
https://raw.githubusercontent.com/mrc-ide/global-lmic-reports/master/AFG/projections.csv
https://raw.githubusercontent.com/mrc-ide/global-lmic-reports/master/AFG/projections.csv
https://raw.githubusercontent.com/mrc-ide/global-lmic-reports/master/AFG/projections.csv
https://raw.githubusercontent.com/mrc-ide/global-lmic-reports/master/AFG/projections.csv
https://raw.githubusercontent.com/mrc-ide/global-lmic-reports/master/AFG/projections.csv
https://raw.githubusercontent.com/mrc-ide/global-lmic-reports/master/AFG/projections.csv
https://raw.githubusercontent.com/mrc-ide/global-lmic-reports/master/AFG/projections.csv
https://raw.githubusercontent.com/mrc-ide/global-lmic-reports/master/AFG/projections.csv
https://raw.githubusercontent.com/mrc-ide/global-lmic-reports/master/AFG/projections.csv
https://raw.githubusercontent.com/mrc-ide/global-lmic-reports/master/AFG/projections.csv
https://raw.githubusercontent.com/mrc-ide/global-lmic-reports/master/AFG/projections.csv
https://raw.githubusercontent.com/mrc-ide/global-lmic-reports/master/AFG/projections.csv
https://raw.githubusercontent.com/mrc-ide/global-lmic-reports/master/AFG/projections.csv
https://raw.githubusercontent.com/mrc-ide/global-lmic-reports/master/AFG/projections.csv
https://raw.githubusercontent.com/mrc-ide/global-lmic-reports/master/AFG/projections.csv
https://raw.githubusercontent.com/mrc-ide/global-lmic-reports/master/AFG/projections.csv
https://raw.githubusercontent.com/mrc-ide/global-lmic-reports/master/AFG/projections.csv
https://raw.githubusercontent.com/mrc-ide/global-lmic-reports/master/AFG/projections.csv
https://raw.githubusercontent.com/mrc-ide/global-lmic-reports/master/AFG/projections.csv
https://raw.githubusercontent.com/mrc-ide/global-lmic-reports/master/AFG/projections.csv
https://raw.githubusercontent.com/mrc-ide/global-lmic-reports/master/AFG/projections.csv
https://raw.githubusercontent.com/mrc-ide/global-lmic-reports/master/AFG/projections.csv
https://raw.githubusercontent.com/mrc-ide/global-lmic-reports/master/AFG/projections.csv
https://raw.githubusercontent.com/mrc-ide/global-lmic-reports/master/AFG/projections.csv
https://raw.githubusercontent.com/mrc-ide/global-lmic-reports/master/AFG/projections.csv
https://raw.githubusercontent.com/mrc-ide/global-lmic-reports/master/AFG/projections.csv
https://raw.githubusercontent.com/mrc-ide/global-lmic-reports/master/AFG/projections.csv
https://raw.githubusercontent.com/mrc-ide/global-lmic-reports/master/AFG/projections.csv
https://raw.githubusercontent.com/mrc-ide/global-lmic-reports/master/AFG/projections.csv
https://raw.githubusercontent.com/mrc-ide/global-lmic-reports/master/AFG/projections.csv
https://raw.githubusercontent.com/mrc-ide/global-lmic-reports/master/AFG/projections.csv
https://raw.githubusercontent.com/mrc-ide/global-lmic-reports/master/AFG/projections.csv
https://raw.githubusercontent.com/mrc-ide/global-lmic-reports/master/AFG/projections.csv
https://raw.githubusercontent.com/mrc-ide/global-lmic-reports/master/AFG/projections.csv
https://raw.githubusercontent.com/mrc-ide/global-lmic-reports/master/AFG/projections.csv
https://raw.githubusercontent.com/mrc-ide/global-lmic-reports/master/AFG/projections.csv
https://raw.githubusercontent.com/mrc-ide/global-lmic-reports/master/AFG/projections.csv
https://raw.githubusercontent.com/mrc-ide/global-lmic-reports/master/AFG/projections.csv
https://raw.githubusercontent.com/mrc-ide/global-lmic-reports/master/AFG/projections.csv
https://raw.githubusercontent.com/mrc-ide/global-lmic-reports/master/AFG/projections.csv
https://raw.githubusercontent.com/mrc-ide/global-lmic-reports/master/AFG/projections.csv
https://raw.githubusercontent.com/mrc-ide/global-lmic-reports/master/AFG/projections.csv
https://raw.githubusercontent.com/mrc-ide/global-lmic-reports/master/AFG/projections.csv
https://raw.githubusercontent.com/mrc-ide/global-lmic-reports/master/AFG/projections.csv
https://raw.githubusercontent.com/mrc-ide/global-lmic-reports/master/AFG/projections.csv
https://raw.githubusercontent.com/mrc-ide/global-lmic-reports/master/AFG/projections.csv
https://raw.githubusercontent.com/mrc-ide/global-lmic-reports/master/AFG/projections.csv
https://raw.githubusercontent.com/mrc-ide/global-lmic-reports/master/AFG/projections.csv
https://raw.githubusercontent.com/mrc-ide/global-lmic-reports/master/AFG/projections.csv
https://raw.githubusercontent.com/mrc-ide/global-lmic-reports/master/AFG/projections.csv
https://raw.githubusercontent.com/mrc-ide/global-lmic-reports/master/AFG/projections.csv
https://raw.githubusercontent.com/mrc-ide/global-lmic-reports/master/AFG/projections.csv
https://raw.githubusercontent.com/mrc-ide/global-lmic-reports/master/AFG/projections.csv
https://raw.githubusercontent.com/mrc-ide/global-lmic-reports/master/AFG/projections.csv
https://raw.githubusercontent.com/mrc-ide/global-lmic-reports/master/AFG/projections.csv
https://raw.githubusercontent.com/mrc-ide/global-lmic-reports/master/AFG/projections.csv
https://raw.githubusercontent.com/mrc-ide/global-lmic-reports/master/AFG/projections.csv
https://raw.githubusercontent.com/mrc-ide/global-lmic-reports/master/AFG/projections.csv
https://raw.githubusercontent.com/mrc-ide/global-lmic-reports/master/AFG/projections.csv
https://raw.githubusercontent.com/mrc-ide/global-lmic-reports/master/AFG/projections.csv
https://raw.githubusercontent.com/mrc-ide/global-lmic-reports/master/AFG/projections.csv
https://raw.githubusercontent.com/mrc-ide/global-lmic-reports/master/AFG/projections.csv
https://raw.githubusercontent.com/mrc-ide/global-lmic-reports/master/AFG/projections.csv
https://raw.githubusercontent.com/mrc-ide/global-lmic-reports/master/AFG/projections.csv
https://raw.githubusercontent.com/mrc-ide/global-lmic-reports/master/AFG/projections.csv
https://raw.githubusercontent.com/mrc-ide/global-lmic-reports/master/AFG/projections.csv
https://raw.githubusercontent.com/mrc-ide/global-lmic-reports/master/AFG/projections.csv
https://raw.githubusercontent.com/mrc-ide/global-lmic-reports/master/AFG/projections.csv
https://raw.githubusercontent.com/mrc-ide/global-lmic-reports/master/AFG/projections.csv
https://raw.githubusercontent.com/mrc-ide/global-lmic-reports/master/AFG/projections.csv
https://raw.githubusercontent.com/mrc-ide/global-lmic-reports/master/AFG/projections.csv
https://raw.githubusercontent.com/mrc-ide/global-lmic-reports/master/AFG/projections.csv
https://raw.githubusercontent.com/mrc-ide/global-lmic-reports/master/AFG/projections.csv
https://raw.githubusercontent.com/mrc-ide/global-lmic-reports/master/AFG/projections.csv
https://raw.githubusercontent.com/mrc-ide/global-lmic-reports/master/AFG/projections.csv
https://raw.githubusercontent.com/mrc-ide/global-lmic-reports/master/AFG/projections.csv
https://raw.githubusercontent.com/mrc-ide/global-lmic-reports/master/AFG/projections.csv
https://raw.githubusercontent.com/mrc-ide/global-lmic-reports/master/AFG/projections.csv
https://raw.githubusercontent.com/mrc-ide/global-lmic-reports/master/AFG/projections.csv
https://raw.githubusercontent.com/mrc-ide/global-lmic-reports/master/AFG/projections.csv
https://raw.githubusercontent.com/mrc-ide/global-lmic-reports/master/AFG/projections.csv
https://raw.githubusercontent.com/mrc-ide/global-lmic-reports/master/AFG/projections.csv
https://raw.githubusercontent.com/mrc-ide/global-lmic-reports/master/AFG/projections.csv
https://raw.githubusercontent.com/mrc-ide/global-lmic-reports/master/AFG/projections.csv
https://raw.githubusercontent.com/mrc-ide/global-lmic-reports/master/AFG/projections.csv
https://raw.githubusercontent.com/mrc-ide/global-lmic-reports/master/AFG/projections.csv
https://raw.githubusercontent.com/mrc-ide/global-lmic-reports/master/AFG/projections.csv
https://raw.githubusercontent.com/mrc-ide/global-lmic-reports/master/AFG/projections.csv
https://raw.githubusercontent.com/mrc-ide/global-lmic-reports/master/AFG/projections.csv
https://raw.githubusercontent.com/mrc-ide/global-lmic-reports/master/AFG/projections.csv
https://raw.githubusercontent.com/mrc-ide/global-lmic-reports/master/AFG/projections.csv
https://raw.githubusercontent.com/mrc-ide/global-lmic-reports/master/AFG/projections.csv
https://raw.githubusercontent.com/mrc-ide/global-lmic-reports/master/AFG/projections.csv
https://raw.githubusercontent.com/mrc-ide/global-lmic-reports/master/AFG/projections.csv
https://raw.githubusercontent.com/mrc-ide/global-lmic-reports/master/AFG/projections.csv
https://raw.githubusercontent.com/mrc-ide/global-lmic-reports/master/AFG/projections.csv
https://raw.githubusercontent.com/mrc-ide/global-lmic-reports/master/AFG/projections.csv
https://raw.githubusercontent.com/mrc-ide/global-lmic-reports/master/AFG/projections.csv
https://raw.githubusercontent.com/mrc-ide/global-lmic-reports/master/AFG/projections.csv
https://raw.githubusercontent.com/mrc-ide/global-lmic-reports/master/AFG/projections.csv
https://raw.githubusercontent.com/mrc-ide/global-lmic-reports/master/AFG/projections.csv
https://raw.githubusercontent.com/mrc-ide/global-lmic-reports/master/AFG/projections.csv
https://raw.githubusercontent.com/mrc-ide/global-lmic-reports/master/AFG/projections.csv
https://raw.githubusercontent.com/mrc-ide/global-lmic-reports/master/AFG/projections.csv
https://raw.githubusercontent.com/mrc-ide/global-lmic-reports/master/AFG/projections.csv
https://raw.githubusercontent.com/mrc-ide/global-lmic-reports/master/AFG/projections.csv
https://raw.githubusercontent.com/mrc-ide/global-lmic-reports/master/AFG/projections.csv
https://raw.githubusercontent.com/mrc-ide/global-lmic-reports/master/AFG/projections.csv
https://raw.githubusercontent.com/mrc-ide/global-lmic-reports/master/AFG/projections.csv
https://raw.githubusercontent.com/mrc-ide/global-lmic-reports/master/AFG/projections.csv
https://raw.githubusercontent.com/mrc-ide/global-lmic-reports/master/AFG/projections.csv
https://raw.githubusercontent.com/mrc-ide/global-lmic-reports/master/AFG/projections.csv
https://raw.githubusercontent.com/mrc-ide/global-lmic-reports/master/AFG/projections.csv
https://raw.githubusercontent.com/mrc-ide/global-lmic-reports/master/AFG/projections.csv
https://raw.githubusercontent.com/mrc-ide/global-lmic-reports/master/AFG/projections.csv
https://raw.githubusercontent.com/mrc-ide/global-lmic-reports/master/AFG/projections.csv
https://raw.githubusercontent.com/mrc-ide/global-lmic-reports/master/AFG/projections.csv
https://raw.githubusercontent.com/mrc-ide/global-lmic-reports/master/AFG/projections.csv
https://raw.githubusercontent.com/mrc-ide/global-lmic-reports/master/AFG/projections.csv
https://raw.githubusercontent.com/mrc-ide/global-lmic-reports/master/AFG/projections.csv
https://raw.githubusercontent.com/mrc-ide/global-lmic-reports/master/AFG/projections.csv
https://raw.githubusercontent.com/mrc-ide/global-lmic-reports/master/AFG/projections.csv
https://raw.githubusercontent.com/mrc-ide/global-lmic-reports/master/AFG/projections.csv
https://raw.githubusercontent.com/mrc-ide/global-lmic-reports/master/AFG/projections.csv
https://raw.githubusercontent.com/mrc-ide/global-lmic-reports/master/AFG/projections.csv
https://raw.githubusercontent.com/mrc-ide/global-lmic-reports/master/AFG/projections.csv
https://raw.githubusercontent.com/mrc-ide/global-lmic-reports/master/AFG/projections.csv
https://raw.githubusercontent.com/mrc-ide/global-lmic-reports/master/AFG/projections.csv
https://raw.githubusercontent.com/mrc-ide/global-lmic-reports/master/AFG/projections.csv
https://raw.githubusercontent.com/mrc-ide/global-lmic-reports/master/AFG/projections.csv
https://raw.githubusercontent.com/mrc-ide/global-lmic-reports/master/AFG/projections.csv
https://raw.githubusercontent.com/mrc-ide/global-lmic-reports/master/AFG/projections.csv
https://raw.githubusercontent.com/mrc-ide/global-lmic-reports/master/AFG/projections.csv
https://raw.githubusercontent.com/mrc-ide/global-lmic-reports/master/AFG/projections.csv
https://raw.githubusercontent.com/mrc-ide/global-lmic-reports/master/AFG/projections.csv
https://raw.githubusercontent.com/mrc-ide/global-lmic-reports/master/AFG/projections.csv
https://raw.githubusercontent.com/mrc-ide/global-lmic-reports/master/AFG/projections.csv
https://raw.githubusercontent.com/mrc-ide/global-lmic-reports/master/AFG/projections.csv
https://raw.githubusercontent.com/mrc-ide/global-lmic-reports/master/AFG/projections.csv
https://raw.githubusercontent.com/mrc-ide/global-lmic-reports/master/AFG/projections.csv
https://raw.githubusercontent.com/mrc-ide/global-lmic-reports/master/AFG/projections.csv
https://raw.githubusercontent.com/mrc-ide/global-lmic-reports/master/AFG/projections.csv
https://raw.githubusercontent.com/mrc-ide/global-lmic-reports/master/AFG/projections.csv
https://raw.githubusercontent.com/mrc-ide/global-lmic-reports/master/AFG/projections.csv
https://raw.githubusercontent.com/mrc-ide/global-lmic-reports/master/AFG/projections.csv
https://raw.githubusercontent.com/mrc-ide/global-lmic-reports/master/AFG/projections.csv
https://raw.githubusercontent.com/mrc-ide/global-lmic-reports/master/AFG/projections.csv
https://raw.githubusercontent.com/mrc-ide/global-lmic-reports/master/AFG/projections.csv
https://raw.githubusercontent.com/mrc-ide/global-lmic-reports/master/AFG/projections.csv
https://raw.githubusercontent.com/mrc-ide/global-lmic-reports/master/AFG/projections.csv
https://raw.githubusercontent.com/mrc-ide/global-lmic-reports/master/AFG/projections.csv
https://raw.githubusercontent.com/mrc-ide/global-lmic-reports/master/AFG/projections.csv
https://raw.githubusercontent.com/mrc-ide/global-lmic-reports/master/AFG/projections.csv
https://raw.githubusercontent.com/mrc-ide/global-lmic-reports/master/AFG/projections.csv
https://raw.githubusercontent.com/mrc-ide/global-lmic-reports/master/AFG/projections.csv
https://raw.githubusercontent.com/mrc-ide/global-lmic-reports/master/AFG/projections.csv
https://raw.githubusercontent.com/mrc-ide/global-lmic-reports/master/AFG/projections.csv
https://raw.githubusercontent.com/mrc-ide/global-lmic-reports/master/AFG/projections.csv
https://raw.githubusercontent.com/mrc-ide/global-lmic-reports/master/AFG/projections.csv
https://raw.githubusercontent.com/mrc-ide/global-lmic-reports/master/AFG/projections.csv
https://raw.githubusercontent.com/mrc-ide/global-lmic-reports/master/AFG/projections.csv
https://raw.githubusercontent.com/mrc-ide/global-lmic-reports/master/AFG/projections.csv
https://raw.githubusercontent.com/mrc-ide/global-lmic-reports/master/AFG/projections.csv
https://raw.githubusercontent.com/mrc-ide/global-lmic-reports/master/AFG/projections.csv
https://raw.githubusercontent.com/mrc-ide/global-lmic-reports/master/AFG/projections.csv
https://raw.githubusercontent.com/mrc-ide/global-lmic-reports/master/AFG/projections.csv
https://raw.githubusercontent.com/mrc-ide/global-lmic-reports/master/AFG/projections.csv
https://raw.githubusercontent.com/mrc-ide/global-lmic-reports/master/AFG/projections.csv
https://raw.githubusercontent.com/mrc-ide/global-lmic-reports/master/AFG/projections.csv
https://raw.githubusercontent.com/mrc-ide/global-lmic-reports/master/AFG/projections.csv
https://raw.githubusercontent.com/mrc-ide/global-lmic-reports/master/AFG/projections.csv
https://raw.githubusercontent.com/mrc-ide/global-lmic-reports/master/AFG/projections.csv
https://raw.githubusercontent.com/mrc-ide/global-lmic-reports/master/AFG/projections.csv
https://raw.githubusercontent.com/mrc-ide/global-lmic-reports/master/AFG/projections.csv
https://raw.githubusercontent.com/mrc-ide/global-lmic-reports/master/AFG/projections.csv
https://raw.githubusercontent.com/mrc-ide/global-lmic-reports/master/AFG/projections.csv
https://raw.githubusercontent.com/mrc-ide/global-lmic-reports/master/AFG/projections.csv
https://raw.githubusercontent.com/mrc-ide/global-lmic-reports/master/AFG/projections.csv
https://raw.githubusercontent.com/mrc-ide/global-lmic-reports/master/AFG/projections.csv
https://raw.githubusercontent.com/mrc-ide/global-lmic-reports/master/AFG/projections.csv
https://raw.githubusercontent.com/mrc-ide/global-lmic-reports/master/AFG/projections.csv
https://raw.githubusercontent.com/mrc-ide/global-lmic-reports/master/AFG/projections.csv
https://raw.githubusercontent.com/mrc-ide/global-lmic-reports/master/AFG/projections.csv
https://raw.githubusercontent.com/mrc-ide/global-lmic-reports/master/AFG/projections.csv
https://raw.githubusercontent.com/mrc-ide/global-lmic-reports/master/AFG/projections.csv
https://raw.githubusercontent.com/mrc-ide/global-lmic-reports/master/AFG/projections.csv
https://raw.githubusercontent.com/mrc-ide/global-lmic-reports/master/AFG/projections.csv
https://raw.githubusercontent.com/mrc-ide/global-lmic-reports/master/AFG/projections.csv
https://raw.githubusercontent.com/mrc-ide/global-lmic-reports/master/AFG/projections.csv
https://raw.githubusercontent.com/mrc-ide/global-lmic-reports/master/AFG/projections.csv
https://raw.githubusercontent.com/mrc-ide/global-lmic-reports/master/AFG/projections.csv
https://raw.githubusercontent.com/mrc-ide/global-lmic-reports/master/AFG/projections.csv
https://raw.githubusercontent.com/mrc-ide/global-lmic-reports/master/AFG/projections.csv
https://raw.githubusercontent.com/mrc-ide/global-lmic-reports/master/AFG/projections.csv
https://raw.githubusercontent.com/mrc-ide/global-lmic-reports/master/AFG/projections.csv
https://raw.githubusercontent.com/mrc-ide/global-lmic-reports/master/AFG/projections.csv
https://raw.githubusercontent.com/mrc-ide/global-lmic-reports/master/AFG/projections.csv
https://raw.githubusercontent.com/mrc-ide/global-lmic-reports/master/AFG/projections.csv
https://raw.githubusercontent.com/mrc-ide/global-lmic-reports/master/AFG/projections.csv
https://raw.githubusercontent.com/mrc-ide/global-lmic-reports/master/AFG/projections.csv
https://raw.githubusercontent.com/mrc-ide/global-lmic-reports/master/AFG/projections.csv
https://raw.githubusercontent.com/mrc-ide/global-lmic-reports/master/AFG/projections.csv
https://raw.githubusercontent.com/mrc-ide/global-lmic-reports/master/AFG/projections.csv
https://raw.githubusercontent.com/mrc-ide/global-lmic-reports/master/AFG/projections.csv
https://raw.githubusercontent.com/mrc-ide/global-lmic-reports/master/AFG/projections.csv
https://raw.githubusercontent.com/mrc-ide/global-lmic-reports/master/AFG/projections.csv
https://raw.githubusercontent.com/mrc-ide/global-lmic-reports/master/AFG/projections.csv
https://raw.githubusercontent.com/mrc-ide/global-lmic-reports/master/AFG/projections.csv
https://raw.githubusercontent.com/mrc-ide/global-lmic-reports/master/AFG/projections.csv
https://raw.githubusercontent.com/mrc-ide/global-lmic-reports/master/AFG/projections.csv
https://raw.githubusercontent.com/mrc-ide/global-lmic-reports/master/AFG/projections.csv
https://raw.githubusercontent.com/mrc-ide/global-lmic-reports/master/AFG/projections.csv
https://raw.githubusercontent.com/mrc-ide/global-lmic-reports/master/AFG/projections.csv
https://raw.githubusercontent.com/mrc-ide/global-lmic-reports/master/AFG/projections.csv
https://raw.githubusercontent.com/mrc-ide/global-lmic-reports/master/AFG/projections.csv
https://raw.githubusercontent.com/mrc-ide/global-lmic-reports/master/AFG/projections.csv
https://raw.githubusercontent.com/mrc-ide/global-lmic-reports/master/AFG/projections.csv
https://raw.githubusercontent.com/mrc-ide/global-lmic-reports/master/AFG/projections.csv
https://raw.githubusercontent.com/mrc-ide/global-lmic-reports/master/AFG/projections.csv
https://raw.githubusercontent.com/mrc-ide/global-lmic-reports/master/AFG/projections.csv
https://raw.githubusercontent.com/mrc-ide/global-lmic-reports/master/AFG/projections.csv
https://raw.githubusercontent.com/mrc-ide/global-lmic-reports/master/AFG/projections.csv
https://raw.githubusercontent.com/mrc-ide/global-lmic-reports/master/AFG/projections.csv
https://raw.githubusercontent.com/mrc-ide/global-lmic-reports/master/AFG/projections.csv
https://raw.githubusercontent.com/mrc-ide/global-lmic-reports/master/AFG/projections.csv
https://raw.githubusercontent.com/mrc-ide/global-lmic-reports/master/AFG/projections.csv
https://raw.githubusercontent.com/mrc-ide/global-lmic-reports/master/AFG/projections.csv
https://raw.githubusercontent.com/mrc-ide/global-lmic-reports/master/AFG/projections.csv
https://raw.githubusercontent.com/mrc-ide/global-lmic-reports/master/AFG/projections.csv
https://raw.githubusercontent.com/mrc-ide/global-lmic-reports/master/AFG/projections.csv
https://raw.githubusercontent.com/mrc-ide/global-lmic-reports/master/AFG/projections.csv
https://raw.githubusercontent.com/mrc-ide/global-lmic-reports/master/AFG/projections.csv
https://raw.githubusercontent.com/mrc-ide/global-lmic-reports/master/AFG/projections.csv
https://raw.githubusercontent.com/mrc-ide/global-lmic-reports/master/AFG/projections.csv
https://raw.githubusercontent.com/mrc-ide/global-lmic-reports/master/AFG/projections.csv
https://raw.githubusercontent.com/mrc-ide/global-lmic-reports/master/AFG/projections.csv
https://raw.githubusercontent.com/mrc-ide/global-lmic-reports/master/AFG/projections.csv
https://raw.githubusercontent.com/mrc-ide/global-lmic-reports/master/AFG/projections.csv
https://raw.githubusercontent.com/mrc-ide/global-lmic-reports/master/AFG/projections.csv
https://raw.githubusercontent.com/mrc-ide/global-lmic-reports/master/AFG/projections.csv
https://raw.githubusercontent.com/mrc-ide/global-lmic-reports/master/AFG/projections.csv
https://raw.githubusercontent.com/mrc-ide/global-lmic-reports/master/AFG/projections.csv
https://raw.githubusercontent.com/mrc-ide/global-lmic-reports/master/AFG/projections.csv
https://raw.githubusercontent.com/mrc-ide/global-lmic-reports/master/AFG/projections.csv
https://raw.githubusercontent.com/mrc-ide/global-lmic-reports/master/AFG/projections.csv
https://raw.githubusercontent.com/mrc-ide/global-lmic-reports/master/AFG/projections.csv
https://raw.githubusercontent.com/mrc-ide/global-lmic-reports/master/AFG/projections.csv
https://raw.githubusercontent.com/mrc-ide/global-lmic-reports/master/AFG/projections.csv
https://raw.githubusercontent.com/mrc-ide/global-lmic-reports/master/AFG/projections.csv
https://raw.githubusercontent.com/mrc-ide/global-lmic-reports/master/AFG/projections.csv
https://raw.githubusercontent.com/mrc-ide/global-lmic-reports/master/AFG/projections.csv
https://raw.githubusercontent.com/mrc-ide/global-lmic-reports/master/AFG/projections.csv
https://raw.githubusercontent.com/mrc-ide/global-lmic-reports/master/AFG/projections.csv
https://raw.githubusercontent.com/mrc-ide/global-lmic-reports/master/AFG/projections.csv
https://raw.githubusercontent.com/mrc-ide/global-lmic-reports/master/AFG/projections.csv
https://raw.githubusercontent.com/mrc-ide/global-lmic-reports/master/AFG/projections.csv
https://raw.githubusercontent.com/mrc-ide/global-lmic-reports/master/AFG/projections.csv
https://raw.githubusercontent.com/mrc-ide/global-lmic-reports/master/AFG/projections.csv
https://raw.githubusercontent.com/mrc-ide/global-lmic-reports/master/AFG/projections.csv
https://raw.githubusercontent.com/mrc-ide/global-lmic-reports/master/AFG/projections.csv
https://raw.githubusercontent.com/mrc-ide/global-lmic-reports/master/AFG/projections.csv
https://raw.githubusercontent.com/mrc-ide/global-lmic-reports/master/AFG/projections.csv
https://raw.githubusercontent.com/mrc-ide/global-lmic-reports/master/AFG/projections.csv
https://raw.githubusercontent.com/mrc-ide/global-lmic-reports/master/AFG/projections.csv
https://raw.githubusercontent.com/mrc-ide/global-lmic-reports/master/AFG/projections.csv
https://raw.githubusercontent.com/mrc-ide/global-lmic-reports/master/AFG/projections.csv
https://raw.githubusercontent.com/mrc-ide/global-lmic-reports/master/AFG/projections.csv
https://raw.githubusercontent.com/mrc-ide/global-lmic-reports/master/AFG/projections.csv
https://raw.githubusercontent.com/mrc-ide/global-lmic-reports/master/AFG/projections.csv
https://raw.githubusercontent.com/mrc-ide/global-lmic-reports/master/AFG/projections.csv
https://raw.githubusercontent.com/mrc-ide/global-lmic-reports/master/AFG/projections.csv
https://raw.githubusercontent.com/mrc-ide/global-lmic-reports/master/AFG/projections.csv
https://raw.githubusercontent.com/mrc-ide/global-lmic-reports/master/AFG/projections.csv
https://raw.githubusercontent.com/mrc-ide/global-lmic-reports/master/AFG/projections.csv
https://raw.githubusercontent.com/mrc-ide/global-lmic-reports/master/AFG/projections.csv
https://raw.githubusercontent.com/mrc-ide/global-lmic-reports/master/AFG/projections.csv
https://raw.githubusercontent.com/mrc-ide/global-lmic-reports/master/AFG/projections.csv
https://raw.githubusercontent.com/mrc-ide/global-lmic-reports/master/AFG/projections.csv
https://raw.githubusercontent.com/mrc-ide/global-lmic-reports/master/AFG/projections.csv
https://raw.githubusercontent.com/mrc-ide/global-lmic-reports/master/AFG/projections.csv
https://raw.githubusercontent.com/mrc-ide/global-lmic-reports/master/AFG/projections.csv
https://raw.githubusercontent.com/mrc-ide/global-lmic-reports/master/AFG/projections.csv
https://raw.githubusercontent.com/mrc-ide/global-lmic-reports/master/AFG/projections.csv
https://raw.githubusercontent.com/mrc-ide/global-lmic-reports/master/AFG/projections.csv
https://raw.githubusercontent.com/mrc-ide/global-lmic-reports/master/AFG/projections.csv
https://raw.githubusercontent.com/mrc-ide/global-lmic-reports/master/AFG/projections.csv
https://raw.githubusercontent.com/mrc-ide/global-lmic-reports/master/AFG/projections.csv
https://raw.githubusercontent.com/mrc-ide/global-lmic-reports/master/AFG/projections.csv
https://raw.githubusercontent.com/mrc-ide/global-lmic-reports/master/AFG/projections.csv
https://raw.githubusercontent.com/mrc-ide/global-lmic-reports/master/AFG/projections.csv
https://raw.githubusercontent.com/mrc-ide/global-lmic-reports/master/AFG/projections.csv
https://raw.githubusercontent.com/mrc-ide/global-lmic-reports/master/AFG/projections.csv
https://raw.githubusercontent.com/mrc-ide/global-lmic-reports/master/AFG/projections.csv
https://raw.githubusercontent.com/mrc-ide/global-lmic-reports/master/AFG/projections.csv
https://raw.githubusercontent.com/mrc-ide/global-lmic-reports/master/AFG/projections.csv
https://raw.githubusercontent.com/mrc-ide/global-lmic-reports/master/AFG/projections.csv
https://raw.githubusercontent.com/mrc-ide/global-lmic-reports/master/AFG/projections.csv
https://raw.githubusercontent.com/mrc-ide/global-lmic-reports/master/AFG/projections.csv
https://raw.githubusercontent.com/mrc-ide/global-lmic-reports/master/AFG/projections.csv
https://raw.githubusercontent.com/mrc-ide/global-lmic-reports/master/AFG/projections.csv
https://raw.githubusercontent.com/mrc-ide/global-lmic-reports/master/AFG/projections.csv
https://raw.githubusercontent.com/mrc-ide/global-lmic-reports/master/AFG/projections.csv
https://raw.githubusercontent.com/mrc-ide/global-lmic-reports/master/AFG/projections.csv
https://raw.githubusercontent.com/mrc-ide/global-lmic-reports/master/AFG/projections.csv
https://raw.githubusercontent.com/mrc-ide/global-lmic-reports/master/AFG/projections.csv
https://raw.githubusercontent.com/mrc-ide/global-lmic-reports/master/AFG/projections.csv
https://raw.githubusercontent.com/mrc-ide/global-lmic-reports/master/AFG/projections.csv
https://raw.githubusercontent.com/mrc-ide/global-lmic-reports/master/AFG/projections.csv
https://raw.githubusercontent.com/mrc-ide/global-lmic-reports/master/AFG/projections.csv
https://raw.githubusercontent.com/mrc-ide/global-lmic-reports/master/AFG/projections.csv
https://raw.githubusercontent.com/mrc-ide/global-lmic-reports/master/AFG/projections.csv
https://raw.githubusercontent.com/mrc-ide/global-lmic-reports/master/AFG/projections.csv
https://raw.githubusercontent.com/mrc-ide/global-lmic-reports/master/AFG/projections.csv
https://raw.githubusercontent.com/mrc-ide/global-lmic-reports/master/AFG/projections.csv
https://raw.githubusercontent.com/mrc-ide/global-lmic-reports/master/AFG/projections.csv
https://raw.githubusercontent.com/mrc-ide/global-lmic-reports/master/AFG/projections.csv
https://raw.githubusercontent.com/mrc-ide/global-lmic-reports/master/AFG/projections.csv
https://raw.githubusercontent.com/mrc-ide/global-lmic-reports/master/AFG/projections.csv
https://raw.githubusercontent.com/mrc-ide/global-lmic-reports/master/AFG/projections.csv
https://raw.githubusercontent.com/mrc-ide/global-lmic-reports/master/AFG/projections.csv
https://raw.githubusercontent.com/mrc-ide/global-lmic-reports/master/AFG/projections.csv
https://raw.githubusercontent.com/mrc-ide/global-lmic-reports/master/AFG/projections.csv
https://raw.githubusercontent.com/mrc-ide/global-lmic-reports/master/AFG/projections.csv
https://raw.githubusercontent.com/mrc-ide/global-lmic-reports/master/AFG/projections.csv
https://raw.githubusercontent.com/mrc-ide/global-lmic-reports/master/AFG/projections.csv
https://raw.githubusercontent.com/mrc-ide/global-lmic-reports/master/AFG/projections.csv
https://raw.githubusercontent.com/mrc-ide/global-lmic-reports/master/AFG/projections.csv
https://raw.githubusercontent.com/mrc-ide/global-lmic-reports/master/AFG/projections.csv
https://raw.githubusercontent.com/mrc-ide/global-lmic-reports/master/AFG/projections.csv
https://raw.githubusercontent.com/mrc-ide/global-lmic-reports/master/AFG/projections.csv
https://raw.githubusercontent.com/mrc-ide/global-lmic-reports/master/AFG/projections.csv
https://raw.githubusercontent.com/mrc-ide/global-lmic-reports/master/AFG/projections.csv
https://raw.githubusercontent.com/mrc-ide/global-lmic-reports/master/AFG/projections.csv
https://raw.githubusercontent.com/mrc-ide/global-lmic-reports/master/AFG/projections.csv
https://raw.githubusercontent.com/mrc-ide/global-lmic-reports/master/AFG/projections.csv
https://raw.githubusercontent.com/mrc-ide/global-lmic-reports/master/AFG/projections.csv
https://raw.githubusercontent.com/mrc-ide/global-lmic-reports/master/AFG/projections.csv
https://raw.githubusercontent.com/mrc-ide/global-lmic-reports/master/AFG/projections.csv
https://raw.githubusercontent.com/mrc-ide/global-lmic-reports/master/AFG/projections.csv
https://raw.githubusercontent.com/mrc-ide/global-lmic-reports/master/AFG/projections.csv
https://raw.githubusercontent.com/mrc-ide/global-lmic-reports/master/AFG/projections.csv
https://raw.githubusercontent.com/mrc-ide/global-lmic-reports/master/AFG/projections.csv
https://raw.githubusercontent.com/mrc-ide/global-lmic-reports/master/AFG/projections.csv
https://raw.githubusercontent.com/mrc-ide/global-lmic-reports/master/AFG/projections.csv
https://raw.githubusercontent.com/mrc-ide/global-lmic-reports/master/AFG/projections.csv
https://raw.githubusercontent.com/mrc-ide/global-lmic-reports/master/AFG/projections.csv
https://raw.githubusercontent.com/mrc-ide/global-lmic-reports/master/AFG/projections.csv
https://raw.githubusercontent.com/mrc-ide/global-lmic-reports/master/AFG/projections.csv
https://raw.githubusercontent.com/mrc-ide/global-lmic-reports/master/AFG/projections.csv
https://raw.githubusercontent.com/mrc-ide/global-lmic-reports/master/AFG/projections.csv
https://raw.githubusercontent.com/mrc-ide/global-lmic-reports/master/AFG/projections.csv
https://raw.githubusercontent.com/mrc-ide/global-lmic-reports/master/AFG/projections.csv
https://raw.githubusercontent.com/mrc-ide/global-lmic-reports/master/AFG/projections.csv
https://raw.githubusercontent.com/mrc-ide/global-lmic-reports/master/AFG/projections.csv
https://raw.githubusercontent.com/mrc-ide/global-lmic-reports/master/AFG/projections.csv
https://raw.githubusercontent.com/mrc-ide/global-lmic-reports/master/AFG/projections.csv
https://raw.githubusercontent.com/mrc-ide/global-lmic-reports/master/AFG/projections.csv
https://raw.githubusercontent.com/mrc-ide/global-lmic-reports/master/AFG/projections.csv
https://raw.githubusercontent.com/mrc-ide/global-lmic-reports/master/AFG/projections.csv
https://raw.githubusercontent.com/mrc-ide/global-lmic-reports/master/AFG/projections.csv
https://raw.githubusercontent.com/mrc-ide/global-lmic-reports/master/AFG/projections.csv
https://raw.githubusercontent.com/mrc-ide/global-lmic-reports/master/AFG/projections.csv
https://raw.githubusercontent.com/mrc-ide/global-lmic-reports/master/AFG/projections.csv
https://raw.githubusercontent.com/mrc-ide/global-lmic-reports/master/AFG/projections.csv
https://raw.githubusercontent.com/mrc-ide/global-lmic-reports/master/AFG/projections.csv
https://raw.githubusercontent.com/mrc-ide/global-lmic-reports/master/AFG/projections.csv
https://raw.githubusercontent.com/mrc-ide/global-lmic-reports/master/AFG/projections.csv
https://raw.githubusercontent.com/mrc-ide/global-lmic-reports/master/AFG/projections.csv
https://raw.githubusercontent.com/mrc-ide/global-lmic-reports/master/AFG/projections.csv
https://raw.githubusercontent.com/mrc-ide/global-lmic-reports/master/AFG/projections.csv
https://raw.githubusercontent.com/mrc-ide/global-lmic-reports/master/AFG/projections.csv
https://raw.githubusercontent.com/mrc-ide/global-lmic-reports/master/AFG/projections.csv
https://raw.githubusercontent.com/mrc-ide/global-lmic-reports/master/AFG/projections.csv
https://raw.githubusercontent.com/mrc-ide/global-lmic-reports/master/AFG/projections.csv
https://raw.githubusercontent.com/mrc-ide/global-lmic-reports/master/AFG/projections.csv
https://raw.githubusercontent.com/mrc-ide/global-lmic-reports/master/AFG/projections.csv
https://raw.githubusercontent.com/mrc-ide/global-lmic-reports/master/AFG/projections.csv
https://raw.githubusercontent.com/mrc-ide/global-lmic-reports/master/AFG/projections.csv
https://raw.githubusercontent.com/mrc-ide/global-lmic-reports/master/AFG/projections.csv
https://raw.githubusercontent.com/mrc-ide/global-lmic-reports/master/AFG/projections.csv
https://raw.githubusercontent.com/mrc-ide/global-lmic-reports/master/AFG/projections.csv
https://raw.githubusercontent.com/mrc-ide/global-lmic-reports/master/AFG/projections.csv
https://raw.githubusercontent.com/mrc-ide/global-lmic-reports/master/AFG/projections.csv
https://raw.githubusercontent.com/mrc-ide/global-lmic-reports/master/AFG/projections.csv
https://raw.githubusercontent.com/mrc-ide/global-lmic-reports/master/AFG/projections.csv
https://raw.githubusercontent.com/mrc-ide/global-lmic-reports/master/AFG/projections.csv
https://raw.githubusercontent.com/mrc-ide/global-lmic-reports/master/AFG/projections.csv
https://raw.githubusercontent.com/mrc-ide/global-lmic-reports/master/AFG/projections.csv
https://raw.githubusercontent.com/mrc-ide/global-lmic-reports/master/AFG/projections.csv
https://raw.githubusercontent.com/mrc-ide/global-lmic-reports/master/AFG/projections.csv
https://raw.githubusercontent.com/mrc-ide/global-lmic-reports/master/AFG/projections.csv
https://raw.githubusercontent.com/mrc-ide/global-lmic-reports/master/AFG/projections.csv
https://raw.githubusercontent.com/mrc-ide/global-lmic-reports/master/AFG/projections.csv
https://raw.githubusercontent.com/mrc-ide/global-lmic-reports/master/AFG/projections.csv
https://raw.githubusercontent.com/mrc-ide/global-lmic-reports/master/AFG/projections.csv
https://raw.githubusercontent.com/mrc-ide/global-lmic-reports/master/AFG/projections.csv
https://raw.githubusercontent.com/mrc-ide/global-lmic-reports/master/AFG/projections.csv
https://raw.githubusercontent.com/mrc-ide/global-lmic-reports/master/AFG/projections.csv
https://raw.githubusercontent.com/mrc-ide/global-lmic-reports/master/AFG/projections.csv
https://raw.githubusercontent.com/mrc-ide/global-lmic-reports/master/AFG/projections.csv
https://raw.githubusercontent.com/mrc-ide/global-lmic-reports/master/AFG/projections.csv
https://raw.githubusercontent.com/mrc-ide/global-lmic-reports/master/AFG/projections.csv
https://raw.githubusercontent.com/mrc-ide/global-lmic-reports/master/AFG/projections.csv
https://raw.githubusercontent.com/mrc-ide/global-lmic-reports/master/AFG/projections.csv
https://raw.githubusercontent.com/mrc-ide/global-lmic-reports/master/AFG/projections.csv
https://raw.githubusercontent.com/mrc-ide/global-lmic-reports/master/AFG/projections.csv
https://raw.githubusercontent.com/mrc-ide/global-lmic-reports/master/AFG/projections.csv
https://raw.githubusercontent.com/mrc-ide/global-lmic-reports/master/AFG/projections.csv
https://raw.githubusercontent.com/mrc-ide/global-lmic-reports/master/AFG/projections.csv
https://raw.githubusercontent.com/mrc-ide/global-lmic-reports/master/AFG/projections.csv
https://raw.githubusercontent.com/mrc-ide/global-lmic-reports/master/AFG/projections.csv
https://raw.githubusercontent.com/mrc-ide/global-lmic-reports/master/AFG/projections.csv
https://raw.githubusercontent.com/mrc-ide/global-lmic-reports/master/AFG/projections.csv
https://raw.githubusercontent.com/mrc-ide/global-lmic-reports/master/AFG/projections.csv
https://raw.githubusercontent.com/mrc-ide/global-lmic-reports/master/AFG/projections.csv
https://raw.githubusercontent.com/mrc-ide/global-lmic-reports/master/AFG/projections.csv
https://raw.githubusercontent.com/mrc-ide/global-lmic-reports/master/AFG/projections.csv
https://raw.githubusercontent.com/mrc-ide/global-lmic-reports/master/AFG/projections.csv
https://raw.githubusercontent.com/mrc-ide/global-lmic-reports/master/AFG/projections.csv
https://raw.githubusercontent.com/mrc-ide/global-lmic-reports/master/AFG/projections.csv
https://raw.githubusercontent.com/mrc-ide/global-lmic-reports/master/AFG/projections.csv
https://raw.githubusercontent.com/mrc-ide/global-lmic-reports/master/AFG/projections.csv
https://raw.githubusercontent.com/mrc-ide/global-lmic-reports/master/AFG/projections.csv
https://raw.githubusercontent.com/mrc-ide/global-lmic-reports/master/AFG/projections.csv
https://raw.githubusercontent.com/mrc-ide/global-lmic-reports/master/AFG/projections.csv
https://raw.githubusercontent.com/mrc-ide/global-lmic-reports/master/AFG/projections.csv
https://raw.githubusercontent.com/mrc-ide/global-lmic-reports/master/AFG/projections.csv
https://raw.githubusercontent.com/mrc-ide/global-lmic-reports/master/AFG/projections.csv
https://raw.githubusercontent.com/mrc-ide/global-lmic-reports/master/AFG/projections.csv
https://raw.githubusercontent.com/mrc-ide/global-lmic-reports/master/AFG/projections.csv
https://raw.githubusercontent.com/mrc-ide/global-lmic-reports/master/AFG/projections.csv
https://raw.githubusercontent.com/mrc-ide/global-lmic-reports/master/AFG/projections.csv
https://raw.githubusercontent.com/mrc-ide/global-lmic-reports/master/AFG/projections.csv
https://raw.githubusercontent.com/mrc-ide/global-lmic-reports/master/AFG/projections.csv
https://raw.githubusercontent.com/mrc-ide/global-lmic-reports/master/AFG/projections.csv
https://raw.githubusercontent.com/mrc-ide/global-lmic-reports/master/AFG/projections.csv
https://raw.githubusercontent.com/mrc-ide/global-lmic-reports/master/AFG/projections.csv
https://raw.githubusercontent.com/mrc-ide/global-lmic-reports/master/AFG/projections.csv
https://raw.githubusercontent.com/mrc-ide/global-lmic-reports/master/AFG/projections.csv
https://raw.githubusercontent.com/mrc-ide/global-lmic-reports/master/AFG/projections.csv
https://raw.githubusercontent.com/mrc-ide/global-lmic-reports/master/AFG/projections.csv
https://raw.githubusercontent.com/mrc-ide/global-lmic-reports/master/AFG/projections.csv
https://raw.githubusercontent.com/mrc-ide/global-lmic-reports/master/AFG/projections.csv
https://raw.githubusercontent.com/mrc-ide/global-lmic-reports/master/AFG/projections.csv
https://raw.githubusercontent.com/mrc-ide/global-lmic-reports/master/AFG/projections.csv
https://raw.githubusercontent.com/mrc-ide/global-lmic-reports/master/AFG/projections.csv
https://raw.githubusercontent.com/mrc-ide/global-lmic-reports/master/AFG/projections.csv
https://raw.githubusercontent.com/mrc-ide/global-lmic-reports/master/AFG/projections.csv
https://raw.githubusercontent.com/mrc-ide/global-lmic-reports/master/AFG/projections.csv
https://raw.githubusercontent.com/mrc-ide/global-lmic-reports/master/AFG/projections.csv
https://raw.githubusercontent.com/mrc-ide/global-lmic-reports/master/AFG/projections.csv
https://raw.githubusercontent.com/mrc-ide/global-lmic-reports/master/AFG/projections.csv
https://raw.githubusercontent.com/mrc-ide/global-lmic-reports/master/AFG/projections.csv
https://raw.githubusercontent.com/mrc-ide/global-lmic-reports/master/AFG/projections.csv
https://raw.githubusercontent.com/mrc-ide/global-lmic-reports/master/AFG/projections.csv
https://raw.githubusercontent.com/mrc-ide/global-lmic-reports/master/AFG/projections.csv
https://raw.githubusercontent.com/mrc-ide/global-lmic-reports/master/AFG/projections.csv
https://raw.githubusercontent.com/mrc-ide/global-lmic-reports/master/AFG/projections.csv
https://raw.githubusercontent.com/mrc-ide/global-lmic-reports/master/AFG/projections.csv
https://raw.githubusercontent.com/mrc-ide/global-lmic-reports/master/AFG/projections.csv
https://raw.githubusercontent.com/mrc-ide/global-lmic-reports/master/AFG/projections.csv
https://raw.githubusercontent.com/mrc-ide/global-lmic-reports/master/AFG/projections.csv
https://raw.githubusercontent.com/mrc-ide/global-lmic-reports/master/AFG/projections.csv
https://raw.githubusercontent.com/mrc-ide/global-lmic-reports/master/AFG/projections.csv
https://raw.githubusercontent.com/mrc-ide/global-lmic-reports/master/AFG/projections.csv
https://raw.githubusercontent.com/mrc-ide/global-lmic-reports/master/AFG/projections.csv
https://raw.githubusercontent.com/mrc-ide/global-lmic-reports/master/AFG/projections.csv
https://raw.githubusercontent.com/mrc-ide/global-lmic-reports/master/AFG/projections.csv
https://raw.githubusercontent.com/mrc-ide/global-lmic-reports/master/AFG/projections.csv
https://raw.githubusercontent.com/mrc-ide/global-lmic-reports/master/AFG/projections.csv
https://raw.githubusercontent.com/mrc-ide/global-lmic-reports/master/AFG/projections.csv
https://raw.githubusercontent.com/mrc-ide/global-lmic-reports/master/AFG/projections.csv
https://raw.githubusercontent.com/mrc-ide/global-lmic-reports/master/AFG/projections.csv
https://raw.githubusercontent.com/mrc-ide/global-lmic-reports/master/AFG/projections.csv
https://raw.githubusercontent.com/mrc-ide/global-lmic-reports/master/AFG/projections.csv
https://raw.githubusercontent.com/mrc-ide/global-lmic-reports/master/AFG/projections.csv
https://raw.githubusercontent.com/mrc-ide/global-lmic-reports/master/AFG/projections.csv
https://raw.githubusercontent.com/mrc-ide/global-lmic-reports/master/AFG/projections.csv
https://raw.githubusercontent.com/mrc-ide/global-lmic-reports/master/AFG/projections.csv
https://raw.githubusercontent.com/mrc-ide/global-lmic-reports/master/AFG/projections.csv
https://raw.githubusercontent.com/mrc-ide/global-lmic-reports/master/AFG/projections.csv
https://raw.githubusercontent.com/mrc-ide/global-lmic-reports/master/AFG/projections.csv
https://raw.githubusercontent.com/mrc-ide/global-lmic-reports/master/AFG/projections.csv
https://raw.githubusercontent.com/mrc-ide/global-lmic-reports/master/AFG/projections.csv
https://raw.githubusercontent.com/mrc-ide/global-lmic-reports/master/AFG/projections.csv
https://raw.githubusercontent.com/mrc-ide/global-lmic-reports/master/AFG/projections.csv
https://raw.githubusercontent.com/mrc-ide/global-lmic-reports/master/AFG/projections.csv
https://raw.githubusercontent.com/mrc-ide/global-lmic-reports/master/AFG/projections.csv
https://raw.githubusercontent.com/mrc-ide/global-lmic-reports/master/AFG/projections.csv
https://raw.githubusercontent.com/mrc-ide/global-lmic-reports/master/AFG/projections.csv
https://raw.githubusercontent.com/mrc-ide/global-lmic-reports/master/AFG/projections.csv
https://raw.githubusercontent.com/mrc-ide/global-lmic-reports/master/AFG/projections.csv
https://raw.githubusercontent.com/mrc-ide/global-lmic-reports/master/AFG/projections.csv
https://raw.githubusercontent.com/mrc-ide/global-lmic-reports/master/AFG/projections.csv
https://raw.githubusercontent.com/mrc-ide/global-lmic-reports/master/AFG/projections.csv
https://raw.githubusercontent.com/mrc-ide/global-lmic-reports/master/AFG/projections.csv
https://raw.githubusercontent.com/mrc-ide/global-lmic-reports/master/AFG/projections.csv
https://raw.githubusercontent.com/mrc-ide/global-lmic-reports/master/AFG/projections.csv
https://raw.githubusercontent.com/mrc-ide/global-lmic-reports/master/AFG/projections.csv
https://raw.githubusercontent.com/mrc-ide/global-lmic-reports/master/AFG/projections.csv
https://raw.githubusercontent.com/mrc-ide/global-lmic-reports/master/AFG/projections.csv
https://raw.githubusercontent.com/mrc-ide/global-lmic-reports/master/AFG/projections.csv
https://raw.githubusercontent.com/mrc-ide/global-lmic-reports/master/AFG/projections.csv
https://raw.githubusercontent.com/mrc-ide/global-lmic-reports/master/AFG/projections.csv
https://raw.githubusercontent.com/mrc-ide/global-lmic-reports/master/AFG/projections.csv
https://raw.githubusercontent.com/mrc-ide/global-lmic-reports/master/AFG/projections.csv
https://raw.githubusercontent.com/mrc-ide/global-lmic-reports/master/AFG/projections.csv
https://raw.githubusercontent.com/mrc-ide/global-lmic-reports/master/AFG/projections.csv
https://raw.githubusercontent.com/mrc-ide/global-lmic-reports/master/AFG/projections.csv
https://raw.githubusercontent.com/mrc-ide/global-lmic-reports/master/AFG/projections.csv
https://raw.githubusercontent.com/mrc-ide/global-lmic-reports/master/AFG/projections.csv
https://raw.githubusercontent.com/mrc-ide/global-lmic-reports/master/AFG/projections.csv
https://raw.githubusercontent.com/mrc-ide/global-lmic-reports/master/AFG/projections.csv
https://raw.githubusercontent.com/mrc-ide/global-lmic-reports/master/AFG/projections.csv
https://raw.githubusercontent.com/mrc-ide/global-lmic-reports/master/AFG/projections.csv
https://raw.githubusercontent.com/mrc-ide/global-lmic-reports/master/AFG/projections.csv
https://raw.githubusercontent.com/mrc-ide/global-lmic-reports/master/AFG/projections.csv
https://raw.githubusercontent.com/mrc-ide/global-lmic-reports/master/AFG/projections.csv
https://raw.githubusercontent.com/mrc-ide/global-lmic-reports/master/AFG/projections.csv
https://raw.githubusercontent.com/mrc-ide/global-lmic-reports/master/AFG/projections.csv
https://raw.githubusercontent.com/mrc-ide/global-lmic-reports/master/AFG/projections.csv
https://raw.githubusercontent.com/mrc-ide/global-lmic-reports/master/AFG/projections.csv
https://raw.githubusercontent.com/mrc-ide/global-lmic-reports/master/AFG/projections.csv
https://raw.githubusercontent.com/mrc-ide/global-lmic-reports/master/AFG/projections.csv
https://raw.githubusercontent.com/mrc-ide/global-lmic-reports/master/AFG/projections.csv
https://raw.githubusercontent.com/mrc-ide/global-lmic-reports/master/AFG/projections.csv
https://raw.githubusercontent.com/mrc-ide/global-lmic-reports/master/AFG/projections.csv
https://raw.githubusercontent.com/mrc-ide/global-lmic-reports/master/AFG/projections.csv
https://raw.githubusercontent.com/mrc-ide/global-lmic-reports/master/AFG/projections.csv
https://raw.githubusercontent.com/mrc-ide/global-lmic-reports/master/AFG/projections.csv
https://raw.githubusercontent.com/mrc-ide/global-lmic-reports/master/AFG/projections.csv
https://raw.githubusercontent.com/mrc-ide/global-lmic-reports/master/AFG/projections.csv
https://raw.githubusercontent.com/mrc-ide/global-lmic-reports/master/AFG/projections.csv
https://raw.githubusercontent.com/mrc-ide/global-lmic-reports/master/AFG/projections.csv
https://raw.githubusercontent.com/mrc-ide/global-lmic-reports/master/AFG/projections.csv
https://raw.githubusercontent.com/mrc-ide/global-lmic-reports/master/AFG/projections.csv
https://raw.githubusercontent.com/mrc-ide/global-lmic-reports/master/AFG/projections.csv
https://raw.githubusercontent.com/mrc-ide/global-lmic-reports/master/AFG/projections.csv
https://raw.githubusercontent.com/mrc-ide/global-lmic-reports/master/AFG/projections.csv
https://raw.githubusercontent.com/mrc-ide/global-lmic-reports/master/AFG/projections.csv
https://raw.githubusercontent.com/mrc-ide/global-lmic-reports/master/AFG/projections.csv
https://raw.githubusercontent.com/mrc-ide/global-lmic-reports/master/AFG/projections.csv
https://raw.githubusercontent.com/mrc-ide/global-lmic-reports/master/AFG/projections.csv
https://raw.githubusercontent.com/mrc-ide/global-lmic-reports/master/AFG/projections.csv
https://raw.githubusercontent.com/mrc-ide/global-lmic-reports/master/AFG/projections.csv
https://raw.githubusercontent.com/mrc-ide/global-lmic-reports/master/AFG/projections.csv
https://raw.githubusercontent.com/mrc-ide/global-lmic-reports/master/AFG/projections.csv
https://raw.githubusercontent.com/mrc-ide/global-lmic-reports/master/AFG/projections.csv
https://raw.githubusercontent.com/mrc-ide/global-lmic-reports/master/AFG/projections.csv
https://raw.githubusercontent.com/mrc-ide/global-lmic-reports/master/AFG/projections.csv
https://raw.githubusercontent.com/mrc-ide/global-lmic-reports/master/AFG/projections.csv
https://raw.githubusercontent.com/mrc-ide/global-lmic-reports/master/AFG/projections.csv
https://raw.githubusercontent.com/mrc-ide/global-lmic-reports/master/AFG/projections.csv
https://raw.githubusercontent.com/mrc-ide/global-lmic-reports/master/AFG/projections.csv
https://raw.githubusercontent.com/mrc-ide/global-lmic-reports/master/AFG/projections.csv
https://raw.githubusercontent.com/mrc-ide/global-lmic-reports/master/AFG/projections.csv
https://raw.githubusercontent.com/mrc-ide/global-lmic-reports/master/AFG/projections.csv
https://raw.githubusercontent.com/mrc-ide/global-lmic-reports/master/AFG/projections.csv
https://raw.githubusercontent.com/mrc-ide/global-lmic-reports/master/AFG/projections.csv
https://raw.githubusercontent.com/mrc-ide/global-lmic-reports/master/AFG/projections.csv
https://raw.githubusercontent.com/mrc-ide/global-lmic-reports/master/AFG/projections.csv
https://raw.githubusercontent.com/mrc-ide/global-lmic-reports/master/AFG/projections.csv
https://raw.githubusercontent.com/mrc-ide/global-lmic-reports/master/AFG/projections.csv
https://raw.githubusercontent.com/mrc-ide/global-lmic-reports/master/AFG/projections.csv
https://raw.githubusercontent.com/mrc-ide/global-lmic-reports/master/AFG/projections.csv
https://raw.githubusercontent.com/mrc-ide/global-lmic-reports/master/AFG/projections.csv
https://raw.githubusercontent.com/mrc-ide/global-lmic-reports/master/AFG/projections.csv
https://raw.githubusercontent.com/mrc-ide/global-lmic-reports/master/AFG/projections.csv
https://raw.githubusercontent.com/mrc-ide/global-lmic-reports/master/AFG/projections.csv
https://raw.githubusercontent.com/mrc-ide/global-lmic-reports/master/AFG/projections.csv
https://raw.githubusercontent.com/mrc-ide/global-lmic-reports/master/AFG/projections.csv
https://raw.githubusercontent.com/mrc-ide/global-lmic-reports/master/AFG/projections.csv
https://raw.githubusercontent.com/mrc-ide/global-lmic-reports/master/AFG/projections.csv
https://raw.githubusercontent.com/mrc-ide/global-lmic-reports/master/AFG/projections.csv
https://raw.githubusercontent.com/mrc-ide/global-lmic-reports/master/AFG/projections.csv
https://raw.githubusercontent.com/mrc-ide/global-lmic-reports/master/AFG/projections.csv
https://raw.githubusercontent.com/mrc-ide/global-lmic-reports/master/AFG/projections.csv
https://raw.githubusercontent.com/mrc-ide/global-lmic-reports/master/AFG/projections.csv
https://raw.githubusercontent.com/mrc-ide/global-lmic-reports/master/AFG/projections.csv
https://raw.githubusercontent.com/mrc-ide/global-lmic-reports/master/AFG/projections.csv
https://raw.githubusercontent.com/mrc-ide/global-lmic-reports/master/AFG/projections.csv
https://raw.githubusercontent.com/mrc-ide/global-lmic-reports/master/AFG/projections.csv
https://raw.githubusercontent.com/mrc-ide/global-lmic-reports/master/AFG/projections.csv
https://raw.githubusercontent.com/mrc-ide/global-lmic-reports/master/AFG/projections.csv
https://raw.githubusercontent.com/mrc-ide/global-lmic-reports/master/AFG/projections.csv
https://raw.githubusercontent.com/mrc-ide/global-lmic-reports/master/AFG/projections.csv
https://raw.githubusercontent.com/mrc-ide/global-lmic-reports/master/AFG/projections.csv
https://raw.githubusercontent.com/mrc-ide/global-lmic-reports/master/AFG/projections.csv
https://raw.githubusercontent.com/mrc-ide/global-lmic-reports/master/AFG/projections.csv
https://raw.githubusercontent.com/mrc-ide/global-lmic-reports/master/AFG/projections.csv
https://raw.githubusercontent.com/mrc-ide/global-lmic-reports/master/AFG/projections.csv
https://raw.githubusercontent.com/mrc-ide/global-lmic-reports/master/AFG/projections.csv
https://raw.githubusercontent.com/mrc-ide/global-lmic-reports/master/AFG/projections.csv
https://raw.githubusercontent.com/mrc-ide/global-lmic-reports/master/AFG/projections.csv
https://raw.githubusercontent.com/mrc-ide/global-lmic-reports/master/AFG/projections.csv
https://raw.githubusercontent.com/mrc-ide/global-lmic-reports/master/AFG/projections.csv
https://raw.githubusercontent.com/mrc-ide/global-lmic-reports/master/AFG/projections.csv
https://raw.githubusercontent.com/mrc-ide/global-lmic-reports/master/AFG/projections.csv
https://raw.githubusercontent.com/mrc-ide/global-lmic-reports/master/AFG/projections.csv
https://raw.githubusercontent.com/mrc-ide/global-lmic-reports/master/AFG/projections.csv
https://raw.githubusercontent.com/mrc-ide/global-lmic-reports/master/AFG/projections.csv
https://raw.githubusercontent.com/mrc-ide/global-lmic-reports/master/AFG/projections.csv
https://raw.githubusercontent.com/mrc-ide/global-lmic-reports/master/AFG/projections.csv
https://raw.githubusercontent.com/mrc-ide/global-lmic-reports/master/AFG/projections.csv
https://raw.githubusercontent.com/mrc-ide/global-lmic-reports/master/AFG/projections.csv
https://raw.githubusercontent.com/mrc-ide/global-lmic-reports/master/AFG/projections.csv
https://raw.githubusercontent.com/mrc-ide/global-lmic-reports/master/AFG/projections.csv
https://raw.githubusercontent.com/mrc-ide/global-lmic-reports/master/AFG/projections.csv
https://raw.githubusercontent.com/mrc-ide/global-lmic-reports/master/AFG/projections.csv
https://raw.githubusercontent.com/mrc-ide/global-lmic-reports/master/AFG/projections.csv
https://raw.githubusercontent.com/mrc-ide/global-lmic-reports/master/AFG/projections.csv
https://raw.githubusercontent.com/mrc-ide/global-lmic-reports/master/AFG/projections.csv
https://raw.githubusercontent.com/mrc-ide/global-lmic-reports/master/AFG/projections.csv
https://raw.githubusercontent.com/mrc-ide/global-lmic-reports/master/AFG/projections.csv
https://raw.githubusercontent.com/mrc-ide/global-lmic-reports/master/AFG/projections.csv
https://raw.githubusercontent.com/mrc-ide/global-lmic-reports/master/AFG/projections.csv
https://raw.githubusercontent.com/mrc-ide/global-lmic-reports/master/AFG/projections.csv
https://raw.githubusercontent.com/mrc-ide/global-lmic-reports/master/AFG/projections.csv
https://raw.githubusercontent.com/mrc-ide/global-lmic-reports/master/AFG/projections.csv
https://raw.githubusercontent.com/mrc-ide/global-lmic-reports/master/AFG/projections.csv
https://raw.githubusercontent.com/mrc-ide/global-lmic-reports/master/AFG/projections.csv
https://raw.githubusercontent.com/mrc-ide/global-lmic-reports/master/AFG/projections.csv
https://raw.githubusercontent.com/mrc-ide/global-lmic-reports/master/AFG/projections.csv
https://raw.githubusercontent.com/mrc-ide/global-lmic-reports/master/AFG/projections.csv
https://raw.githubusercontent.com/mrc-ide/global-lmic-reports/master/AFG/projections.csv
https://raw.githubusercontent.com/mrc-ide/global-lmic-reports/master/AFG/projections.csv
https://raw.githubusercontent.com/mrc-ide/global-lmic-reports/master/AFG/projections.csv
https://raw.githubusercontent.com/mrc-ide/global-lmic-reports/master/AFG/projections.csv
https://raw.githubusercontent.com/mrc-ide/global-lmic-reports/master/AFG/projections.csv
https://raw.githubusercontent.com/mrc-ide/global-lmic-reports/master/AFG/projections.csv
https://raw.githubusercontent.com/mrc-ide/global-lmic-reports/master/AFG/projections.csv
https://raw.githubusercontent.com/mrc-ide/global-lmic-reports/master/AFG/projections.csv
https://raw.githubusercontent.com/mrc-ide/global-lmic-reports/master/AFG/projections.csv
https://raw.githubusercontent.com/mrc-ide/global-lmic-reports/master/AFG/projections.csv
https://raw.githubusercontent.com/mrc-ide/global-lmic-reports/master/AFG/projections.csv
https://raw.githubusercontent.com/mrc-ide/global-lmic-reports/master/AFG/projections.csv
https://raw.githubusercontent.com/mrc-ide/global-lmic-reports/master/AFG/projections.csv
https://raw.githubusercontent.com/mrc-ide/global-lmic-reports/master/AFG/projections.csv
https://raw.githubusercontent.com/mrc-ide/global-lmic-reports/master/AFG/projections.csv
https://raw.githubusercontent.com/mrc-ide/global-lmic-reports/master/AFG/projections.csv
https://raw.githubusercontent.com/mrc-ide/global-lmic-reports/master/AFG/projections.csv
https://raw.githubusercontent.com/mrc-ide/global-lmic-reports/master/AFG/projections.csv
https://raw.githubusercontent.com/mrc-ide/global-lmic-reports/master/AFG/projections.csv
https://raw.githubusercontent.com/mrc-ide/global-lmic-reports/master/AFG/projections.csv
https://raw.githubusercontent.com/mrc-ide/global-lmic-reports/master/AFG/projections.csv
https://raw.githubusercontent.com/mrc-ide/global-lmic-reports/master/AFG/projections.csv
https://raw.githubusercontent.com/mrc-ide/global-lmic-reports/master/AFG/projections.csv
https://raw.githubusercontent.com/mrc-ide/global-lmic-reports/master/AFG/projections.csv
https://raw.githubusercontent.com/mrc-ide/global-lmic-reports/master/AFG/projections.csv
https://raw.githubusercontent.com/mrc-ide/global-lmic-reports/master/AFG/projections.csv
https://raw.githubusercontent.com/mrc-ide/global-lmic-reports/master/AFG/projections.csv
https://raw.githubusercontent.com/mrc-ide/global-lmic-reports/master/AFG/projections.csv
https://raw.githubusercontent.com/mrc-ide/global-lmic-reports/master/AFG/projections.csv
https://raw.githubusercontent.com/mrc-ide/global-lmic-reports/master/AFG/projections.csv
https://raw.githubusercontent.com/mrc-ide/global-lmic-reports/master/AFG/projections.csv
https://raw.githubusercontent.com/mrc-ide/global-lmic-reports/master/AFG/projections.csv
https://raw.githubusercontent.com/mrc-ide/global-lmic-reports/master/AFG/projections.csv
https://raw.githubusercontent.com/mrc-ide/global-lmic-reports/master/AFG/projections.csv
https://raw.githubusercontent.com/mrc-ide/global-lmic-reports/master/AFG/projections.csv
https://raw.githubusercontent.com/mrc-ide/global-lmic-reports/master/AFG/projections.csv
https://raw.githubusercontent.com/mrc-ide/global-lmic-reports/master/AFG/projections.csv
https://raw.githubusercontent.com/mrc-ide/global-lmic-reports/master/AFG/projections.csv
https://raw.githubusercontent.com/mrc-ide/global-lmic-reports/master/AFG/projections.csv
https://raw.githubusercontent.com/mrc-ide/global-lmic-reports/master/AFG/projections.csv
https://raw.githubusercontent.com/mrc-ide/global-lmic-reports/master/AFG/projections.csv
https://raw.githubusercontent.com/mrc-ide/global-lmic-reports/master/AFG/projections.csv
https://raw.githubusercontent.com/mrc-ide/global-lmic-reports/master/AFG/projections.csv
https://raw.githubusercontent.com/mrc-ide/global-lmic-reports/master/AFG/projections.csv
https://raw.githubusercontent.com/mrc-ide/global-lmic-reports/master/AFG/projections.csv
https://raw.githubusercontent.com/mrc-ide/global-lmic-reports/master/AFG/projections.csv
https://raw.githubusercontent.com/mrc-ide/global-lmic-reports/master/AFG/projections.csv
https://raw.githubusercontent.com/mrc-ide/global-lmic-reports/master/AFG/projections.csv
https://raw.githubusercontent.com/mrc-ide/global-lmic-reports/master/AFG/projections.csv
https://raw.githubusercontent.com/mrc-ide/global-lmic-reports/master/AFG/projections.csv
https://raw.githubusercontent.com/mrc-ide/global-lmic-reports/master/AFG/projections.csv
https://raw.githubusercontent.com/mrc-ide/global-lmic-reports/master/AFG/projections.csv
https://raw.githubusercontent.com/mrc-ide/global-lmic-reports/master/AFG/projections.csv
https://raw.githubusercontent.com/mrc-ide/global-lmic-reports/master/AFG/projections.csv
https://raw.githubusercontent.com/mrc-ide/global-lmic-reports/master/AFG/projections.csv
https://raw.githubusercontent.com/mrc-ide/global-lmic-reports/master/AFG/projections.csv
https://raw.githubusercontent.com/mrc-ide/global-lmic-reports/master/AFG/projections.csv
https://raw.githubusercontent.com/mrc-ide/global-lmic-reports/master/AFG/projections.csv
https://raw.githubusercontent.com/mrc-ide/global-lmic-reports/master/AFG/projections.csv
https://raw.githubusercontent.com/mrc-ide/global-lmic-reports/master/AFG/projections.csv
https://raw.githubusercontent.com/mrc-ide/global-lmic-reports/master/AFG/projections.csv
https://raw.githubusercontent.com/mrc-ide/global-lmic-reports/master/AFG/projections.csv
https://raw.githubusercontent.com/mrc-ide/global-lmic-reports/master/AFG/projections.csv
https://raw.githubusercontent.com/mrc-ide/global-lmic-reports/master/AFG/projections.csv
https://raw.githubusercontent.com/mrc-ide/global-lmic-reports/master/AFG/projections.csv
https://raw.githubusercontent.com/mrc-ide/global-lmic-reports/master/AFG/projections.csv
https://raw.githubusercontent.com/mrc-ide/global-lmic-reports/master/AFG/projections.csv
https://raw.githubusercontent.com/mrc-ide/global-lmic-reports/master/AFG/projections.csv
https://raw.githubusercontent.com/mrc-ide/global-lmic-reports/master/AFG/projections.csv
https://raw.githubusercontent.com/mrc-ide/global-lmic-reports/master/AFG/projections.csv
https://raw.githubusercontent.com/mrc-ide/global-lmic-reports/master/AFG/projections.csv
https://raw.githubusercontent.com/mrc-ide/global-lmic-reports/master/AFG/projections.csv
https://raw.githubusercontent.com/mrc-ide/global-lmic-reports/master/AFG/projections.csv
https://raw.githubusercontent.com/mrc-ide/global-lmic-reports/master/AFG/projections.csv
https://raw.githubusercontent.com/mrc-ide/global-lmic-reports/master/AFG/projections.csv
https://raw.githubusercontent.com/mrc-ide/global-lmic-reports/master/AFG/projections.csv
https://raw.githubusercontent.com/mrc-ide/global-lmic-reports/master/AFG/projections.csv
https://raw.githubusercontent.com/mrc-ide/global-lmic-reports/master/AFG/projections.csv
https://raw.githubusercontent.com/mrc-ide/global-lmic-reports/master/AFG/projections.csv
https://raw.githubusercontent.com/mrc-ide/global-lmic-reports/master/AFG/projections.csv
https://raw.githubusercontent.com/mrc-ide/global-lmic-reports/master/AFG/projections.csv
https://raw.githubusercontent.com/mrc-ide/global-lmic-reports/master/AFG/projections.csv
https://raw.githubusercontent.com/mrc-ide/global-lmic-reports/master/AFG/projections.csv
https://raw.githubusercontent.com/mrc-ide/global-lmic-reports/master/AFG/projections.csv
https://raw.githubusercontent.com/mrc-ide/global-lmic-reports/master/AFG/projections.csv
https://raw.githubusercontent.com/mrc-ide/global-lmic-reports/master/AFG/projections.csv
https://raw.githubusercontent.com/mrc-ide/global-lmic-reports/master/AFG/projections.csv
https://raw.githubusercontent.com/mrc-ide/global-lmic-reports/master/AFG/projections.csv
https://raw.githubusercontent.com/mrc-ide/global-lmic-reports/master/AFG/projections.csv
https://raw.githubusercontent.com/mrc-ide/global-lmic-reports/master/AFG/projections.csv
https://raw.githubusercontent.com/mrc-ide/global-lmic-reports/master/AFG/projections.csv
https://raw.githubusercontent.com/mrc-ide/global-lmic-reports/master/AFG/projections.csv
https://raw.githubusercontent.com/mrc-ide/global-lmic-reports/master/AFG/projections.csv
https://raw.githubusercontent.com/mrc-ide/global-lmic-reports/master/AFG/projections.csv
https://raw.githubusercontent.com/mrc-ide/global-lmic-reports/master/AFG/projections.csv
https://raw.githubusercontent.com/mrc-ide/global-lmic-reports/master/AFG/projections.csv
https://raw.githubusercontent.com/mrc-ide/global-lmic-reports/master/AFG/projections.csv
https://raw.githubusercontent.com/mrc-ide/global-lmic-reports/master/AFG/projections.csv
https://raw.githubusercontent.com/mrc-ide/global-lmic-reports/master/AFG/projections.csv
https://raw.githubusercontent.com/mrc-ide/global-lmic-reports/master/AFG/projections.csv
https://raw.githubusercontent.com/mrc-ide/global-lmic-reports/master/AFG/projections.csv
https://raw.githubusercontent.com/mrc-ide/global-lmic-reports/master/AFG/projections.csv
https://raw.githubusercontent.com/mrc-ide/global-lmic-reports/master/AFG/projections.csv
https://raw.githubusercontent.com/mrc-ide/global-lmic-reports/master/AFG/projections.csv
https://raw.githubusercontent.com/mrc-ide/global-lmic-reports/master/AFG/projections.csv
https://raw.githubusercontent.com/mrc-ide/global-lmic-reports/master/AFG/projections.csv
https://raw.githubusercontent.com/mrc-ide/global-lmic-reports/master/AFG/projections.csv
https://raw.githubusercontent.com/mrc-ide/global-lmic-reports/master/AFG/projections.csv
https://raw.githubusercontent.com/mrc-ide/global-lmic-reports/master/AFG/projections.csv
https://raw.githubusercontent.com/mrc-ide/global-lmic-reports/master/AFG/projections.csv
https://raw.githubusercontent.com/mrc-ide/global-lmic-reports/master/AFG/projections.csv
https://raw.githubusercontent.com/mrc-ide/global-lmic-reports/master/AFG/projections.csv
https://raw.githubusercontent.com/mrc-ide/global-lmic-reports/master/AFG/projections.csv
https://raw.githubusercontent.com/mrc-ide/global-lmic-reports/master/AFG/projections.csv
https://raw.githubusercontent.com/mrc-ide/global-lmic-reports/master/AFG/projections.csv
https://raw.githubusercontent.com/mrc-ide/global-lmic-reports/master/AFG/projections.csv
https://raw.githubusercontent.com/mrc-ide/global-lmic-reports/master/AFG/projections.csv
https://raw.githubusercontent.com/mrc-ide/global-lmic-reports/master/AFG/projections.csv
https://raw.githubusercontent.com/mrc-ide/global-lmic-reports/master/AFG/projections.csv
https://raw.githubusercontent.com/mrc-ide/global-lmic-reports/master/AFG/projections.csv
https://raw.githubusercontent.com/mrc-ide/global-lmic-reports/master/AFG/projections.csv
https://raw.githubusercontent.com/mrc-ide/global-lmic-reports/master/AFG/projections.csv
https://raw.githubusercontent.com/mrc-ide/global-lmic-reports/master/AFG/projections.csv
https://raw.githubusercontent.com/mrc-ide/global-lmic-reports/master/AFG/projections.csv
https://raw.githubusercontent.com/mrc-ide/global-lmic-reports/master/AFG/projections.csv
https://raw.githubusercontent.com/mrc-ide/global-lmic-reports/master/AFG/projections.csv
https://raw.githubusercontent.com/mrc-ide/global-lmic-reports/master/AFG/projections.csv
https://raw.githubusercontent.com/mrc-ide/global-lmic-reports/master/AFG/projections.csv
https://raw.githubusercontent.com/mrc-ide/global-lmic-reports/master/AFG/projections.csv
https://raw.githubusercontent.com/mrc-ide/global-lmic-reports/master/AFG/projections.csv
https://raw.githubusercontent.com/mrc-ide/global-lmic-reports/master/AFG/projections.csv
https://raw.githubusercontent.com/mrc-ide/global-lmic-reports/master/AFG/projections.csv
https://raw.githubusercontent.com/mrc-ide/global-lmic-reports/master/AFG/projections.csv
https://raw.githubusercontent.com/mrc-ide/global-lmic-reports/master/AFG/projections.csv
https://raw.githubusercontent.com/mrc-ide/global-lmic-reports/master/AFG/projections.csv
https://raw.githubusercontent.com/mrc-ide/global-lmic-reports/master/AFG/projections.csv
https://raw.githubusercontent.com/mrc-ide/global-lmic-reports/master/AFG/projections.csv
https://raw.githubusercontent.com/mrc-ide/global-lmic-reports/master/AFG/projections.csv
https://raw.githubusercontent.com/mrc-ide/global-lmic-reports/master/AFG/projections.csv
https://raw.githubusercontent.com/mrc-ide/global-lmic-reports/master/AFG/projections.csv
https://raw.githubusercontent.com/mrc-ide/global-lmic-reports/master/AFG/projections.csv
https://raw.githubusercontent.com/mrc-ide/global-lmic-reports/master/AFG/projections.csv
https://raw.githubusercontent.com/mrc-ide/global-lmic-reports/master/AFG/projections.csv
https://raw.githubusercontent.com/mrc-ide/global-lmic-reports/master/AFG/projections.csv
https://raw.githubusercontent.com/mrc-ide/global-lmic-reports/master/AFG/projections.csv
https://raw.githubusercontent.com/mrc-ide/global-lmic-reports/master/AFG/projections.csv
https://raw.githubusercontent.com/mrc-ide/global-lmic-reports/master/AFG/projections.csv
https://raw.githubusercontent.com/mrc-ide/global-lmic-reports/master/AFG/projections.csv
https://raw.githubusercontent.com/mrc-ide/global-lmic-reports/master/AFG/projections.csv
https://raw.githubusercontent.com/mrc-ide/global-lmic-reports/master/AFG/projections.csv
https://raw.githubusercontent.com/mrc-ide/global-lmic-reports/master/AFG/projections.csv
https://raw.githubusercontent.com/mrc-ide/global-lmic-reports/master/AFG/projections.csv
https://raw.githubusercontent.com/mrc-ide/global-lmic-reports/master/AFG/projections.csv
https://raw.githubusercontent.com/mrc-ide/global-lmic-reports/master/AFG/projections.csv
https://raw.githubusercontent.com/mrc-ide/global-lmic-reports/master/AFG/projections.csv
https://raw.githubusercontent.com/mrc-ide/global-lmic-reports/master/AFG/projections.csv
https://raw.githubusercontent.com/mrc-ide/global-lmic-reports/master/AFG/projections.csv
https://raw.githubusercontent.com/mrc-ide/global-lmic-reports/master/AFG/projections.csv
https://raw.githubusercontent.com/mrc-ide/global-lmic-reports/master/AFG/projections.csv
https://raw.githubusercontent.com/mrc-ide/global-lmic-reports/master/AFG/projections.csv
https://raw.githubusercontent.com/mrc-ide/global-lmic-reports/master/AFG/projections.csv
https://raw.githubusercontent.com/mrc-ide/global-lmic-reports/master/AFG/projections.csv
https://raw.githubusercontent.com/mrc-ide/global-lmic-reports/master/AFG/projections.csv
https://raw.githubusercontent.com/mrc-ide/global-lmic-reports/master/AFG/projections.csv
https://raw.githubusercontent.com/mrc-ide/global-lmic-reports/master/AFG/projections.csv
https://raw.githubusercontent.com/mrc-ide/global-lmic-reports/master/AFG/projections.csv
https://raw.githubusercontent.com/mrc-ide/global-lmic-reports/master/AFG/projections.csv
https://raw.githubusercontent.com/mrc-ide/global-lmic-reports/master/AFG/projections.csv
https://raw.githubusercontent.com/mrc-ide/global-lmic-reports/master/AFG/projections.csv
https://raw.githubusercontent.com/mrc-ide/global-lmic-reports/master/AFG/projections.csv
https://raw.githubusercontent.com/mrc-ide/global-lmic-reports/master/AFG/projections.csv
https://raw.githubusercontent.com/mrc-ide/global-lmic-reports/master/AFG/projections.csv
https://raw.githubusercontent.com/mrc-ide/global-lmic-reports/master/AFG/projections.csv
https://raw.githubusercontent.com/mrc-ide/global-lmic-reports/master/AFG/projections.csv
https://raw.githubusercontent.com/mrc-ide/global-lmic-reports/master/AFG/projections.csv
https://raw.githubusercontent.com/mrc-ide/global-lmic-reports/master/AFG/projections.csv
https://raw.githubusercontent.com/mrc-ide/global-lmic-reports/master/AFG/projections.csv
https://raw.githubusercontent.com/mrc-ide/global-lmic-reports/master/AFG/projections.csv
https://raw.githubusercontent.com/mrc-ide/global-lmic-reports/master/AFG/projections.csv
https://raw.githubusercontent.com/mrc-ide/global-lmic-reports/master/AFG/projections.csv
https://raw.githubusercontent.com/mrc-ide/global-lmic-reports/master/AFG/projections.csv
https://raw.githubusercontent.com/mrc-ide/global-lmic-reports/master/AFG/projections.csv
https://raw.githubusercontent.com/mrc-ide/global-lmic-reports/master/AFG/projections.csv
https://raw.githubusercontent.com/mrc-ide/global-lmic-reports/master/AFG/projections.csv
https://raw.githubusercontent.com/mrc-ide/global-lmic-reports/master/AFG/projections.csv
https://raw.githubusercontent.com/mrc-ide/global-lmic-reports/master/AFG/projections.csv
https://raw.githubusercontent.com/mrc-ide/global-lmic-reports/master/AFG/projections.csv
https://raw.githubusercontent.com/mrc-ide/global-lmic-reports/master/AFG/projections.csv
https://raw.githubusercontent.com/mrc-ide/global-lmic-reports/master/AFG/projections.csv
https://raw.githubusercontent.com/mrc-ide/global-lmic-reports/master/AFG/projections.csv
https://raw.githubusercontent.com/mrc-ide/global-lmic-reports/master/AFG/projections.csv
https://raw.githubusercontent.com/mrc-ide/global-lmic-reports/master/AFG/projections.csv
https://raw.githubusercontent.com/mrc-ide/global-lmic-reports/master/AFG/projections.csv
https://raw.githubusercontent.com/mrc-ide/global-lmic-reports/master/AFG/projections.csv
https://raw.githubusercontent.com/mrc-ide/global-lmic-reports/master/AFG/projections.csv
https://raw.githubusercontent.com/mrc-ide/global-lmic-reports/master/AFG/projections.csv
https://raw.githubusercontent.com/mrc-ide/global-lmic-reports/master/AFG/projections.csv
https://raw.githubusercontent.com/mrc-ide/global-lmic-reports/master/AFG/projections.csv
https://raw.githubusercontent.com/mrc-ide/global-lmic-reports/master/AFG/projections.csv
https://raw.githubusercontent.com/mrc-ide/global-lmic-reports/master/AFG/projections.csv
https://raw.githubusercontent.com/mrc-ide/global-lmic-reports/master/AFG/projections.csv
https://raw.githubusercontent.com/mrc-ide/global-lmic-reports/master/AFG/projections.csv
https://raw.githubusercontent.com/mrc-ide/global-lmic-reports/master/AFG/projections.csv
https://raw.githubusercontent.com/mrc-ide/global-lmic-reports/master/AFG/projections.csv
https://raw.githubusercontent.com/mrc-ide/global-lmic-reports/master/AFG/projections.csv
https://raw.githubusercontent.com/mrc-ide/global-lmic-reports/master/AFG/projections.csv
https://raw.githubusercontent.com/mrc-ide/global-lmic-reports/master/AFG/projections.csv
https://raw.githubusercontent.com/mrc-ide/global-lmic-reports/master/AFG/projections.csv
https://raw.githubusercontent.com/mrc-ide/global-lmic-reports/master/AFG/projections.csv
https://raw.githubusercontent.com/mrc-ide/global-lmic-reports/master/AFG/projections.csv
https://raw.githubusercontent.com/mrc-ide/global-lmic-reports/master/AFG/projections.csv
https://raw.githubusercontent.com/mrc-ide/global-lmic-reports/master/AFG/projections.csv
https://raw.githubusercontent.com/mrc-ide/global-lmic-reports/master/AFG/projections.csv
https://raw.githubusercontent.com/mrc-ide/global-lmic-reports/master/AFG/projections.csv
https://raw.githubusercontent.com/mrc-ide/global-lmic-reports/master/AFG/projections.csv
https://raw.githubusercontent.com/mrc-ide/global-lmic-reports/master/AFG/projections.csv
https://raw.githubusercontent.com/mrc-ide/global-lmic-reports/master/AFG/projections.csv
https://raw.githubusercontent.com/mrc-ide/global-lmic-reports/master/AFG/projections.csv
https://raw.githubusercontent.com/mrc-ide/global-lmic-reports/master/AFG/projections.csv
https://raw.githubusercontent.com/mrc-ide/global-lmic-reports/master/AFG/projections.csv
https://raw.githubusercontent.com/mrc-ide/global-lmic-reports/master/AFG/projections.csv
https://raw.githubusercontent.com/mrc-ide/global-lmic-reports/master/AFG/projections.csv
https://raw.githubusercontent.com/mrc-ide/global-lmic-reports/master/AFG/projections.csv
https://raw.githubusercontent.com/mrc-ide/global-lmic-reports/master/AFG/projections.csv
https://raw.githubusercontent.com/mrc-ide/global-lmic-reports/master/AFG/projections.csv
https://raw.githubusercontent.com/mrc-ide/global-lmic-reports/master/AFG/projections.csv
https://raw.githubusercontent.com/mrc-ide/global-lmic-reports/master/AFG/projections.csv
https://raw.githubusercontent.com/mrc-ide/global-lmic-reports/master/AFG/projections.csv
https://raw.githubusercontent.com/mrc-ide/global-lmic-reports/master/AFG/projections.csv
https://raw.githubusercontent.com/mrc-ide/global-lmic-reports/master/AFG/projections.csv
https://raw.githubusercontent.com/mrc-ide/global-lmic-reports/master/AFG/projections.csv
https://raw.githubusercontent.com/mrc-ide/global-lmic-reports/master/AFG/projections.csv
https://raw.githubusercontent.com/mrc-ide/global-lmic-reports/master/AFG/projections.csv
https://raw.githubusercontent.com/mrc-ide/global-lmic-reports/master/AFG/projections.csv
https://raw.githubusercontent.com/mrc-ide/global-lmic-reports/master/AFG/projections.csv
https://raw.githubusercontent.com/mrc-ide/global-lmic-reports/master/AFG/projections.csv
https://raw.githubusercontent.com/mrc-ide/global-lmic-reports/master/AFG/projections.csv
https://raw.githubusercontent.com/mrc-ide/global-lmic-reports/master/AFG/projections.csv
https://raw.githubusercontent.com/mrc-ide/global-lmic-reports/master/AFG/projections.csv
https://raw.githubusercontent.com/mrc-ide/global-lmic-reports/master/AFG/projections.csv
https://raw.githubusercontent.com/mrc-ide/global-lmic-reports/master/AFG/projections.csv
https://raw.githubusercontent.com/mrc-ide/global-lmic-reports/master/AFG/projections.csv
https://raw.githubusercontent.com/mrc-ide/global-lmic-reports/master/AFG/projections.csv
https://raw.githubusercontent.com/mrc-ide/global-lmic-reports/master/AFG/projections.csv
https://raw.githubusercontent.com/mrc-ide/global-lmic-reports/master/AFG/projections.csv
https://raw.githubusercontent.com/mrc-ide/global-lmic-reports/master/AFG/projections.csv
https://raw.githubusercontent.com/mrc-ide/global-lmic-reports/master/AFG/projections.csv
https://raw.githubusercontent.com/mrc-ide/global-lmic-reports/master/AFG/projections.csv
https://raw.githubusercontent.com/mrc-ide/global-lmic-reports/master/AFG/projections.csv
https://raw.githubusercontent.com/mrc-ide/global-lmic-reports/master/AFG/projections.csv
https://raw.githubusercontent.com/mrc-ide/global-lmic-reports/master/AFG/projections.csv
https://raw.githubusercontent.com/mrc-ide/global-lmic-reports/master/AFG/projections.csv
https://raw.githubusercontent.com/mrc-ide/global-lmic-reports/master/AFG/projections.csv
https://raw.githubusercontent.com/mrc-ide/global-lmic-reports/master/AFG/projections.csv
https://raw.githubusercontent.com/mrc-ide/global-lmic-reports/master/AFG/projections.csv
https://raw.githubusercontent.com/mrc-ide/global-lmic-reports/master/AFG/projections.csv
https://raw.githubusercontent.com/mrc-ide/global-lmic-reports/master/AFG/projections.csv
https://raw.githubusercontent.com/mrc-ide/global-lmic-reports/master/AFG/projections.csv
https://raw.githubusercontent.com/mrc-ide/global-lmic-reports/master/AFG/projections.csv
https://raw.githubusercontent.com/mrc-ide/global-lmic-reports/master/AFG/projections.csv
https://raw.githubusercontent.com/mrc-ide/global-lmic-reports/master/AFG/projections.csv
https://raw.githubusercontent.com/mrc-ide/global-lmic-reports/master/AFG/projections.csv
https://raw.githubusercontent.com/mrc-ide/global-lmic-reports/master/AFG/projections.csv
https://raw.githubusercontent.com/mrc-ide/global-lmic-reports/master/AFG/projections.csv
https://raw.githubusercontent.com/mrc-ide/global-lmic-reports/master/AFG/projections.csv
https://raw.githubusercontent.com/mrc-ide/global-lmic-reports/master/AFG/projections.csv
https://raw.githubusercontent.com/mrc-ide/global-lmic-reports/master/AFG/projections.csv
https://raw.githubusercontent.com/mrc-ide/global-lmic-reports/master/AFG/projections.csv
https://raw.githubusercontent.com/mrc-ide/global-lmic-reports/master/AFG/projections.csv
https://raw.githubusercontent.com/mrc-ide/global-lmic-reports/master/AFG/projections.csv
https://raw.githubusercontent.com/mrc-ide/global-lmic-reports/master/AFG/projections.csv
https://raw.githubusercontent.com/mrc-ide/global-lmic-reports/master/AFG/projections.csv
https://raw.githubusercontent.com/mrc-ide/global-lmic-reports/master/AFG/projections.csv
https://raw.githubusercontent.com/mrc-ide/global-lmic-reports/master/AFG/projections.csv
https://raw.githubusercontent.com/mrc-ide/global-lmic-reports/master/AFG/projections.csv
https://raw.githubusercontent.com/mrc-ide/global-lmic-reports/master/AFG/projections.csv
https://raw.githubusercontent.com/mrc-ide/global-lmic-reports/master/AFG/projections.csv
https://raw.githubusercontent.com/mrc-ide/global-lmic-reports/master/AFG/projections.csv
https://raw.githubusercontent.com/mrc-ide/global-lmic-reports/master/AFG/projections.csv
https://raw.githubusercontent.com/mrc-ide/global-lmic-reports/master/AFG/projections.csv
https://raw.githubusercontent.com/mrc-ide/global-lmic-reports/master/AFG/projections.csv
https://raw.githubusercontent.com/mrc-ide/global-lmic-reports/master/AFG/projections.csv
https://raw.githubusercontent.com/mrc-ide/global-lmic-reports/master/AFG/projections.csv
https://raw.githubusercontent.com/mrc-ide/global-lmic-reports/master/AFG/projections.csv
https://raw.githubusercontent.com/mrc-ide/global-lmic-reports/master/AFG/projections.csv
https://raw.githubusercontent.com/mrc-ide/global-lmic-reports/master/AFG/projections.csv
https://raw.githubusercontent.com/mrc-ide/global-lmic-reports/master/AFG/projections.csv
https://raw.githubusercontent.com/mrc-ide/global-lmic-reports/master/AFG/projections.csv
https://raw.githubusercontent.com/mrc-ide/global-lmic-reports/master/AFG/projections.csv
https://raw.githubusercontent.com/mrc-ide/global-lmic-reports/master/AFG/projections.csv
https://raw.githubusercontent.com/mrc-ide/global-lmic-reports/master/AFG/projections.csv
https://raw.githubusercontent.com/mrc-ide/global-lmic-reports/master/AFG/projections.csv
https://raw.githubusercontent.com/mrc-ide/global-lmic-reports/master/AFG/projections.csv
https://raw.githubusercontent.com/mrc-ide/global-lmic-reports/master/AFG/projections.csv
https://raw.githubusercontent.com/mrc-ide/global-lmic-reports/master/AFG/projections.csv
https://raw.githubusercontent.com/mrc-ide/global-lmic-reports/master/AFG/projections.csv
https://raw.githubusercontent.com/mrc-ide/global-lmic-reports/master/AFG/projections.csv
https://raw.githubusercontent.com/mrc-ide/global-lmic-reports/master/AFG/projections.csv
https://raw.githubusercontent.com/mrc-ide/global-lmic-reports/master/AFG/projections.csv
https://raw.githubusercontent.com/mrc-ide/global-lmic-reports/master/AFG/projections.csv
https://raw.githubusercontent.com/mrc-ide/global-lmic-reports/master/AFG/projections.csv
https://raw.githubusercontent.com/mrc-ide/global-lmic-reports/master/AFG/projections.csv
https://raw.githubusercontent.com/mrc-ide/global-lmic-reports/master/AFG/projections.csv
https://raw.githubusercontent.com/mrc-ide/global-lmic-reports/master/AFG/projections.csv
https://raw.githubusercontent.com/mrc-ide/global-lmic-reports/master/AFG/projections.csv
https://raw.githubusercontent.com/mrc-ide/global-lmic-reports/master/AFG/projections.csv
https://raw.githubusercontent.com/mrc-ide/global-lmic-reports/master/AFG/projections.csv
https://raw.githubusercontent.com/mrc-ide/global-lmic-reports/master/AFG/projections.csv
https://raw.githubusercontent.com/mrc-ide/global-lmic-reports/master/AFG/projections.csv
https://raw.githubusercontent.com/mrc-ide/global-lmic-reports/master/AFG/projections.csv
https://raw.githubusercontent.com/mrc-ide/global-lmic-reports/master/AFG/projections.csv
https://raw.githubusercontent.com/mrc-ide/global-lmic-reports/master/AFG/projections.csv
https://raw.githubusercontent.com/mrc-ide/global-lmic-reports/master/AFG/projections.csv
https://raw.githubusercontent.com/mrc-ide/global-lmic-reports/master/AFG/projections.csv
https://raw.githubusercontent.com/mrc-ide/global-lmic-reports/master/AFG/projections.csv
https://raw.githubusercontent.com/mrc-ide/global-lmic-reports/master/AFG/projections.csv
https://raw.githubusercontent.com/mrc-ide/global-lmic-reports/master/AFG/projections.csv
https://raw.githubusercontent.com/mrc-ide/global-lmic-reports/master/AFG/projections.csv
https://raw.githubusercontent.com/mrc-ide/global-lmic-reports/master/AFG/projections.csv
https://raw.githubusercontent.com/mrc-ide/global-lmic-reports/master/AFG/projections.csv
https://raw.githubusercontent.com/mrc-ide/global-lmic-reports/master/AFG/projections.csv
https://raw.githubusercontent.com/mrc-ide/global-lmic-reports/master/AFG/projections.csv
https://raw.githubusercontent.com/mrc-ide/global-lmic-reports/master/AFG/projections.csv
https://raw.githubusercontent.com/mrc-ide/global-lmic-reports/master/AFG/projections.csv
https://raw.githubusercontent.com/mrc-ide/global-lmic-reports/master/AFG/projections.csv
https://raw.githubusercontent.com/mrc-ide/global-lmic-reports/master/AFG/projections.csv
https://raw.githubusercontent.com/mrc-ide/global-lmic-reports/master/AFG/projections.csv
https://raw.githubusercontent.com/mrc-ide/global-lmic-reports/master/AFG/projections.csv
https://raw.githubusercontent.com/mrc-ide/global-lmic-reports/master/AFG/projections.csv
https://raw.githubusercontent.com/mrc-ide/global-lmic-reports/master/AFG/projections.csv
https://raw.githubusercontent.com/mrc-ide/global-lmic-reports/master/AFG/projections.csv
https://raw.githubusercontent.com/mrc-ide/global-lmic-reports/master/AFG/projections.csv
https://raw.githubusercontent.com/mrc-ide/global-lmic-reports/master/AFG/projections.csv
https://raw.githubusercontent.com/mrc-ide/global-lmic-reports/master/AFG/projections.csv
https://raw.githubusercontent.com/mrc-ide/global-lmic-reports/master/AFG/projections.csv
https://raw.githubusercontent.com/mrc-ide/global-lmic-reports/master/AFG/projections.csv
https://raw.githubusercontent.com/mrc-ide/global-lmic-reports/master/AFG/projections.csv
https://raw.githubusercontent.com/mrc-ide/global-lmic-reports/master/AFG/projections.csv
https://raw.githubusercontent.com/mrc-ide/global-lmic-reports/master/AFG/projections.csv
https://raw.githubusercontent.com/mrc-ide/global-lmic-reports/master/AFG/projections.csv
https://raw.githubusercontent.com/mrc-ide/global-lmic-reports/master/AFG/projections.csv
https://raw.githubusercontent.com/mrc-ide/global-lmic-reports/master/AFG/projections.csv
https://raw.githubusercontent.com/mrc-ide/global-lmic-reports/master/AFG/projections.csv
https://raw.githubusercontent.com/mrc-ide/global-lmic-reports/master/AFG/projections.csv
https://raw.githubusercontent.com/mrc-ide/global-lmic-reports/master/AFG/projections.csv
https://raw.githubusercontent.com/mrc-ide/global-lmic-reports/master/AFG/projections.csv
https://raw.githubusercontent.com/mrc-ide/global-lmic-reports/master/AFG/projections.csv
https://raw.githubusercontent.com/mrc-ide/global-lmic-reports/master/AFG/projections.csv
https://raw.githubusercontent.com/mrc-ide/global-lmic-reports/master/AFG/projections.csv
https://raw.githubusercontent.com/mrc-ide/global-lmic-reports/master/AFG/projections.csv
https://raw.githubusercontent.com/mrc-ide/global-lmic-reports/master/AFG/projections.csv
https://raw.githubusercontent.com/mrc-ide/global-lmic-reports/master/AFG/projections.csv
https://raw.githubusercontent.com/mrc-ide/global-lmic-reports/master/AFG/projections.csv
https://raw.githubusercontent.com/mrc-ide/global-lmic-reports/master/AFG/projections.csv
https://raw.githubusercontent.com/mrc-ide/global-lmic-reports/master/AFG/projections.csv
https://raw.githubusercontent.com/mrc-ide/global-lmic-reports/master/AFG/projections.csv
https://raw.githubusercontent.com/mrc-ide/global-lmic-reports/master/AFG/projections.csv
https://raw.githubusercontent.com/mrc-ide/global-lmic-reports/master/AFG/projections.csv
https://raw.githubusercontent.com/mrc-ide/global-lmic-reports/master/AFG/projections.csv
https://raw.githubusercontent.com/mrc-ide/global-lmic-reports/master/AFG/projections.csv
https://raw.githubusercontent.com/mrc-ide/global-lmic-reports/master/AFG/projections.csv
https://raw.githubusercontent.com/mrc-ide/global-lmic-reports/master/AFG/projections.csv
https://raw.githubusercontent.com/mrc-ide/global-lmic-reports/master/AFG/projections.csv
https://raw.githubusercontent.com/mrc-ide/global-lmic-reports/master/AFG/projections.csv
https://raw.githubusercontent.com/mrc-ide/global-lmic-reports/master/AFG/projections.csv
https://raw.githubusercontent.com/mrc-ide/global-lmic-reports/master/AFG/projections.csv
https://raw.githubusercontent.com/mrc-ide/global-lmic-reports/master/AFG/projections.csv
https://raw.githubusercontent.com/mrc-ide/global-lmic-reports/master/AFG/projections.csv
https://raw.githubusercontent.com/mrc-ide/global-lmic-reports/master/AFG/projections.csv
https://raw.githubusercontent.com/mrc-ide/global-lmic-reports/master/AFG/projections.csv
https://raw.githubusercontent.com/mrc-ide/global-lmic-reports/master/AFG/projections.csv
https://raw.githubusercontent.com/mrc-ide/global-lmic-reports/master/AFG/projections.csv
https://raw.githubusercontent.com/mrc-ide/global-lmic-reports/master/AFG/projections.csv
https://raw.githubusercontent.com/mrc-ide/global-lmic-reports/master/AFG/projections.csv
https://raw.githubusercontent.com/mrc-ide/global-lmic-reports/master/AFG/projections.csv
https://raw.githubusercontent.com/mrc-ide/global-lmic-reports/master/AFG/projections.csv
https://raw.githubusercontent.com/mrc-ide/global-lmic-reports/master/AFG/projections.csv
https://raw.githubusercontent.com/mrc-ide/global-lmic-reports/master/AFG/projections.csv
https://raw.githubusercontent.com/mrc-ide/global-lmic-reports/master/AFG/projections.csv
https://raw.githubusercontent.com/mrc-ide/global-lmic-reports/master/AFG/projections.csv
https://raw.githubusercontent.com/mrc-ide/global-lmic-reports/master/AFG/projections.csv
https://raw.githubusercontent.com/mrc-ide/global-lmic-reports/master/AFG/projections.csv
https://raw.githubusercontent.com/mrc-ide/global-lmic-reports/master/AFG/projections.csv
https://raw.githubusercontent.com/mrc-ide/global-lmic-reports/master/AFG/projections.csv
https://raw.githubusercontent.com/mrc-ide/global-lmic-reports/master/AFG/projections.csv
https://raw.githubusercontent.com/mrc-ide/global-lmic-reports/master/AFG/projections.csv
https://raw.githubusercontent.com/mrc-ide/global-lmic-reports/master/AFG/projections.csv
https://raw.githubusercontent.com/mrc-ide/global-lmic-reports/master/AFG/projections.csv
https://raw.githubusercontent.com/mrc-ide/global-lmic-reports/master/AFG/projections.csv
https://raw.githubusercontent.com/mrc-ide/global-lmic-reports/master/AFG/projections.csv
https://raw.githubusercontent.com/mrc-ide/global-lmic-reports/master/AFG/projections.csv
https://raw.githubusercontent.com/mrc-ide/global-lmic-reports/master/AFG/projections.csv
https://raw.githubusercontent.com/mrc-ide/global-lmic-reports/master/AFG/projections.csv
https://raw.githubusercontent.com/mrc-ide/global-lmic-reports/master/AFG/projections.csv
https://raw.githubusercontent.com/mrc-ide/global-lmic-reports/master/AFG/projections.csv
https://raw.githubusercontent.com/mrc-ide/global-lmic-reports/master/AFG/projections.csv
https://raw.githubusercontent.com/mrc-ide/global-lmic-reports/master/AFG/projections.csv
https://raw.githubusercontent.com/mrc-ide/global-lmic-reports/master/AFG/projections.csv
https://raw.githubusercontent.com/mrc-ide/global-lmic-reports/master/AFG/projections.csv
https://raw.githubusercontent.com/mrc-ide/global-lmic-reports/master/AFG/projections.csv
https://raw.githubusercontent.com/mrc-ide/global-lmic-reports/master/AFG/projections.csv
https://raw.githubusercontent.com/mrc-ide/global-lmic-reports/master/AFG/projections.csv
https://raw.githubusercontent.com/mrc-ide/global-lmic-reports/master/AFG/projections.csv
https://raw.githubusercontent.com/mrc-ide/global-lmic-reports/master/AFG/projections.csv
https://raw.githubusercontent.com/mrc-ide/global-lmic-reports/master/AFG/projections.csv
https://raw.githubusercontent.com/mrc-ide/global-lmic-reports/master/AFG/projections.csv
https://raw.githubusercontent.com/mrc-ide/global-lmic-reports/master/AFG/projections.csv
https://raw.githubusercontent.com/mrc-ide/global-lmic-reports/master/AFG/projections.csv
https://raw.githubusercontent.com/mrc-ide/global-lmic-reports/master/AFG/projections.csv
https://raw.githubusercontent.com/mrc-ide/global-lmic-reports/master/AFG/projections.csv
https://raw.githubusercontent.com/mrc-ide/global-lmic-reports/master/AFG/projections.csv
https://raw.githubusercontent.com/mrc-ide/global-lmic-reports/master/AFG/projections.csv
https://raw.githubusercontent.com/mrc-ide/global-lmic-reports/master/AFG/projections.csv
https://raw.githubusercontent.com/mrc-ide/global-lmic-reports/master/AFG/projections.csv
https://raw.githubusercontent.com/mrc-ide/global-lmic-reports/master/AFG/projections.csv
https://raw.githubusercontent.com/mrc-ide/global-lmic-reports/master/AFG/projections.csv
https://raw.githubusercontent.com/mrc-ide/global-lmic-reports/master/AFG/projections.csv
https://raw.githubusercontent.com/mrc-ide/global-lmic-reports/master/AFG/projections.csv
https://raw.githubusercontent.com/mrc-ide/global-lmic-reports/master/AFG/projections.csv
https://raw.githubusercontent.com/mrc-ide/global-lmic-reports/master/AFG/projections.csv
https://raw.githubusercontent.com/mrc-ide/global-lmic-reports/master/AFG/projections.csv
https://raw.githubusercontent.com/mrc-ide/global-lmic-reports/master/AFG/projections.csv
https://raw.githubusercontent.com/mrc-ide/global-lmic-reports/master/AFG/projections.csv
https://raw.githubusercontent.com/mrc-ide/global-lmic-reports/master/AFG/projections.csv
https://raw.githubusercontent.com/mrc-ide/global-lmic-reports/master/AFG/projections.csv
https://raw.githubusercontent.com/mrc-ide/global-lmic-reports/master/AFG/projections.csv
https://raw.githubusercontent.com/mrc-ide/global-lmic-reports/master/AFG/projections.csv
https://raw.githubusercontent.com/mrc-ide/global-lmic-reports/master/AFG/projections.csv
https://raw.githubusercontent.com/mrc-ide/global-lmic-reports/master/AFG/projections.csv
https://raw.githubusercontent.com/mrc-ide/global-lmic-reports/master/AFG/projections.csv
https://raw.githubusercontent.com/mrc-ide/global-lmic-reports/master/AFG/projections.csv
https://raw.githubusercontent.com/mrc-ide/global-lmic-reports/master/AFG/projections.csv
https://raw.githubusercontent.com/mrc-ide/global-lmic-reports/master/AFG/projections.csv
https://raw.githubusercontent.com/mrc-ide/global-lmic-reports/master/AFG/projections.csv
https://raw.githubusercontent.com/mrc-ide/global-lmic-reports/master/AFG/projections.csv
https://raw.githubusercontent.com/mrc-ide/global-lmic-reports/master/AFG/projections.csv
https://raw.githubusercontent.com/mrc-ide/global-lmic-reports/master/AFG/projections.csv
https://raw.githubusercontent.com/mrc-ide/global-lmic-reports/master/AFG/projections.csv
https://raw.githubusercontent.com/mrc-ide/global-lmic-reports/master/AFG/projections.csv
https://raw.githubusercontent.com/mrc-ide/global-lmic-reports/master/AFG/projections.csv
https://raw.githubusercontent.com/mrc-ide/global-lmic-reports/master/AFG/projections.csv
https://raw.githubusercontent.com/mrc-ide/global-lmic-reports/master/AFG/projections.csv
https://raw.githubusercontent.com/mrc-ide/global-lmic-reports/master/AFG/projections.csv
https://raw.githubusercontent.com/mrc-ide/global-lmic-reports/master/AFG/projections.csv
https://raw.githubusercontent.com/mrc-ide/global-lmic-reports/master/AFG/projections.csv
https://raw.githubusercontent.com/mrc-ide/global-lmic-reports/master/AFG/projections.csv
https://raw.githubusercontent.com/mrc-ide/global-lmic-reports/master/AFG/projections.csv
https://raw.githubusercontent.com/mrc-ide/global-lmic-reports/master/AFG/projections.csv
https://raw.githubusercontent.com/mrc-ide/global-lmic-reports/master/AFG/projections.csv
https://raw.githubusercontent.com/mrc-ide/global-lmic-reports/master/AFG/projections.csv
https://raw.githubusercontent.com/mrc-ide/global-lmic-reports/master/AFG/projections.csv
https://raw.githubusercontent.com/mrc-ide/global-lmic-reports/master/AFG/projections.csv
https://raw.githubusercontent.com/mrc-ide/global-lmic-reports/master/AFG/projections.csv
https://raw.githubusercontent.com/mrc-ide/global-lmic-reports/master/AFG/projections.csv
https://raw.githubusercontent.com/mrc-ide/global-lmic-reports/master/AFG/projections.csv
https://raw.githubusercontent.com/mrc-ide/global-lmic-reports/master/AFG/projections.csv
https://raw.githubusercontent.com/mrc-ide/global-lmic-reports/master/AFG/projections.csv
https://raw.githubusercontent.com/mrc-ide/global-lmic-reports/master/AFG/projections.csv
https://raw.githubusercontent.com/mrc-ide/global-lmic-reports/master/AFG/projections.csv
https://raw.githubusercontent.com/mrc-ide/global-lmic-reports/master/AFG/projections.csv
https://raw.githubusercontent.com/mrc-ide/global-lmic-reports/master/AFG/projections.csv
https://raw.githubusercontent.com/mrc-ide/global-lmic-reports/master/AFG/projections.csv
https://raw.githubusercontent.com/mrc-ide/global-lmic-reports/master/AFG/projections.csv
https://raw.githubusercontent.com/mrc-ide/global-lmic-reports/master/AFG/projections.csv
https://raw.githubusercontent.com/mrc-ide/global-lmic-reports/master/AFG/projections.csv
https://raw.githubusercontent.com/mrc-ide/global-lmic-reports/master/AFG/projections.csv
https://raw.githubusercontent.com/mrc-ide/global-lmic-reports/master/AFG/projections.csv
https://raw.githubusercontent.com/mrc-ide/global-lmic-reports/master/AFG/projections.csv
https://raw.githubusercontent.com/mrc-ide/global-lmic-reports/master/AFG/projections.csv
https://raw.githubusercontent.com/mrc-ide/global-lmic-reports/master/AFG/projections.csv
https://raw.githubusercontent.com/mrc-ide/global-lmic-reports/master/AFG/projections.csv
https://raw.githubusercontent.com/mrc-ide/global-lmic-reports/master/AFG/projections.csv
https://raw.githubusercontent.com/mrc-ide/global-lmic-reports/master/AFG/projections.csv
https://raw.githubusercontent.com/mrc-ide/global-lmic-reports/master/AFG/projections.csv
https://raw.githubusercontent.com/mrc-ide/global-lmic-reports/master/AFG/projections.csv
https://raw.githubusercontent.com/mrc-ide/global-lmic-reports/master/AFG/projections.csv
https://raw.githubusercontent.com/mrc-ide/global-lmic-reports/master/AFG/projections.csv
https://raw.githubusercontent.com/mrc-ide/global-lmic-reports/master/AFG/projections.csv
https://raw.githubusercontent.com/mrc-ide/global-lmic-reports/master/AFG/projections.csv
https://raw.githubusercontent.com/mrc-ide/global-lmic-reports/master/AFG/projections.csv
https://raw.githubusercontent.com/mrc-ide/global-lmic-reports/master/AFG/projections.csv
https://raw.githubusercontent.com/mrc-ide/global-lmic-reports/master/AFG/projections.csv
https://raw.githubusercontent.com/mrc-ide/global-lmic-reports/master/AFG/projections.csv
https://raw.githubusercontent.com/mrc-ide/global-lmic-reports/master/AFG/projections.csv
https://raw.githubusercontent.com/mrc-ide/global-lmic-reports/master/AFG/projections.csv
https://raw.githubusercontent.com/mrc-ide/global-lmic-reports/master/AFG/projections.csv
https://raw.githubusercontent.com/mrc-ide/global-lmic-reports/master/AFG/projections.csv
https://raw.githubusercontent.com/mrc-ide/global-lmic-reports/master/AFG/projections.csv
https://raw.githubusercontent.com/mrc-ide/global-lmic-reports/master/AFG/projections.csv
https://raw.githubusercontent.com/mrc-ide/global-lmic-reports/master/AFG/projections.csv
https://raw.githubusercontent.com/mrc-ide/global-lmic-reports/master/AFG/projections.csv
https://raw.githubusercontent.com/mrc-ide/global-lmic-reports/master/AFG/projections.csv
https://raw.githubusercontent.com/mrc-ide/global-lmic-reports/master/AFG/projections.csv
https://raw.githubusercontent.com/mrc-ide/global-lmic-reports/master/AFG/projections.csv
https://raw.githubusercontent.com/mrc-ide/global-lmic-reports/master/AFG/projections.csv
https://raw.githubusercontent.com/mrc-ide/global-lmic-reports/master/AFG/projections.csv
https://raw.githubusercontent.com/mrc-ide/global-lmic-reports/master/AFG/projections.csv
https://raw.githubusercontent.com/mrc-ide/global-lmic-reports/master/AFG/projections.csv
https://raw.githubusercontent.com/mrc-ide/global-lmic-reports/master/AFG/projections.csv
https://raw.githubusercontent.com/mrc-ide/global-lmic-reports/master/AFG/projections.csv
https://raw.githubusercontent.com/mrc-ide/global-lmic-reports/master/AFG/projections.csv
https://raw.githubusercontent.com/mrc-ide/global-lmic-reports/master/AFG/projections.csv
https://raw.githubusercontent.com/mrc-ide/global-lmic-reports/master/AFG/projections.csv
https://raw.githubusercontent.com/mrc-ide/global-lmic-reports/master/AFG/projections.csv
https://raw.githubusercontent.com/mrc-ide/global-lmic-reports/master/AFG/projections.csv
https://raw.githubusercontent.com/mrc-ide/global-lmic-reports/master/AFG/projections.csv
https://raw.githubusercontent.com/mrc-ide/global-lmic-reports/master/AFG/projections.csv
https://raw.githubusercontent.com/mrc-ide/global-lmic-reports/master/AFG/projections.csv
https://raw.githubusercontent.com/mrc-ide/global-lmic-reports/master/AFG/projections.csv
https://raw.githubusercontent.com/mrc-ide/global-lmic-reports/master/AFG/projections.csv
https://raw.githubusercontent.com/mrc-ide/global-lmic-reports/master/AFG/projections.csv
https://raw.githubusercontent.com/mrc-ide/global-lmic-reports/master/AFG/projections.csv
https://raw.githubusercontent.com/mrc-ide/global-lmic-reports/master/AFG/projections.csv
https://raw.githubusercontent.com/mrc-ide/global-lmic-reports/master/AFG/projections.csv
https://raw.githubusercontent.com/mrc-ide/global-lmic-reports/master/AFG/projections.csv
https://raw.githubusercontent.com/mrc-ide/global-lmic-reports/master/AFG/projections.csv
https://raw.githubusercontent.com/mrc-ide/global-lmic-reports/master/AFG/projections.csv
https://raw.githubusercontent.com/mrc-ide/global-lmic-reports/master/AFG/projections.csv
https://raw.githubusercontent.com/mrc-ide/global-lmic-reports/master/AFG/projections.csv
https://raw.githubusercontent.com/mrc-ide/global-lmic-reports/master/AFG/projections.csv
https://raw.githubusercontent.com/mrc-ide/global-lmic-reports/master/AFG/projections.csv
https://raw.githubusercontent.com/mrc-ide/global-lmic-reports/master/AFG/projections.csv
https://raw.githubusercontent.com/mrc-ide/global-lmic-reports/master/AFG/projections.csv
https://raw.githubusercontent.com/mrc-ide/global-lmic-reports/master/AFG/projections.csv
https://raw.githubusercontent.com/mrc-ide/global-lmic-reports/master/AFG/projections.csv
https://raw.githubusercontent.com/mrc-ide/global-lmic-reports/master/AFG/projections.csv
https://raw.githubusercontent.com/mrc-ide/global-lmic-reports/master/AFG/projections.csv
https://raw.githubusercontent.com/mrc-ide/global-lmic-reports/master/AFG/projections.csv
https://raw.githubusercontent.com/mrc-ide/global-lmic-reports/master/AFG/projections.csv
https://raw.githubusercontent.com/mrc-ide/global-lmic-reports/master/AFG/projections.csv
https://raw.githubusercontent.com/mrc-ide/global-lmic-reports/master/AFG/projections.csv
https://raw.githubusercontent.com/mrc-ide/global-lmic-reports/master/AFG/projections.csv
https://raw.githubusercontent.com/mrc-ide/global-lmic-reports/master/AFG/projections.csv
https://raw.githubusercontent.com/mrc-ide/global-lmic-reports/master/AFG/projections.csv
https://raw.githubusercontent.com/mrc-ide/global-lmic-reports/master/AFG/projections.csv
https://raw.githubusercontent.com/mrc-ide/global-lmic-reports/master/AFG/projections.csv
https://raw.githubusercontent.com/mrc-ide/global-lmic-reports/master/AFG/projections.csv
https://raw.githubusercontent.com/mrc-ide/global-lmic-reports/master/AFG/projections.csv
https://raw.githubusercontent.com/mrc-ide/global-lmic-reports/master/AFG/projections.csv
https://raw.githubusercontent.com/mrc-ide/global-lmic-reports/master/AFG/projections.csv
https://raw.githubusercontent.com/mrc-ide/global-lmic-reports/master/AFG/projections.csv
https://raw.githubusercontent.com/mrc-ide/global-lmic-reports/master/AFG/projections.csv
https://raw.githubusercontent.com/mrc-ide/global-lmic-reports/master/AFG/projections.csv
https://raw.githubusercontent.com/mrc-ide/global-lmic-reports/master/AFG/projections.csv
https://raw.githubusercontent.com/mrc-ide/global-lmic-reports/master/AFG/projections.csv
https://raw.githubusercontent.com/mrc-ide/global-lmic-reports/master/AFG/projections.csv
https://raw.githubusercontent.com/mrc-ide/global-lmic-reports/master/AFG/projections.csv
https://raw.githubusercontent.com/mrc-ide/global-lmic-reports/master/AFG/projections.csv
https://raw.githubusercontent.com/mrc-ide/global-lmic-reports/master/AFG/projections.csv
https://raw.githubusercontent.com/mrc-ide/global-lmic-reports/master/AFG/projections.csv
https://raw.githubusercontent.com/mrc-ide/global-lmic-reports/master/AFG/projections.csv
https://raw.githubusercontent.com/mrc-ide/global-lmic-reports/master/AFG/projections.csv
https://raw.githubusercontent.com/mrc-ide/global-lmic-reports/master/AFG/projections.csv
https://raw.githubusercontent.com/mrc-ide/global-lmic-reports/master/AFG/projections.csv
https://raw.githubusercontent.com/mrc-ide/global-lmic-reports/master/AFG/projections.csv
https://raw.githubusercontent.com/mrc-ide/global-lmic-reports/master/AFG/projections.csv
https://raw.githubusercontent.com/mrc-ide/global-lmic-reports/master/AFG/projections.csv
https://raw.githubusercontent.com/mrc-ide/global-lmic-reports/master/AFG/projections.csv
https://raw.githubusercontent.com/mrc-ide/global-lmic-reports/master/AFG/projections.csv
https://raw.githubusercontent.com/mrc-ide/global-lmic-reports/master/AFG/projections.csv
https://raw.githubusercontent.com/mrc-ide/global-lmic-reports/master/AFG/projections.csv
https://raw.githubusercontent.com/mrc-ide/global-lmic-reports/master/AFG/projections.csv
https://raw.githubusercontent.com/mrc-ide/global-lmic-reports/master/AFG/projections.csv
https://raw.githubusercontent.com/mrc-ide/global-lmic-reports/master/AFG/projections.csv
https://raw.githubusercontent.com/mrc-ide/global-lmic-reports/master/AFG/projections.csv
https://raw.githubusercontent.com/mrc-ide/global-lmic-reports/master/AFG/projections.csv
https://raw.githubusercontent.com/mrc-ide/global-lmic-reports/master/AFG/projections.csv
https://raw.githubusercontent.com/mrc-ide/global-lmic-reports/master/AFG/projections.csv
https://raw.githubusercontent.com/mrc-ide/global-lmic-reports/master/AFG/projections.csv
https://raw.githubusercontent.com/mrc-ide/global-lmic-reports/master/AFG/projections.csv
https://raw.githubusercontent.com/mrc-ide/global-lmic-reports/master/AFG/projections.csv
https://raw.githubusercontent.com/mrc-ide/global-lmic-reports/master/AFG/projections.csv
https://raw.githubusercontent.com/mrc-ide/global-lmic-reports/master/AFG/projections.csv
https://raw.githubusercontent.com/mrc-ide/global-lmic-reports/master/AFG/projections.csv
https://raw.githubusercontent.com/mrc-ide/global-lmic-reports/master/AFG/projections.csv
https://raw.githubusercontent.com/mrc-ide/global-lmic-reports/master/AFG/projections.csv
https://raw.githubusercontent.com/mrc-ide/global-lmic-reports/master/AFG/projections.csv
https://raw.githubusercontent.com/mrc-ide/global-lmic-reports/master/AFG/projections.csv
https://raw.githubusercontent.com/mrc-ide/global-lmic-reports/master/AFG/projections.csv
https://raw.githubusercontent.com/mrc-ide/global-lmic-reports/master/AFG/projections.csv
https://raw.githubusercontent.com/mrc-ide/global-lmic-reports/master/AFG/projections.csv
https://raw.githubusercontent.com/mrc-ide/global-lmic-reports/master/AFG/projections.csv
https://raw.githubusercontent.com/mrc-ide/global-lmic-reports/master/AFG/projections.csv
https://raw.githubusercontent.com/mrc-ide/global-lmic-reports/master/AFG/projections.csv
https://raw.githubusercontent.com/mrc-ide/global-lmic-reports/master/AFG/projections.csv
https://raw.githubusercontent.com/mrc-ide/global-lmic-reports/master/AFG/projections.csv
https://raw.githubusercontent.com/mrc-ide/global-lmic-reports/master/AFG/projections.csv
https://raw.githubusercontent.com/mrc-ide/global-lmic-reports/master/AFG/projections.csv
https://raw.githubusercontent.com/mrc-ide/global-lmic-reports/master/AFG/projections.csv
https://raw.githubusercontent.com/mrc-ide/global-lmic-reports/master/AFG/projections.csv
https://raw.githubusercontent.com/mrc-ide/global-lmic-reports/master/AFG/projections.csv
https://raw.githubusercontent.com/mrc-ide/global-lmic-reports/master/AFG/projections.csv
https://raw.githubusercontent.com/mrc-ide/global-lmic-reports/master/AFG/projections.csv
https://raw.githubusercontent.com/mrc-ide/global-lmic-reports/master/AFG/projections.csv
https://raw.githubusercontent.com/mrc-ide/global-lmic-reports/master/AFG/projections.csv
https://raw.githubusercontent.com/mrc-ide/global-lmic-reports/master/AFG/projections.csv
https://raw.githubusercontent.com/mrc-ide/global-lmic-reports/master/AFG/projections.csv
https://raw.githubusercontent.com/mrc-ide/global-lmic-reports/master/AFG/projections.csv
https://raw.githubusercontent.com/mrc-ide/global-lmic-reports/master/AFG/projections.csv
https://raw.githubusercontent.com/mrc-ide/global-lmic-reports/master/AFG/projections.csv
https://raw.githubusercontent.com/mrc-ide/global-lmic-reports/master/AFG/projections.csv
https://raw.githubusercontent.com/mrc-ide/global-lmic-reports/master/AFG/projections.csv
https://raw.githubusercontent.com/mrc-ide/global-lmic-reports/master/AFG/projections.csv
https://raw.githubusercontent.com/mrc-ide/global-lmic-reports/master/AFG/projections.csv
https://raw.githubusercontent.com/mrc-ide/global-lmic-reports/master/AFG/projections.csv
https://raw.githubusercontent.com/mrc-ide/global-lmic-reports/master/AFG/projections.csv
https://raw.githubusercontent.com/mrc-ide/global-lmic-reports/master/AFG/projections.csv
https://raw.githubusercontent.com/mrc-ide/global-lmic-reports/master/AFG/projections.csv
https://raw.githubusercontent.com/mrc-ide/global-lmic-reports/master/AFG/projections.csv
https://raw.githubusercontent.com/mrc-ide/global-lmic-reports/master/AFG/projections.csv
https://raw.githubusercontent.com/mrc-ide/global-lmic-reports/master/AFG/projections.csv
https://raw.githubusercontent.com/mrc-ide/global-lmic-reports/master/AFG/projections.csv
https://raw.githubusercontent.com/mrc-ide/global-lmic-reports/master/AFG/projections.csv
https://raw.githubusercontent.com/mrc-ide/global-lmic-reports/master/AFG/projections.csv
https://raw.githubusercontent.com/mrc-ide/global-lmic-reports/master/AFG/projections.csv
https://raw.githubusercontent.com/mrc-ide/global-lmic-reports/master/AFG/projections.csv
https://raw.githubusercontent.com/mrc-ide/global-lmic-reports/master/AFG/projections.csv
https://raw.githubusercontent.com/mrc-ide/global-lmic-reports/master/AFG/projections.csv
https://raw.githubusercontent.com/mrc-ide/global-lmic-reports/master/AFG/projections.csv
https://raw.githubusercontent.com/mrc-ide/global-lmic-reports/master/AFG/projections.csv
https://raw.githubusercontent.com/mrc-ide/global-lmic-reports/master/AFG/projections.csv
https://raw.githubusercontent.com/mrc-ide/global-lmic-reports/master/AFG/projections.csv
https://raw.githubusercontent.com/mrc-ide/global-lmic-reports/master/AFG/projections.csv
https://raw.githubusercontent.com/mrc-ide/global-lmic-reports/master/AFG/projections.csv
https://raw.githubusercontent.com/mrc-ide/global-lmic-reports/master/AFG/projections.csv
https://raw.githubusercontent.com/mrc-ide/global-lmic-reports/master/AFG/projections.csv
https://raw.githubusercontent.com/mrc-ide/global-lmic-reports/master/AFG/projections.csv
https://raw.githubusercontent.com/mrc-ide/global-lmic-reports/master/AFG/projections.csv
https://raw.githubusercontent.com/mrc-ide/global-lmic-reports/master/AFG/projections.csv
https://raw.githubusercontent.com/mrc-ide/global-lmic-reports/master/AFG/projections.csv
https://raw.githubusercontent.com/mrc-ide/global-lmic-reports/master/AFG/projections.csv
https://raw.githubusercontent.com/mrc-ide/global-lmic-reports/master/AFG/projections.csv
https://raw.githubusercontent.com/mrc-ide/global-lmic-reports/master/AFG/projections.csv
https://raw.githubusercontent.com/mrc-ide/global-lmic-reports/master/AFG/projections.csv
https://raw.githubusercontent.com/mrc-ide/global-lmic-reports/master/AFG/projections.csv
https://raw.githubusercontent.com/mrc-ide/global-lmic-reports/master/AFG/projections.csv
https://raw.githubusercontent.com/mrc-ide/global-lmic-reports/master/AFG/projections.csv
https://raw.githubusercontent.com/mrc-ide/global-lmic-reports/master/AFG/projections.csv
https://raw.githubusercontent.com/mrc-ide/global-lmic-reports/master/AFG/projections.csv
https://raw.githubusercontent.com/mrc-ide/global-lmic-reports/master/AFG/projections.csv
https://raw.githubusercontent.com/mrc-ide/global-lmic-reports/master/AFG/projections.csv
https://raw.githubusercontent.com/mrc-ide/global-lmic-reports/master/AFG/projections.csv
https://raw.githubusercontent.com/mrc-ide/global-lmic-reports/master/AFG/projections.csv
https://raw.githubusercontent.com/mrc-ide/global-lmic-reports/master/AFG/projections.csv
https://raw.githubusercontent.com/mrc-ide/global-lmic-reports/master/AFG/projections.csv
https://raw.githubusercontent.com/mrc-ide/global-lmic-reports/master/AFG/projections.csv
https://raw.githubusercontent.com/mrc-ide/global-lmic-reports/master/AFG/projections.csv
https://raw.githubusercontent.com/mrc-ide/global-lmic-reports/master/AFG/projections.csv
https://raw.githubusercontent.com/mrc-ide/global-lmic-reports/master/AFG/projections.csv
https://raw.githubusercontent.com/mrc-ide/global-lmic-reports/master/AFG/projections.csv
https://raw.githubusercontent.com/mrc-ide/global-lmic-reports/master/AFG/projections.csv
https://raw.githubusercontent.com/mrc-ide/global-lmic-reports/master/AFG/projections.csv
https://raw.githubusercontent.com/mrc-ide/global-lmic-reports/master/AFG/projections.csv
https://raw.githubusercontent.com/mrc-ide/global-lmic-reports/master/AFG/projections.csv
https://raw.githubusercontent.com/mrc-ide/global-lmic-reports/master/AFG/projections.csv
https://raw.githubusercontent.com/mrc-ide/global-lmic-reports/master/AFG/projections.csv
https://raw.githubusercontent.com/mrc-ide/global-lmic-reports/master/AFG/projections.csv
https://raw.githubusercontent.com/mrc-ide/global-lmic-reports/master/AFG/projections.csv
https://raw.githubusercontent.com/mrc-ide/global-lmic-reports/master/AFG/projections.csv
https://raw.githubusercontent.com/mrc-ide/global-lmic-reports/master/AFG/projections.csv
https://raw.githubusercontent.com/mrc-ide/global-lmic-reports/master/AFG/projections.csv
https://raw.githubusercontent.com/mrc-ide/global-lmic-reports/master/AFG/projections.csv
https://raw.githubusercontent.com/mrc-ide/global-lmic-reports/master/AFG/projections.csv
https://raw.githubusercontent.com/mrc-ide/global-lmic-reports/master/AFG/projections.csv
https://raw.githubusercontent.com/mrc-ide/global-lmic-reports/master/AFG/projections.csv
https://raw.githubusercontent.com/mrc-ide/global-lmic-reports/master/AFG/projections.csv
https://raw.githubusercontent.com/mrc-ide/global-lmic-reports/master/AFG/projections.csv
https://raw.githubusercontent.com/mrc-ide/global-lmic-reports/master/AFG/projections.csv
https://raw.githubusercontent.com/mrc-ide/global-lmic-reports/master/AFG/projections.csv
https://raw.githubusercontent.com/mrc-ide/global-lmic-reports/master/AFG/projections.csv
https://raw.githubusercontent.com/mrc-ide/global-lmic-reports/master/AFG/projections.csv
https://raw.githubusercontent.com/mrc-ide/global-lmic-reports/master/AFG/projections.csv
https://raw.githubusercontent.com/mrc-ide/global-lmic-reports/master/AFG/projections.csv
https://raw.githubusercontent.com/mrc-ide/global-lmic-reports/master/AFG/projections.csv
https://raw.githubusercontent.com/mrc-ide/global-lmic-reports/master/AFG/projections.csv
https://raw.githubusercontent.com/mrc-ide/global-lmic-reports/master/AFG/projections.csv
https://raw.githubusercontent.com/mrc-ide/global-lmic-reports/master/AFG/projections.csv
https://raw.githubusercontent.com/mrc-ide/global-lmic-reports/master/AFG/projections.csv
https://raw.githubusercontent.com/mrc-ide/global-lmic-reports/master/AFG/projections.csv
https://raw.githubusercontent.com/mrc-ide/global-lmic-reports/master/AFG/projections.csv
https://raw.githubusercontent.com/mrc-ide/global-lmic-reports/master/AFG/projections.csv
https://raw.githubusercontent.com/mrc-ide/global-lmic-reports/master/AFG/projections.csv
https://raw.githubusercontent.com/mrc-ide/global-lmic-reports/master/AFG/projections.csv
https://raw.githubusercontent.com/mrc-ide/global-lmic-reports/master/AFG/projections.csv
https://raw.githubusercontent.com/mrc-ide/global-lmic-reports/master/AFG/projections.csv
https://raw.githubusercontent.com/mrc-ide/global-lmic-reports/master/AFG/projections.csv
https://raw.githubusercontent.com/mrc-ide/global-lmic-reports/master/AFG/projections.csv
https://raw.githubusercontent.com/mrc-ide/global-lmic-reports/master/AFG/projections.csv
https://raw.githubusercontent.com/mrc-ide/global-lmic-reports/master/AFG/projections.csv
https://raw.githubusercontent.com/mrc-ide/global-lmic-reports/master/AFG/projections.csv
https://raw.githubusercontent.com/mrc-ide/global-lmic-reports/master/AFG/projections.csv
https://raw.githubusercontent.com/mrc-ide/global-lmic-reports/master/AFG/projections.csv
https://raw.githubusercontent.com/mrc-ide/global-lmic-reports/master/AFG/projections.csv
https://raw.githubusercontent.com/mrc-ide/global-lmic-reports/master/AFG/projections.csv
https://raw.githubusercontent.com/mrc-ide/global-lmic-reports/master/AFG/projections.csv
https://raw.githubusercontent.com/mrc-ide/global-lmic-reports/master/AFG/projections.csv
https://raw.githubusercontent.com/mrc-ide/global-lmic-reports/master/AFG/projections.csv
https://raw.githubusercontent.com/mrc-ide/global-lmic-reports/master/AFG/projections.csv
https://raw.githubusercontent.com/mrc-ide/global-lmic-reports/master/AFG/projections.csv
https://raw.githubusercontent.com/mrc-ide/global-lmic-reports/master/AFG/projections.csv
https://raw.githubusercontent.com/mrc-ide/global-lmic-reports/master/AFG/projections.csv
https://raw.githubusercontent.com/mrc-ide/global-lmic-reports/master/AFG/projections.csv
https://raw.githubusercontent.com/mrc-ide/global-lmic-reports/master/AFG/projections.csv
https://raw.githubusercontent.com/mrc-ide/global-lmic-reports/master/AFG/projections.csv
https://raw.githubusercontent.com/mrc-ide/global-lmic-reports/master/AFG/projections.csv
https://raw.githubusercontent.com/mrc-ide/global-lmic-reports/master/AFG/projections.csv
https://raw.githubusercontent.com/mrc-ide/global-lmic-reports/master/AFG/projections.csv
https://raw.githubusercontent.com/mrc-ide/global-lmic-reports/master/AFG/projections.csv
https://raw.githubusercontent.com/mrc-ide/global-lmic-reports/master/AFG/projections.csv
https://raw.githubusercontent.com/mrc-ide/global-lmic-reports/master/AFG/projections.csv
https://raw.githubusercontent.com/mrc-ide/global-lmic-reports/master/AFG/projections.csv
https://raw.githubusercontent.com/mrc-ide/global-lmic-reports/master/AFG/projections.csv
https://raw.githubusercontent.com/mrc-ide/global-lmic-reports/master/AFG/projections.csv
https://raw.githubusercontent.com/mrc-ide/global-lmic-reports/master/AFG/projections.csv
https://raw.githubusercontent.com/mrc-ide/global-lmic-reports/master/AFG/projections.csv
https://raw.githubusercontent.com/mrc-ide/global-lmic-reports/master/AFG/projections.csv
https://raw.githubusercontent.com/mrc-ide/global-lmic-reports/master/AFG/projections.csv
https://raw.githubusercontent.com/mrc-ide/global-lmic-reports/master/AFG/projections.csv
https://raw.githubusercontent.com/mrc-ide/global-lmic-reports/master/AFG/projections.csv
https://raw.githubusercontent.com/mrc-ide/global-lmic-reports/master/AFG/projections.csv
https://raw.githubusercontent.com/mrc-ide/global-lmic-reports/master/AFG/projections.csv
https://raw.githubusercontent.com/mrc-ide/global-lmic-reports/master/AFG/projections.csv
https://raw.githubusercontent.com/mrc-ide/global-lmic-reports/master/AFG/projections.csv
https://raw.githubusercontent.com/mrc-ide/global-lmic-reports/master/AFG/projections.csv
https://raw.githubusercontent.com/mrc-ide/global-lmic-reports/master/AFG/projections.csv
https://raw.githubusercontent.com/mrc-ide/global-lmic-reports/master/AFG/projections.csv
https://raw.githubusercontent.com/mrc-ide/global-lmic-reports/master/AFG/projections.csv
https://raw.githubusercontent.com/mrc-ide/global-lmic-reports/master/AFG/projections.csv
https://raw.githubusercontent.com/mrc-ide/global-lmic-reports/master/AFG/projections.csv
https://raw.githubusercontent.com/mrc-ide/global-lmic-reports/master/AFG/projections.csv
https://raw.githubusercontent.com/mrc-ide/global-lmic-reports/master/AFG/projections.csv
https://raw.githubusercontent.com/mrc-ide/global-lmic-reports/master/AFG/projections.csv
https://raw.githubusercontent.com/mrc-ide/global-lmic-reports/master/AFG/projections.csv
https://raw.githubusercontent.com/mrc-ide/global-lmic-reports/master/AFG/projections.csv
https://raw.githubusercontent.com/mrc-ide/global-lmic-reports/master/AFG/projections.csv
https://raw.githubusercontent.com/mrc-ide/global-lmic-reports/master/AFG/projections.csv
https://raw.githubusercontent.com/mrc-ide/global-lmic-reports/master/AFG/projections.csv
https://raw.githubusercontent.com/mrc-ide/global-lmic-reports/master/AFG/projections.csv
https://raw.githubusercontent.com/mrc-ide/global-lmic-reports/master/AFG/projections.csv
https://raw.githubusercontent.com/mrc-ide/global-lmic-reports/master/AFG/projections.csv
https://raw.githubusercontent.com/mrc-ide/global-lmic-reports/master/AFG/projections.csv
https://raw.githubusercontent.com/mrc-ide/global-lmic-reports/master/AFG/projections.csv
https://raw.githubusercontent.com/mrc-ide/global-lmic-reports/master/AFG/projections.csv
https://raw.githubusercontent.com/mrc-ide/global-lmic-reports/master/AFG/projections.csv
https://raw.githubusercontent.com/mrc-ide/global-lmic-reports/master/AFG/projections.csv
https://raw.githubusercontent.com/mrc-ide/global-lmic-reports/master/AFG/projections.csv
https://raw.githubusercontent.com/mrc-ide/global-lmic-reports/master/AFG/projections.csv
https://raw.githubusercontent.com/mrc-ide/global-lmic-reports/master/AFG/projections.csv
https://raw.githubusercontent.com/mrc-ide/global-lmic-reports/master/AFG/projections.csv
https://raw.githubusercontent.com/mrc-ide/global-lmic-reports/master/AFG/projections.csv
https://raw.githubusercontent.com/mrc-ide/global-lmic-reports/master/AFG/projections.csv
https://raw.githubusercontent.com/mrc-ide/global-lmic-reports/master/AFG/projections.csv
https://raw.githubusercontent.com/mrc-ide/global-lmic-reports/master/AFG/projections.csv
https://raw.githubusercontent.com/mrc-ide/global-lmic-reports/master/AFG/projections.csv
https://raw.githubusercontent.com/mrc-ide/global-lmic-reports/master/AFG/projections.csv
https://raw.githubusercontent.com/mrc-ide/global-lmic-reports/master/AFG/projections.csv
https://raw.githubusercontent.com/mrc-ide/global-lmic-reports/master/AFG/projections.csv
https://raw.githubusercontent.com/mrc-ide/global-lmic-reports/master/AFG/projections.csv
https://raw.githubusercontent.com/mrc-ide/global-lmic-reports/master/AFG/projections.csv
https://raw.githubusercontent.com/mrc-ide/global-lmic-reports/master/AFG/projections.csv
https://raw.githubusercontent.com/mrc-ide/global-lmic-reports/master/AFG/projections.csv
https://raw.githubusercontent.com/mrc-ide/global-lmic-reports/master/AFG/projections.csv
https://raw.githubusercontent.com/mrc-ide/global-lmic-reports/master/AFG/projections.csv
https://raw.githubusercontent.com/mrc-ide/global-lmic-reports/master/AFG/projections.csv
https://raw.githubusercontent.com/mrc-ide/global-lmic-reports/master/AFG/projections.csv
https://raw.githubusercontent.com/mrc-ide/global-lmic-reports/master/AFG/projections.csv
https://raw.githubusercontent.com/mrc-ide/global-lmic-reports/master/AFG/projections.csv
https://raw.githubusercontent.com/mrc-ide/global-lmic-reports/master/AFG/projections.csv
https://raw.githubusercontent.com/mrc-ide/global-lmic-reports/master/AFG/projections.csv
https://raw.githubusercontent.com/mrc-ide/global-lmic-reports/master/AFG/projections.csv
https://raw.githubusercontent.com/mrc-ide/global-lmic-reports/master/AFG/projections.csv
https://raw.githubusercontent.com/mrc-ide/global-lmic-reports/master/AFG/projections.csv
https://raw.githubusercontent.com/mrc-ide/global-lmic-reports/master/AFG/projections.csv
https://raw.githubusercontent.com/mrc-ide/global-lmic-reports/master/AFG/projections.csv
https://raw.githubusercontent.com/mrc-ide/global-lmic-reports/master/AFG/projections.csv
https://raw.githubusercontent.com/mrc-ide/global-lmic-reports/master/AFG/projections.csv
https://raw.githubusercontent.com/mrc-ide/global-lmic-reports/master/AFG/projections.csv
https://raw.githubusercontent.com/mrc-ide/global-lmic-reports/master/AFG/projections.csv
https://raw.githubusercontent.com/mrc-ide/global-lmic-reports/master/AFG/projections.csv
https://raw.githubusercontent.com/mrc-ide/global-lmic-reports/master/AFG/projections.csv
https://raw.githubusercontent.com/mrc-ide/global-lmic-reports/master/AFG/projections.csv
https://raw.githubusercontent.com/mrc-ide/global-lmic-reports/master/AFG/projections.csv
https://raw.githubusercontent.com/mrc-ide/global-lmic-reports/master/AFG/projections.csv
https://raw.githubusercontent.com/mrc-ide/global-lmic-reports/master/AFG/projections.csv
https://raw.githubusercontent.com/mrc-ide/global-lmic-reports/master/AFG/projections.csv
https://raw.githubusercontent.com/mrc-ide/global-lmic-reports/master/AFG/projections.csv
https://raw.githubusercontent.com/mrc-ide/global-lmic-reports/master/AFG/projections.csv
https://raw.githubusercontent.com/mrc-ide/global-lmic-reports/master/AFG/projections.csv
https://raw.githubusercontent.com/mrc-ide/global-lmic-reports/master/AFG/projections.csv
https://raw.githubusercontent.com/mrc-ide/global-lmic-reports/master/AFG/projections.csv
https://raw.githubusercontent.com/mrc-ide/global-lmic-reports/master/AFG/projections.csv
https://raw.githubusercontent.com/mrc-ide/global-lmic-reports/master/AFG/projections.csv
https://raw.githubusercontent.com/mrc-ide/global-lmic-reports/master/AFG/projections.csv
https://raw.githubusercontent.com/mrc-ide/global-lmic-reports/master/AFG/projections.csv
https://raw.githubusercontent.com/mrc-ide/global-lmic-reports/master/AFG/projections.csv
https://raw.githubusercontent.com/mrc-ide/global-lmic-reports/master/AFG/projections.csv
https://raw.githubusercontent.com/mrc-ide/global-lmic-reports/master/AFG/projections.csv
https://raw.githubusercontent.com/mrc-ide/global-lmic-reports/master/AFG/projections.csv
https://raw.githubusercontent.com/mrc-ide/global-lmic-reports/master/AFG/projections.csv
https://raw.githubusercontent.com/mrc-ide/global-lmic-reports/master/AFG/projections.csv
https://raw.githubusercontent.com/mrc-ide/global-lmic-reports/master/AFG/projections.csv
https://raw.githubusercontent.com/mrc-ide/global-lmic-reports/master/AFG/projections.csv
https://raw.githubusercontent.com/mrc-ide/global-lmic-reports/master/AFG/projections.csv
https://raw.githubusercontent.com/mrc-ide/global-lmic-reports/master/AFG/projections.csv
https://raw.githubusercontent.com/mrc-ide/global-lmic-reports/master/AFG/projections.csv
https://raw.githubusercontent.com/mrc-ide/global-lmic-reports/master/AFG/projections.csv
https://raw.githubusercontent.com/mrc-ide/global-lmic-reports/master/AFG/projections.csv
https://raw.githubusercontent.com/mrc-ide/global-lmic-reports/master/AFG/projections.csv
https://raw.githubusercontent.com/mrc-ide/global-lmic-reports/master/AFG/projections.csv
https://raw.githubusercontent.com/mrc-ide/global-lmic-reports/master/AFG/projections.csv
https://raw.githubusercontent.com/mrc-ide/global-lmic-reports/master/AFG/projections.csv
https://raw.githubusercontent.com/mrc-ide/global-lmic-reports/master/AFG/projections.csv
https://raw.githubusercontent.com/mrc-ide/global-lmic-reports/master/AFG/projections.csv
https://raw.githubusercontent.com/mrc-ide/global-lmic-reports/master/AFG/projections.csv
https://raw.githubusercontent.com/mrc-ide/global-lmic-reports/master/AFG/projections.csv
https://raw.githubusercontent.com/mrc-ide/global-lmic-reports/master/AFG/projections.csv
https://raw.githubusercontent.com/mrc-ide/global-lmic-reports/master/AFG/projections.csv
https://raw.githubusercontent.com/mrc-ide/global-lmic-reports/master/AFG/projections.csv
https://raw.githubusercontent.com/mrc-ide/global-lmic-reports/master/AFG/projections.csv
https://raw.githubusercontent.com/mrc-ide/global-lmic-reports/master/AFG/projections.csv
https://raw.githubusercontent.com/mrc-ide/global-lmic-reports/master/AFG/projections.csv
https://raw.githubusercontent.com/mrc-ide/global-lmic-reports/master/AFG/projections.csv
https://raw.githubusercontent.com/mrc-ide/global-lmic-reports/master/AFG/projections.csv
https://raw.githubusercontent.com/mrc-ide/global-lmic-reports/master/AFG/projections.csv
https://raw.githubusercontent.com/mrc-ide/global-lmic-reports/master/AFG/projections.csv
https://raw.githubusercontent.com/mrc-ide/global-lmic-reports/master/AFG/projections.csv
https://raw.githubusercontent.com/mrc-ide/global-lmic-reports/master/AFG/projections.csv
https://raw.githubusercontent.com/mrc-ide/global-lmic-reports/master/AFG/projections.csv
https://raw.githubusercontent.com/mrc-ide/global-lmic-reports/master/AFG/projections.csv
https://raw.githubusercontent.com/mrc-ide/global-lmic-reports/master/AFG/projections.csv
https://raw.githubusercontent.com/mrc-ide/global-lmic-reports/master/AFG/projections.csv
https://raw.githubusercontent.com/mrc-ide/global-lmic-reports/master/AFG/projections.csv
https://raw.githubusercontent.com/mrc-ide/global-lmic-reports/master/AFG/projections.csv
https://raw.githubusercontent.com/mrc-ide/global-lmic-reports/master/AFG/projections.csv
https://raw.githubusercontent.com/mrc-ide/global-lmic-reports/master/AFG/projections.csv
https://raw.githubusercontent.com/mrc-ide/global-lmic-reports/master/AFG/projections.csv
https://raw.githubusercontent.com/mrc-ide/global-lmic-reports/master/AFG/projections.csv
https://raw.githubusercontent.com/mrc-ide/global-lmic-reports/master/AFG/projections.csv
https://raw.githubusercontent.com/mrc-ide/global-lmic-reports/master/AFG/projections.csv
https://raw.githubusercontent.com/mrc-ide/global-lmic-reports/master/AFG/projections.csv
https://raw.githubusercontent.com/mrc-ide/global-lmic-reports/master/AFG/projections.csv
https://raw.githubusercontent.com/mrc-ide/global-lmic-reports/master/AFG/projections.csv
https://raw.githubusercontent.com/mrc-ide/global-lmic-reports/master/AFG/projections.csv
https://raw.githubusercontent.com/mrc-ide/global-lmic-reports/master/AFG/projections.csv
https://raw.githubusercontent.com/mrc-ide/global-lmic-reports/master/AFG/projections.csv
https://raw.githubusercontent.com/mrc-ide/global-lmic-reports/master/AFG/projections.csv
https://raw.githubusercontent.com/mrc-ide/global-lmic-reports/master/AFG/projections.csv
https://raw.githubusercontent.com/mrc-ide/global-lmic-reports/master/AFG/projections.csv
https://raw.githubusercontent.com/mrc-ide/global-lmic-reports/master/AFG/projections.csv
https://raw.githubusercontent.com/mrc-ide/global-lmic-reports/master/AFG/projections.csv
https://raw.githubusercontent.com/mrc-ide/global-lmic-reports/master/AFG/projections.csv
https://raw.githubusercontent.com/mrc-ide/global-lmic-reports/master/AFG/projections.csv
https://raw.githubusercontent.com/mrc-ide/global-lmic-reports/master/AFG/projections.csv
https://raw.githubusercontent.com/mrc-ide/global-lmic-reports/master/AFG/projections.csv
https://raw.githubusercontent.com/mrc-ide/global-lmic-reports/master/AFG/projections.csv
https://raw.githubusercontent.com/mrc-ide/global-lmic-reports/master/AFG/projections.csv
https://raw.githubusercontent.com/mrc-ide/global-lmic-reports/master/AFG/projections.csv
https://raw.githubusercontent.com/mrc-ide/global-lmic-reports/master/AFG/projections.csv
https://raw.githubusercontent.com/mrc-ide/global-lmic-reports/master/AFG/projections.csv
https://raw.githubusercontent.com/mrc-ide/global-lmic-reports/master/AFG/projections.csv
https://raw.githubusercontent.com/mrc-ide/global-lmic-reports/master/AFG/projections.csv
https://raw.githubusercontent.com/mrc-ide/global-lmic-reports/master/AFG/projections.csv
https://raw.githubusercontent.com/mrc-ide/global-lmic-reports/master/AFG/projections.csv
https://raw.githubusercontent.com/mrc-ide/global-lmic-reports/master/AFG/projections.csv
https://raw.githubusercontent.com/mrc-ide/global-lmic-reports/master/AFG/projections.csv
https://raw.githubusercontent.com/mrc-ide/global-lmic-reports/master/AFG/projections.csv
https://raw.githubusercontent.com/mrc-ide/global-lmic-reports/master/AFG/projections.csv
https://raw.githubusercontent.com/mrc-ide/global-lmic-reports/master/AFG/projections.csv
https://raw.githubusercontent.com/mrc-ide/global-lmic-reports/master/AFG/projections.csv
https://raw.githubusercontent.com/mrc-ide/global-lmic-reports/master/AFG/projections.csv
https://raw.githubusercontent.com/mrc-ide/global-lmic-reports/master/AFG/projections.csv
https://raw.githubusercontent.com/mrc-ide/global-lmic-reports/master/AFG/projections.csv
https://raw.githubusercontent.com/mrc-ide/global-lmic-reports/master/AFG/projections.csv
https://raw.githubusercontent.com/mrc-ide/global-lmic-reports/master/AFG/projections.csv
https://raw.githubusercontent.com/mrc-ide/global-lmic-reports/master/AFG/projections.csv
https://raw.githubusercontent.com/mrc-ide/global-lmic-reports/master/AFG/projections.csv
https://raw.githubusercontent.com/mrc-ide/global-lmic-reports/master/AFG/projections.csv
https://raw.githubusercontent.com/mrc-ide/global-lmic-reports/master/AFG/projections.csv
https://raw.githubusercontent.com/mrc-ide/global-lmic-reports/master/AFG/projections.csv
https://raw.githubusercontent.com/mrc-ide/global-lmic-reports/master/AFG/projections.csv
https://raw.githubusercontent.com/mrc-ide/global-lmic-reports/master/AFG/projections.csv
https://raw.githubusercontent.com/mrc-ide/global-lmic-reports/master/AFG/projections.csv
https://raw.githubusercontent.com/mrc-ide/global-lmic-reports/master/AFG/projections.csv
https://raw.githubusercontent.com/mrc-ide/global-lmic-reports/master/AFG/projections.csv
https://raw.githubusercontent.com/mrc-ide/global-lmic-reports/master/AFG/projections.csv
https://raw.githubusercontent.com/mrc-ide/global-lmic-reports/master/AFG/projections.csv
https://raw.githubusercontent.com/mrc-ide/global-lmic-reports/master/AFG/projections.csv
https://raw.githubusercontent.com/mrc-ide/global-lmic-reports/master/AFG/projections.csv
https://raw.githubusercontent.com/mrc-ide/global-lmic-reports/master/AFG/projections.csv
https://raw.githubusercontent.com/mrc-ide/global-lmic-reports/master/AFG/projections.csv
https://raw.githubusercontent.com/mrc-ide/global-lmic-reports/master/AFG/projections.csv
https://raw.githubusercontent.com/mrc-ide/global-lmic-reports/master/AFG/projections.csv
https://raw.githubusercontent.com/mrc-ide/global-lmic-reports/master/AFG/projections.csv
https://raw.githubusercontent.com/mrc-ide/global-lmic-reports/master/AFG/projections.csv
https://raw.githubusercontent.com/mrc-ide/global-lmic-reports/master/AFG/projections.csv
https://raw.githubusercontent.com/mrc-ide/global-lmic-reports/master/AFG/projections.csv
https://raw.githubusercontent.com/mrc-ide/global-lmic-reports/master/AFG/projections.csv
https://raw.githubusercontent.com/mrc-ide/global-lmic-reports/master/AFG/projections.csv
https://raw.githubusercontent.com/mrc-ide/global-lmic-reports/master/AFG/projections.csv
https://raw.githubusercontent.com/mrc-ide/global-lmic-reports/master/AFG/projections.csv
https://raw.githubusercontent.com/mrc-ide/global-lmic-reports/master/AFG/projections.csv
https://raw.githubusercontent.com/mrc-ide/global-lmic-reports/master/AFG/projections.csv
https://raw.githubusercontent.com/mrc-ide/global-lmic-reports/master/AFG/projections.csv
https://raw.githubusercontent.com/mrc-ide/global-lmic-reports/master/AFG/projections.csv
https://raw.githubusercontent.com/mrc-ide/global-lmic-reports/master/AFG/projections.csv
https://raw.githubusercontent.com/mrc-ide/global-lmic-reports/master/AFG/projections.csv
https://raw.githubusercontent.com/mrc-ide/global-lmic-reports/master/AFG/projections.csv
https://raw.githubusercontent.com/mrc-ide/global-lmic-reports/master/AFG/projections.csv
https://raw.githubusercontent.com/mrc-ide/global-lmic-reports/master/AFG/projections.csv
https://raw.githubusercontent.com/mrc-ide/global-lmic-reports/master/AFG/projections.csv
https://raw.githubusercontent.com/mrc-ide/global-lmic-reports/master/AFG/projections.csv
https://raw.githubusercontent.com/mrc-ide/global-lmic-reports/master/AFG/projections.csv
https://raw.githubusercontent.com/mrc-ide/global-lmic-reports/master/AFG/projections.csv
https://raw.githubusercontent.com/mrc-ide/global-lmic-reports/master/AFG/projections.csv
https://raw.githubusercontent.com/mrc-ide/global-lmic-reports/master/AFG/projections.csv
https://raw.githubusercontent.com/mrc-ide/global-lmic-reports/master/AFG/projections.csv
https://raw.githubusercontent.com/mrc-ide/global-lmic-reports/master/AFG/projections.csv
https://raw.githubusercontent.com/mrc-ide/global-lmic-reports/master/AFG/projections.csv
https://raw.githubusercontent.com/mrc-ide/global-lmic-reports/master/AFG/projections.csv
https://raw.githubusercontent.com/mrc-ide/global-lmic-reports/master/AFG/projections.csv
https://raw.githubusercontent.com/mrc-ide/global-lmic-reports/master/AFG/projections.csv
https://raw.githubusercontent.com/mrc-ide/global-lmic-reports/master/AFG/projections.csv
https://raw.githubusercontent.com/mrc-ide/global-lmic-reports/master/AFG/projections.csv
https://raw.githubusercontent.com/mrc-ide/global-lmic-reports/master/AFG/projections.csv
https://raw.githubusercontent.com/mrc-ide/global-lmic-reports/master/AFG/projections.csv
https://raw.githubusercontent.com/mrc-ide/global-lmic-reports/master/AFG/projections.csv
https://raw.githubusercontent.com/mrc-ide/global-lmic-reports/master/AFG/projections.csv
https://raw.githubusercontent.com/mrc-ide/global-lmic-reports/master/AFG/projections.csv
https://raw.githubusercontent.com/mrc-ide/global-lmic-reports/master/AFG/projections.csv
https://raw.githubusercontent.com/mrc-ide/global-lmic-reports/master/AFG/projections.csv
https://raw.githubusercontent.com/mrc-ide/global-lmic-reports/master/AFG/projections.csv
https://raw.githubusercontent.com/mrc-ide/global-lmic-reports/master/AFG/projections.csv
https://raw.githubusercontent.com/mrc-ide/global-lmic-reports/master/AFG/projections.csv
https://raw.githubusercontent.com/mrc-ide/global-lmic-reports/master/AFG/projections.csv
https://raw.githubusercontent.com/mrc-ide/global-lmic-reports/master/AFG/projections.csv
https://raw.githubusercontent.com/mrc-ide/global-lmic-reports/master/AFG/projections.csv
https://raw.githubusercontent.com/mrc-ide/global-lmic-reports/master/AFG/projections.csv
https://raw.githubusercontent.com/mrc-ide/global-lmic-reports/master/AFG/projections.csv
https://raw.githubusercontent.com/mrc-ide/global-lmic-reports/master/AFG/projections.csv
https://raw.githubusercontent.com/mrc-ide/global-lmic-reports/master/AFG/projections.csv
https://raw.githubusercontent.com/mrc-ide/global-lmic-reports/master/AFG/projections.csv
https://raw.githubusercontent.com/mrc-ide/global-lmic-reports/master/AFG/projections.csv
https://raw.githubusercontent.com/mrc-ide/global-lmic-reports/master/AFG/projections.csv
https://raw.githubusercontent.com/mrc-ide/global-lmic-reports/master/AFG/projections.csv
https://raw.githubusercontent.com/mrc-ide/global-lmic-reports/master/AFG/projections.csv
https://raw.githubusercontent.com/mrc-ide/global-lmic-reports/master/AFG/projections.csv
https://raw.githubusercontent.com/mrc-ide/global-lmic-reports/master/AFG/projections.csv
https://raw.githubusercontent.com/mrc-ide/global-lmic-reports/master/AFG/projections.csv
https://raw.githubusercontent.com/mrc-ide/global-lmic-reports/master/AFG/projections.csv
https://raw.githubusercontent.com/mrc-ide/global-lmic-reports/master/AFG/projections.csv
https://raw.githubusercontent.com/mrc-ide/global-lmic-reports/master/AFG/projections.csv
https://raw.githubusercontent.com/mrc-ide/global-lmic-reports/master/AFG/projections.csv
https://raw.githubusercontent.com/mrc-ide/global-lmic-reports/master/AFG/projections.csv
https://raw.githubusercontent.com/mrc-ide/global-lmic-reports/master/AFG/projections.csv
https://raw.githubusercontent.com/mrc-ide/global-lmic-reports/master/AFG/projections.csv
https://raw.githubusercontent.com/mrc-ide/global-lmic-reports/master/AFG/projections.csv
https://raw.githubusercontent.com/mrc-ide/global-lmic-reports/master/AFG/projections.csv
https://raw.githubusercontent.com/mrc-ide/global-lmic-reports/master/AFG/projections.csv
https://raw.githubusercontent.com/mrc-ide/global-lmic-reports/master/AFG/projections.csv
https://raw.githubusercontent.com/mrc-ide/global-lmic-reports/master/AFG/projections.csv
https://raw.githubusercontent.com/mrc-ide/global-lmic-reports/master/AFG/projections.csv
https://raw.githubusercontent.com/mrc-ide/global-lmic-reports/master/AFG/projections.csv
https://raw.githubusercontent.com/mrc-ide/global-lmic-reports/master/AFG/projections.csv
https://raw.githubusercontent.com/mrc-ide/global-lmic-reports/master/AFG/projections.csv
https://raw.githubusercontent.com/mrc-ide/global-lmic-reports/master/AFG/projections.csv
https://raw.githubusercontent.com/mrc-ide/global-lmic-reports/master/AFG/projections.csv
https://raw.githubusercontent.com/mrc-ide/global-lmic-reports/master/AFG/projections.csv
https://raw.githubusercontent.com/mrc-ide/global-lmic-reports/master/AFG/projections.csv
https://raw.githubusercontent.com/mrc-ide/global-lmic-reports/master/AFG/projections.csv
https://raw.githubusercontent.com/mrc-ide/global-lmic-reports/master/AFG/projections.csv
https://raw.githubusercontent.com/mrc-ide/global-lmic-reports/master/AFG/projections.csv
https://raw.githubusercontent.com/mrc-ide/global-lmic-reports/master/AFG/projections.csv
https://raw.githubusercontent.com/mrc-ide/global-lmic-reports/master/AFG/projections.csv
https://raw.githubusercontent.com/mrc-ide/global-lmic-reports/master/AFG/projections.csv
https://raw.githubusercontent.com/mrc-ide/global-lmic-reports/master/AFG/projections.csv
https://raw.githubusercontent.com/mrc-ide/global-lmic-reports/master/AFG/projections.csv
https://raw.githubusercontent.com/mrc-ide/global-lmic-reports/master/AFG/projections.csv
https://raw.githubusercontent.com/mrc-ide/global-lmic-reports/master/AFG/projections.csv
https://raw.githubusercontent.com/mrc-ide/global-lmic-reports/master/AFG/projections.csv
https://raw.githubusercontent.com/mrc-ide/global-lmic-reports/master/AFG/projections.csv
https://raw.githubusercontent.com/mrc-ide/global-lmic-reports/master/AFG/projections.csv
https://raw.githubusercontent.com/mrc-ide/global-lmic-reports/master/AFG/projections.csv
https://raw.githubusercontent.com/mrc-ide/global-lmic-reports/master/AFG/projections.csv
https://raw.githubusercontent.com/mrc-ide/global-lmic-reports/master/AFG/projections.csv
https://raw.githubusercontent.com/mrc-ide/global-lmic-reports/master/AFG/projections.csv
https://raw.githubusercontent.com/mrc-ide/global-lmic-reports/master/AFG/projections.csv
https://raw.githubusercontent.com/mrc-ide/global-lmic-reports/master/AFG/projections.csv
https://raw.githubusercontent.com/mrc-ide/global-lmic-reports/master/AFG/projections.csv
https://raw.githubusercontent.com/mrc-ide/global-lmic-reports/master/AFG/projections.csv
https://raw.githubusercontent.com/mrc-ide/global-lmic-reports/master/AFG/projections.csv
https://raw.githubusercontent.com/mrc-ide/global-lmic-reports/master/AFG/projections.csv
https://raw.githubusercontent.com/mrc-ide/global-lmic-reports/master/AFG/projections.csv
https://raw.githubusercontent.com/mrc-ide/global-lmic-reports/master/AFG/projections.csv
https://raw.githubusercontent.com/mrc-ide/global-lmic-reports/master/AFG/projections.csv
https://raw.githubusercontent.com/mrc-ide/global-lmic-reports/master/AFG/projections.csv
https://raw.githubusercontent.com/mrc-ide/global-lmic-reports/master/AFG/projections.csv
https://raw.githubusercontent.com/mrc-ide/global-lmic-reports/master/AFG/projections.csv
https://raw.githubusercontent.com/mrc-ide/global-lmic-reports/master/AFG/projections.csv
https://raw.githubusercontent.com/mrc-ide/global-lmic-reports/master/AFG/projections.csv
https://raw.githubusercontent.com/mrc-ide/global-lmic-reports/master/AFG/projections.csv
https://raw.githubusercontent.com/mrc-ide/global-lmic-reports/master/AFG/projections.csv
https://raw.githubusercontent.com/mrc-ide/global-lmic-reports/master/AFG/projections.csv
https://raw.githubusercontent.com/mrc-ide/global-lmic-reports/master/AFG/projections.csv
https://raw.githubusercontent.com/mrc-ide/global-lmic-reports/master/AFG/projections.csv
https://raw.githubusercontent.com/mrc-ide/global-lmic-reports/master/AFG/projections.csv
https://raw.githubusercontent.com/mrc-ide/global-lmic-reports/master/AFG/projections.csv
https://raw.githubusercontent.com/mrc-ide/global-lmic-reports/master/AFG/projections.csv
https://raw.githubusercontent.com/mrc-ide/global-lmic-reports/master/AFG/projections.csv
https://raw.githubusercontent.com/mrc-ide/global-lmic-reports/master/AFG/projections.csv
https://raw.githubusercontent.com/mrc-ide/global-lmic-reports/master/AFG/projections.csv
https://raw.githubusercontent.com/mrc-ide/global-lmic-reports/master/AFG/projections.csv
https://raw.githubusercontent.com/mrc-ide/global-lmic-reports/master/AFG/projections.csv
https://raw.githubusercontent.com/mrc-ide/global-lmic-reports/master/AFG/projections.csv
https://raw.githubusercontent.com/mrc-ide/global-lmic-reports/master/AFG/projections.csv
https://raw.githubusercontent.com/mrc-ide/global-lmic-reports/master/AFG/projections.csv
https://raw.githubusercontent.com/mrc-ide/global-lmic-reports/master/AFG/projections.csv
https://raw.githubusercontent.com/mrc-ide/global-lmic-reports/master/AFG/projections.csv
https://raw.githubusercontent.com/mrc-ide/global-lmic-reports/master/AFG/projections.csv
https://raw.githubusercontent.com/mrc-ide/global-lmic-reports/master/AFG/projections.csv
https://raw.githubusercontent.com/mrc-ide/global-lmic-reports/master/AFG/projections.csv
https://raw.githubusercontent.com/mrc-ide/global-lmic-reports/master/AFG/projections.csv
https://raw.githubusercontent.com/mrc-ide/global-lmic-reports/master/AFG/projections.csv
https://raw.githubusercontent.com/mrc-ide/global-lmic-reports/master/AFG/projections.csv
https://raw.githubusercontent.com/mrc-ide/global-lmic-reports/master/AFG/projections.csv
https://raw.githubusercontent.com/mrc-ide/global-lmic-reports/master/AFG/projections.csv
https://raw.githubusercontent.com/mrc-ide/global-lmic-reports/master/AFG/projections.csv
https://raw.githubusercontent.com/mrc-ide/global-lmic-reports/master/AFG/projections.csv
https://raw.githubusercontent.com/mrc-ide/global-lmic-reports/master/AFG/projections.csv
https://raw.githubusercontent.com/mrc-ide/global-lmic-reports/master/AFG/projections.csv
https://raw.githubusercontent.com/mrc-ide/global-lmic-reports/master/AFG/projections.csv
https://raw.githubusercontent.com/mrc-ide/global-lmic-reports/master/AFG/projections.csv
https://raw.githubusercontent.com/mrc-ide/global-lmic-reports/master/AFG/projections.csv
https://raw.githubusercontent.com/mrc-ide/global-lmic-reports/master/AFG/projections.csv
https://raw.githubusercontent.com/mrc-ide/global-lmic-reports/master/AFG/projections.csv
https://raw.githubusercontent.com/mrc-ide/global-lmic-reports/master/AFG/projections.csv
https://raw.githubusercontent.com/mrc-ide/global-lmic-reports/master/AFG/projections.csv
https://raw.githubusercontent.com/mrc-ide/global-lmic-reports/master/AFG/projections.csv
https://raw.githubusercontent.com/mrc-ide/global-lmic-reports/master/AFG/projections.csv
https://raw.githubusercontent.com/mrc-ide/global-lmic-reports/master/AFG/projections.csv
https://raw.githubusercontent.com/mrc-ide/global-lmic-reports/master/AFG/projections.csv
https://raw.githubusercontent.com/mrc-ide/global-lmic-reports/master/AFG/projections.csv
https://raw.githubusercontent.com/mrc-ide/global-lmic-reports/master/AFG/projections.csv
https://raw.githubusercontent.com/mrc-ide/global-lmic-reports/master/AFG/projections.csv
https://raw.githubusercontent.com/mrc-ide/global-lmic-reports/master/AFG/projections.csv
https://raw.githubusercontent.com/mrc-ide/global-lmic-reports/master/AFG/projections.csv
https://raw.githubusercontent.com/mrc-ide/global-lmic-reports/master/AFG/projections.csv
https://raw.githubusercontent.com/mrc-ide/global-lmic-reports/master/AFG/projections.csv
https://raw.githubusercontent.com/mrc-ide/global-lmic-reports/master/AFG/projections.csv
https://raw.githubusercontent.com/mrc-ide/global-lmic-reports/master/AFG/projections.csv
https://raw.githubusercontent.com/mrc-ide/global-lmic-reports/master/AFG/projections.csv
https://raw.githubusercontent.com/mrc-ide/global-lmic-reports/master/AFG/projections.csv
https://raw.githubusercontent.com/mrc-ide/global-lmic-reports/master/AFG/projections.csv
https://raw.githubusercontent.com/mrc-ide/global-lmic-reports/master/AFG/projections.csv
https://raw.githubusercontent.com/mrc-ide/global-lmic-reports/master/AFG/projections.csv
https://raw.githubusercontent.com/mrc-ide/global-lmic-reports/master/AFG/projections.csv
https://raw.githubusercontent.com/mrc-ide/global-lmic-reports/master/AFG/projections.csv
https://raw.githubusercontent.com/mrc-ide/global-lmic-reports/master/AFG/projections.csv
https://raw.githubusercontent.com/mrc-ide/global-lmic-reports/master/AFG/projections.csv
https://raw.githubusercontent.com/mrc-ide/global-lmic-reports/master/AFG/projections.csv
https://raw.githubusercontent.com/mrc-ide/global-lmic-reports/master/AFG/projections.csv
https://raw.githubusercontent.com/mrc-ide/global-lmic-reports/master/AFG/projections.csv
https://raw.githubusercontent.com/mrc-ide/global-lmic-reports/master/AFG/projections.csv
https://raw.githubusercontent.com/mrc-ide/global-lmic-reports/master/AFG/projections.csv
https://raw.githubusercontent.com/mrc-ide/global-lmic-reports/master/AFG/projections.csv
https://raw.githubusercontent.com/mrc-ide/global-lmic-reports/master/AFG/projections.csv
https://raw.githubusercontent.com/mrc-ide/global-lmic-reports/master/AFG/projections.csv
https://raw.githubusercontent.com/mrc-ide/global-lmic-reports/master/AFG/projections.csv
https://raw.githubusercontent.com/mrc-ide/global-lmic-reports/master/AFG/projections.csv
https://raw.githubusercontent.com/mrc-ide/global-lmic-reports/master/AFG/projections.csv
https://raw.githubusercontent.com/mrc-ide/global-lmic-reports/master/AFG/projections.csv
https://raw.githubusercontent.com/mrc-ide/global-lmic-reports/master/AFG/projections.csv
https://raw.githubusercontent.com/mrc-ide/global-lmic-reports/master/AFG/projections.csv
https://raw.githubusercontent.com/mrc-ide/global-lmic-reports/master/AFG/projections.csv
https://raw.githubusercontent.com/mrc-ide/global-lmic-reports/master/AFG/projections.csv
https://raw.githubusercontent.com/mrc-ide/global-lmic-reports/master/AFG/projections.csv
https://raw.githubusercontent.com/mrc-ide/global-lmic-reports/master/AFG/projections.csv
https://raw.githubusercontent.com/mrc-ide/global-lmic-reports/master/AFG/projections.csv
https://raw.githubusercontent.com/mrc-ide/global-lmic-reports/master/AFG/projections.csv
https://raw.githubusercontent.com/mrc-ide/global-lmic-reports/master/AFG/projections.csv
https://raw.githubusercontent.com/mrc-ide/global-lmic-reports/master/AFG/projections.csv
https://raw.githubusercontent.com/mrc-ide/global-lmic-reports/master/AFG/projections.csv
https://raw.githubusercontent.com/mrc-ide/global-lmic-reports/master/AFG/projections.csv
https://raw.githubusercontent.com/mrc-ide/global-lmic-reports/master/AFG/projections.csv
https://raw.githubusercontent.com/mrc-ide/global-lmic-reports/master/AFG/projections.csv
https://raw.githubusercontent.com/mrc-ide/global-lmic-reports/master/AFG/projections.csv
https://raw.githubusercontent.com/mrc-ide/global-lmic-reports/master/AFG/projections.csv
https://raw.githubusercontent.com/mrc-ide/global-lmic-reports/master/AFG/projections.csv
https://raw.githubusercontent.com/mrc-ide/global-lmic-reports/master/AFG/projections.csv
https://raw.githubusercontent.com/mrc-ide/global-lmic-reports/master/AFG/projections.csv
https://raw.githubusercontent.com/mrc-ide/global-lmic-reports/master/AFG/projections.csv
https://raw.githubusercontent.com/mrc-ide/global-lmic-reports/master/AFG/projections.csv
https://raw.githubusercontent.com/mrc-ide/global-lmic-reports/master/AFG/projections.csv
https://raw.githubusercontent.com/mrc-ide/global-lmic-reports/master/AFG/projections.csv
https://raw.githubusercontent.com/mrc-ide/global-lmic-reports/master/AFG/projections.csv
https://raw.githubusercontent.com/mrc-ide/global-lmic-reports/master/AFG/projections.csv
https://raw.githubusercontent.com/mrc-ide/global-lmic-reports/master/AFG/projections.csv
https://raw.githubusercontent.com/mrc-ide/global-lmic-reports/master/AFG/projections.csv
https://raw.githubusercontent.com/mrc-ide/global-lmic-reports/master/AFG/projections.csv
https://raw.githubusercontent.com/mrc-ide/global-lmic-reports/master/AFG/projections.csv
https://raw.githubusercontent.com/mrc-ide/global-lmic-reports/master/AFG/projections.csv
https://raw.githubusercontent.com/mrc-ide/global-lmic-reports/master/AFG/projections.csv
https://raw.githubusercontent.com/mrc-ide/global-lmic-reports/master/AFG/projections.csv
https://raw.githubusercontent.com/mrc-ide/global-lmic-reports/master/AFG/projections.csv
https://raw.githubusercontent.com/mrc-ide/global-lmic-reports/master/AFG/projections.csv
https://raw.githubusercontent.com/mrc-ide/global-lmic-reports/master/AFG/projections.csv
https://raw.githubusercontent.com/mrc-ide/global-lmic-reports/master/AFG/projections.csv
https://raw.githubusercontent.com/mrc-ide/global-lmic-reports/master/AFG/projections.csv
https://raw.githubusercontent.com/mrc-ide/global-lmic-reports/master/AFG/projections.csv
https://raw.githubusercontent.com/mrc-ide/global-lmic-reports/master/AFG/projections.csv
https://raw.githubusercontent.com/mrc-ide/global-lmic-reports/master/AFG/projections.csv
https://raw.githubusercontent.com/mrc-ide/global-lmic-reports/master/AFG/projections.csv
https://raw.githubusercontent.com/mrc-ide/global-lmic-reports/master/AFG/projections.csv
https://raw.githubusercontent.com/mrc-ide/global-lmic-reports/master/AFG/projections.csv
https://raw.githubusercontent.com/mrc-ide/global-lmic-reports/master/AFG/projections.csv
https://raw.githubusercontent.com/mrc-ide/global-lmic-reports/master/AFG/projections.csv
https://raw.githubusercontent.com/mrc-ide/global-lmic-reports/master/AFG/projections.csv
https://raw.githubusercontent.com/mrc-ide/global-lmic-reports/master/AFG/projections.csv
https://raw.githubusercontent.com/mrc-ide/global-lmic-reports/master/AFG/projections.csv
https://raw.githubusercontent.com/mrc-ide/global-lmic-reports/master/AFG/projections.csv
https://raw.githubusercontent.com/mrc-ide/global-lmic-reports/master/AFG/projections.csv
https://raw.githubusercontent.com/mrc-ide/global-lmic-reports/master/AFG/projections.csv
https://raw.githubusercontent.com/mrc-ide/global-lmic-reports/master/AFG/projections.csv
https://raw.githubusercontent.com/mrc-ide/global-lmic-reports/master/AFG/projections.csv
https://raw.githubusercontent.com/mrc-ide/global-lmic-reports/master/AFG/projections.csv
https://raw.githubusercontent.com/mrc-ide/global-lmic-reports/master/AFG/projections.csv
https://raw.githubusercontent.com/mrc-ide/global-lmic-reports/master/AFG/projections.csv
https://raw.githubusercontent.com/mrc-ide/global-lmic-reports/master/AFG/projections.csv
https://raw.githubusercontent.com/mrc-ide/global-lmic-reports/master/AFG/projections.csv
https://raw.githubusercontent.com/mrc-ide/global-lmic-reports/master/AFG/projections.csv
https://raw.githubusercontent.com/mrc-ide/global-lmic-reports/master/AFG/projections.csv
https://raw.githubusercontent.com/mrc-ide/global-lmic-reports/master/AFG/projections.csv
https://raw.githubusercontent.com/mrc-ide/global-lmic-reports/master/AFG/projections.csv
https://raw.githubusercontent.com/mrc-ide/global-lmic-reports/master/AFG/projections.csv
https://raw.githubusercontent.com/mrc-ide/global-lmic-reports/master/AFG/projections.csv
https://raw.githubusercontent.com/mrc-ide/global-lmic-reports/master/AFG/projections.csv
https://raw.githubusercontent.com/mrc-ide/global-lmic-reports/master/AFG/projections.csv
https://raw.githubusercontent.com/mrc-ide/global-lmic-reports/master/AFG/projections.csv
https://raw.githubusercontent.com/mrc-ide/global-lmic-reports/master/AFG/projections.csv
https://raw.githubusercontent.com/mrc-ide/global-lmic-reports/master/AFG/projections.csv
https://raw.githubusercontent.com/mrc-ide/global-lmic-reports/master/AFG/projections.csv
https://raw.githubusercontent.com/mrc-ide/global-lmic-reports/master/AFG/projections.csv
https://raw.githubusercontent.com/mrc-ide/global-lmic-reports/master/AFG/projections.csv
https://raw.githubusercontent.com/mrc-ide/global-lmic-reports/master/AFG/projections.csv
https://raw.githubusercontent.com/mrc-ide/global-lmic-reports/master/AFG/projections.csv
https://raw.githubusercontent.com/mrc-ide/global-lmic-reports/master/AFG/projections.csv
https://raw.githubusercontent.com/mrc-ide/global-lmic-reports/master/AFG/projections.csv
https://raw.githubusercontent.com/mrc-ide/global-lmic-reports/master/AFG/projections.csv
https://raw.githubusercontent.com/mrc-ide/global-lmic-reports/master/AFG/projections.csv
https://raw.githubusercontent.com/mrc-ide/global-lmic-reports/master/AFG/projections.csv
https://raw.githubusercontent.com/mrc-ide/global-lmic-reports/master/AFG/projections.csv
https://raw.githubusercontent.com/mrc-ide/global-lmic-reports/master/AFG/projections.csv
https://raw.githubusercontent.com/mrc-ide/global-lmic-reports/master/AFG/projections.csv
https://raw.githubusercontent.com/mrc-ide/global-lmic-reports/master/AFG/projections.csv
https://raw.githubusercontent.com/mrc-ide/global-lmic-reports/master/AFG/projections.csv
https://raw.githubusercontent.com/mrc-ide/global-lmic-reports/master/AFG/projections.csv
https://raw.githubusercontent.com/mrc-ide/global-lmic-reports/master/AFG/projections.csv
https://raw.githubusercontent.com/mrc-ide/global-lmic-reports/master/AFG/projections.csv
https://raw.githubusercontent.com/mrc-ide/global-lmic-reports/master/AFG/projections.csv
https://raw.githubusercontent.com/mrc-ide/global-lmic-reports/master/AFG/projections.csv
https://raw.githubusercontent.com/mrc-ide/global-lmic-reports/master/AFG/projections.csv
https://raw.githubusercontent.com/mrc-ide/global-lmic-reports/master/AFG/projections.csv
https://raw.githubusercontent.com/mrc-ide/global-lmic-reports/master/AFG/projections.csv
https://raw.githubusercontent.com/mrc-ide/global-lmic-reports/master/AFG/projections.csv
https://raw.githubusercontent.com/mrc-ide/global-lmic-reports/master/AFG/projections.csv
https://raw.githubusercontent.com/mrc-ide/global-lmic-reports/master/AFG/projections.csv
https://raw.githubusercontent.com/mrc-ide/global-lmic-reports/master/AFG/projections.csv
https://raw.githubusercontent.com/mrc-ide/global-lmic-reports/master/AFG/projections.csv
https://raw.githubusercontent.com/mrc-ide/global-lmic-reports/master/AFG/projections.csv
https://raw.githubusercontent.com/mrc-ide/global-lmic-reports/master/AFG/projections.csv
https://raw.githubusercontent.com/mrc-ide/global-lmic-reports/master/AFG/projections.csv
https://raw.githubusercontent.com/mrc-ide/global-lmic-reports/master/AFG/projections.csv
https://raw.githubusercontent.com/mrc-ide/global-lmic-reports/master/AFG/projections.csv
https://raw.githubusercontent.com/mrc-ide/global-lmic-reports/master/AFG/projections.csv
https://raw.githubusercontent.com/mrc-ide/global-lmic-reports/master/AFG/projections.csv
https://raw.githubusercontent.com/mrc-ide/global-lmic-reports/master/AFG/projections.csv
https://raw.githubusercontent.com/mrc-ide/global-lmic-reports/master/AFG/projections.csv
https://raw.githubusercontent.com/mrc-ide/global-lmic-reports/master/AFG/projections.csv
https://raw.githubusercontent.com/mrc-ide/global-lmic-reports/master/AFG/projections.csv
https://raw.githubusercontent.com/mrc-ide/global-lmic-reports/master/AFG/projections.csv
https://raw.githubusercontent.com/mrc-ide/global-lmic-reports/master/AFG/projections.csv
https://raw.githubusercontent.com/mrc-ide/global-lmic-reports/master/AFG/projections.csv
https://raw.githubusercontent.com/mrc-ide/global-lmic-reports/master/AFG/projections.csv
https://raw.githubusercontent.com/mrc-ide/global-lmic-reports/master/AFG/projections.csv
https://raw.githubusercontent.com/mrc-ide/global-lmic-reports/master/AFG/projections.csv
https://raw.githubusercontent.com/mrc-ide/global-lmic-reports/master/AFG/projections.csv
https://raw.githubusercontent.com/mrc-ide/global-lmic-reports/master/AFG/projections.csv
https://raw.githubusercontent.com/mrc-ide/global-lmic-reports/master/AFG/projections.csv
https://raw.githubusercontent.com/mrc-ide/global-lmic-reports/master/AFG/projections.csv
https://raw.githubusercontent.com/mrc-ide/global-lmic-reports/master/AFG/projections.csv
https://raw.githubusercontent.com/mrc-ide/global-lmic-reports/master/AFG/projections.csv
https://raw.githubusercontent.com/mrc-ide/global-lmic-reports/master/AFG/projections.csv
https://raw.githubusercontent.com/mrc-ide/global-lmic-reports/master/AFG/projections.csv
https://raw.githubusercontent.com/mrc-ide/global-lmic-reports/master/AFG/projections.csv
https://raw.githubusercontent.com/mrc-ide/global-lmic-reports/master/AFG/projections.csv
https://raw.githubusercontent.com/mrc-ide/global-lmic-reports/master/AFG/projections.csv
https://raw.githubusercontent.com/mrc-ide/global-lmic-reports/master/AFG/projections.csv
https://raw.githubusercontent.com/mrc-ide/global-lmic-reports/master/AFG/projections.csv
https://raw.githubusercontent.com/mrc-ide/global-lmic-reports/master/AFG/projections.csv
https://raw.githubusercontent.com/mrc-ide/global-lmic-reports/master/AFG/projections.csv
https://raw.githubusercontent.com/mrc-ide/global-lmic-reports/master/AFG/projections.csv
https://raw.githubusercontent.com/mrc-ide/global-lmic-reports/master/AFG/projections.csv
https://raw.githubusercontent.com/mrc-ide/global-lmic-reports/master/AFG/projections.csv
https://raw.githubusercontent.com/mrc-ide/global-lmic-reports/master/AFG/projections.csv
https://raw.githubusercontent.com/mrc-ide/global-lmic-reports/master/AFG/projections.csv
https://raw.githubusercontent.com/mrc-ide/global-lmic-reports/master/AFG/projections.csv
https://raw.githubusercontent.com/mrc-ide/global-lmic-reports/master/AFG/projections.csv
https://raw.githubusercontent.com/mrc-ide/global-lmic-reports/master/AFG/projections.csv
https://raw.githubusercontent.com/mrc-ide/global-lmic-reports/master/AFG/projections.csv
https://raw.githubusercontent.com/mrc-ide/global-lmic-reports/master/AFG/projections.csv
https://raw.githubusercontent.com/mrc-ide/global-lmic-reports/master/AFG/projections.csv
https://raw.githubusercontent.com/mrc-ide/global-lmic-reports/master/AFG/projections.csv
https://raw.githubusercontent.com/mrc-ide/global-lmic-reports/master/AFG/projections.csv
https://raw.githubusercontent.com/mrc-ide/global-lmic-reports/master/AFG/projections.csv
https://raw.githubusercontent.com/mrc-ide/global-lmic-reports/master/AFG/projections.csv
https://raw.githubusercontent.com/mrc-ide/global-lmic-reports/master/AFG/projections.csv
https://raw.githubusercontent.com/mrc-ide/global-lmic-reports/master/AFG/projections.csv
https://raw.githubusercontent.com/mrc-ide/global-lmic-reports/master/AFG/projections.csv
https://raw.githubusercontent.com/mrc-ide/global-lmic-reports/master/AFG/projections.csv
https://raw.githubusercontent.com/mrc-ide/global-lmic-reports/master/AFG/projections.csv
https://raw.githubusercontent.com/mrc-ide/global-lmic-reports/master/AFG/projections.csv
https://raw.githubusercontent.com/mrc-ide/global-lmic-reports/master/AFG/projections.csv
https://raw.githubusercontent.com/mrc-ide/global-lmic-reports/master/AFG/projections.csv
https://raw.githubusercontent.com/mrc-ide/global-lmic-reports/master/AFG/projections.csv
https://raw.githubusercontent.com/mrc-ide/global-lmic-reports/master/AFG/projections.csv
https://raw.githubusercontent.com/mrc-ide/global-lmic-reports/master/AFG/projections.csv
https://raw.githubusercontent.com/mrc-ide/global-lmic-reports/master/AFG/projections.csv
https://raw.githubusercontent.com/mrc-ide/global-lmic-reports/master/AFG/projections.csv
https://raw.githubusercontent.com/mrc-ide/global-lmic-reports/master/AFG/projections.csv
https://raw.githubusercontent.com/mrc-ide/global-lmic-reports/master/AFG/projections.csv
https://raw.githubusercontent.com/mrc-ide/global-lmic-reports/master/AFG/projections.csv
https://raw.githubusercontent.com/mrc-ide/global-lmic-reports/master/AFG/projections.csv
https://raw.githubusercontent.com/mrc-ide/global-lmic-reports/master/AFG/projections.csv
https://raw.githubusercontent.com/mrc-ide/global-lmic-reports/master/AFG/projections.csv
https://raw.githubusercontent.com/mrc-ide/global-lmic-reports/master/AFG/projections.csv
https://raw.githubusercontent.com/mrc-ide/global-lmic-reports/master/AFG/projections.csv
https://raw.githubusercontent.com/mrc-ide/global-lmic-reports/master/AFG/projections.csv
https://raw.githubusercontent.com/mrc-ide/global-lmic-reports/master/AFG/projections.csv
https://raw.githubusercontent.com/mrc-ide/global-lmic-reports/master/AFG/projections.csv
https://raw.githubusercontent.com/mrc-ide/global-lmic-reports/master/AFG/projections.csv
https://raw.githubusercontent.com/mrc-ide/global-lmic-reports/master/AFG/projections.csv
https://raw.githubusercontent.com/mrc-ide/global-lmic-reports/master/AFG/projections.csv
https://raw.githubusercontent.com/mrc-ide/global-lmic-reports/master/AFG/projections.csv
https://raw.githubusercontent.com/mrc-ide/global-lmic-reports/master/AFG/projections.csv
https://raw.githubusercontent.com/mrc-ide/global-lmic-reports/master/AFG/projections.csv
https://raw.githubusercontent.com/mrc-ide/global-lmic-reports/master/AFG/projections.csv
https://raw.githubusercontent.com/mrc-ide/global-lmic-reports/master/AFG/projections.csv
https://raw.githubusercontent.com/mrc-ide/global-lmic-reports/master/AFG/projections.csv
https://raw.githubusercontent.com/mrc-ide/global-lmic-reports/master/AFG/projections.csv
https://raw.githubusercontent.com/mrc-ide/global-lmic-reports/master/AFG/projections.csv
https://raw.githubusercontent.com/mrc-ide/global-lmic-reports/master/AFG/projections.csv
https://raw.githubusercontent.com/mrc-ide/global-lmic-reports/master/AFG/projections.csv
https://raw.githubusercontent.com/mrc-ide/global-lmic-reports/master/AFG/projections.csv
https://raw.githubusercontent.com/mrc-ide/global-lmic-reports/master/AFG/projections.csv
https://raw.githubusercontent.com/mrc-ide/global-lmic-reports/master/AFG/projections.csv
https://raw.githubusercontent.com/mrc-ide/global-lmic-reports/master/AFG/projections.csv
https://raw.githubusercontent.com/mrc-ide/global-lmic-reports/master/AFG/projections.csv
https://raw.githubusercontent.com/mrc-ide/global-lmic-reports/master/AFG/projections.csv
https://raw.githubusercontent.com/mrc-ide/global-lmic-reports/master/AFG/projections.csv
https://raw.githubusercontent.com/mrc-ide/global-lmic-reports/master/AFG/projections.csv
https://raw.githubusercontent.com/mrc-ide/global-lmic-reports/master/AFG/projections.csv
https://raw.githubusercontent.com/mrc-ide/global-lmic-reports/master/AFG/projections.csv
https://raw.githubusercontent.com/mrc-ide/global-lmic-reports/master/AFG/projections.csv
https://raw.githubusercontent.com/mrc-ide/global-lmic-reports/master/AFG/projections.csv
https://raw.githubusercontent.com/mrc-ide/global-lmic-reports/master/AFG/projections.csv
https://raw.githubusercontent.com/mrc-ide/global-lmic-reports/master/AFG/projections.csv
https://raw.githubusercontent.com/mrc-ide/global-lmic-reports/master/AFG/projections.csv
https://raw.githubusercontent.com/mrc-ide/global-lmic-reports/master/AFG/projections.csv
https://raw.githubusercontent.com/mrc-ide/global-lmic-reports/master/AFG/projections.csv
https://raw.githubusercontent.com/mrc-ide/global-lmic-reports/master/AFG/projections.csv
https://raw.githubusercontent.com/mrc-ide/global-lmic-reports/master/AFG/projections.csv
https://raw.githubusercontent.com/mrc-ide/global-lmic-reports/master/AFG/projections.csv
https://raw.githubusercontent.com/mrc-ide/global-lmic-reports/master/AFG/projections.csv
https://raw.githubusercontent.com/mrc-ide/global-lmic-reports/master/AFG/projections.csv
https://raw.githubusercontent.com/mrc-ide/global-lmic-reports/master/AFG/projections.csv
https://raw.githubusercontent.com/mrc-ide/global-lmic-reports/master/AFG/projections.csv
https://raw.githubusercontent.com/mrc-ide/global-lmic-reports/master/AFG/projections.csv
https://raw.githubusercontent.com/mrc-ide/global-lmic-reports/master/AFG/projections.csv
https://raw.githubusercontent.com/mrc-ide/global-lmic-reports/master/AFG/projections.csv
https://raw.githubusercontent.com/mrc-ide/global-lmic-reports/master/AFG/projections.csv
https://raw.githubusercontent.com/mrc-ide/global-lmic-reports/master/AFG/projections.csv
https://raw.githubusercontent.com/mrc-ide/global-lmic-reports/master/AFG/projections.csv
https://raw.githubusercontent.com/mrc-ide/global-lmic-reports/master/AFG/projections.csv
https://raw.githubusercontent.com/mrc-ide/global-lmic-reports/master/AFG/projections.csv
https://raw.githubusercontent.com/mrc-ide/global-lmic-reports/master/AFG/projections.csv
https://raw.githubusercontent.com/mrc-ide/global-lmic-reports/master/AFG/projections.csv
https://raw.githubusercontent.com/mrc-ide/global-lmic-reports/master/AFG/projections.csv
https://raw.githubusercontent.com/mrc-ide/global-lmic-reports/master/AFG/projections.csv
https://raw.githubusercontent.com/mrc-ide/global-lmic-reports/master/AFG/projections.csv
https://raw.githubusercontent.com/mrc-ide/global-lmic-reports/master/AFG/projections.csv
https://raw.githubusercontent.com/mrc-ide/global-lmic-reports/master/AFG/projections.csv
https://raw.githubusercontent.com/mrc-ide/global-lmic-reports/master/AFG/projections.csv
https://raw.githubusercontent.com/mrc-ide/global-lmic-reports/master/AFG/projections.csv
https://raw.githubusercontent.com/mrc-ide/global-lmic-reports/master/AFG/projections.csv
https://raw.githubusercontent.com/mrc-ide/global-lmic-reports/master/AFG/projections.csv
https://raw.githubusercontent.com/mrc-ide/global-lmic-reports/master/AFG/projections.csv
https://raw.githubusercontent.com/mrc-ide/global-lmic-reports/master/AFG/projections.csv
https://raw.githubusercontent.com/mrc-ide/global-lmic-reports/master/AFG/projections.csv
https://raw.githubusercontent.com/mrc-ide/global-lmic-reports/master/AFG/projections.csv
https://raw.githubusercontent.com/mrc-ide/global-lmic-reports/master/AFG/projections.csv
https://raw.githubusercontent.com/mrc-ide/global-lmic-reports/master/AFG/projections.csv
https://raw.githubusercontent.com/mrc-ide/global-lmic-reports/master/AFG/projections.csv
https://raw.githubusercontent.com/mrc-ide/global-lmic-reports/master/AFG/projections.csv
https://raw.githubusercontent.com/mrc-ide/global-lmic-reports/master/AFG/projections.csv
https://raw.githubusercontent.com/mrc-ide/global-lmic-reports/master/AFG/projections.csv
https://raw.githubusercontent.com/mrc-ide/global-lmic-reports/master/AFG/projections.csv
https://raw.githubusercontent.com/mrc-ide/global-lmic-reports/master/AFG/projections.csv
https://raw.githubusercontent.com/mrc-ide/global-lmic-reports/master/AFG/projections.csv
https://raw.githubusercontent.com/mrc-ide/global-lmic-reports/master/AFG/projections.csv
https://raw.githubusercontent.com/mrc-ide/global-lmic-reports/master/AFG/projections.csv
https://raw.githubusercontent.com/mrc-ide/global-lmic-reports/master/AFG/projections.csv
https://raw.githubusercontent.com/mrc-ide/global-lmic-reports/master/AFG/projections.csv
https://raw.githubusercontent.com/mrc-ide/global-lmic-reports/master/AFG/projections.csv
https://raw.githubusercontent.com/mrc-ide/global-lmic-reports/master/AFG/projections.csv
https://raw.githubusercontent.com/mrc-ide/global-lmic-reports/master/AFG/projections.csv
https://raw.githubusercontent.com/mrc-ide/global-lmic-reports/master/AFG/projections.csv
https://raw.githubusercontent.com/mrc-ide/global-lmic-reports/master/AFG/projections.csv
https://raw.githubusercontent.com/mrc-ide/global-lmic-reports/master/AFG/projections.csv
https://raw.githubusercontent.com/mrc-ide/global-lmic-reports/master/AFG/projections.csv
https://raw.githubusercontent.com/mrc-ide/global-lmic-reports/master/AFG/projections.csv
https://raw.githubusercontent.com/mrc-ide/global-lmic-reports/master/AFG/projections.csv
https://raw.githubusercontent.com/mrc-ide/global-lmic-reports/master/AFG/projections.csv
https://raw.githubusercontent.com/mrc-ide/global-lmic-reports/master/AFG/projections.csv
https://raw.githubusercontent.com/mrc-ide/global-lmic-reports/master/AFG/projections.csv
https://raw.githubusercontent.com/mrc-ide/global-lmic-reports/master/AFG/projections.csv
https://raw.githubusercontent.com/mrc-ide/global-lmic-reports/master/AFG/projections.csv
https://raw.githubusercontent.com/mrc-ide/global-lmic-reports/master/AFG/projections.csv
https://raw.githubusercontent.com/mrc-ide/global-lmic-reports/master/AFG/projections.csv
https://raw.githubusercontent.com/mrc-ide/global-lmic-reports/master/AFG/projections.csv
https://raw.githubusercontent.com/mrc-ide/global-lmic-reports/master/AFG/projections.csv
https://raw.githubusercontent.com/mrc-ide/global-lmic-reports/master/AFG/projections.csv
https://raw.githubusercontent.com/mrc-ide/global-lmic-reports/master/AFG/projections.csv
https://raw.githubusercontent.com/mrc-ide/global-lmic-reports/master/AFG/projections.csv
https://raw.githubusercontent.com/mrc-ide/global-lmic-reports/master/AFG/projections.csv
https://raw.githubusercontent.com/mrc-ide/global-lmic-reports/master/AFG/projections.csv
https://raw.githubusercontent.com/mrc-ide/global-lmic-reports/master/AFG/projections.csv
https://raw.githubusercontent.com/mrc-ide/global-lmic-reports/master/AFG/projections.csv
https://raw.githubusercontent.com/mrc-ide/global-lmic-reports/master/AFG/projections.csv
https://raw.githubusercontent.com/mrc-ide/global-lmic-reports/master/AFG/projections.csv
https://raw.githubusercontent.com/mrc-ide/global-lmic-reports/master/AFG/projections.csv
https://raw.githubusercontent.com/mrc-ide/global-lmic-reports/master/AFG/projections.csv
https://raw.githubusercontent.com/mrc-ide/global-lmic-reports/master/AFG/projections.csv
https://raw.githubusercontent.com/mrc-ide/global-lmic-reports/master/AFG/projections.csv
https://raw.githubusercontent.com/mrc-ide/global-lmic-reports/master/AFG/projections.csv
https://raw.githubusercontent.com/mrc-ide/global-lmic-reports/master/AFG/projections.csv
https://raw.githubusercontent.com/mrc-ide/global-lmic-reports/master/AFG/projections.csv
https://raw.githubusercontent.com/mrc-ide/global-lmic-reports/master/AFG/projections.csv
https://raw.githubusercontent.com/mrc-ide/global-lmic-reports/master/AFG/projections.csv
https://raw.githubusercontent.com/mrc-ide/global-lmic-reports/master/AFG/projections.csv
https://raw.githubusercontent.com/mrc-ide/global-lmic-reports/master/AFG/projections.csv
https://raw.githubusercontent.com/mrc-ide/global-lmic-reports/master/AFG/projections.csv
https://raw.githubusercontent.com/mrc-ide/global-lmic-reports/master/AFG/projections.csv
https://raw.githubusercontent.com/mrc-ide/global-lmic-reports/master/AFG/projections.csv
https://raw.githubusercontent.com/mrc-ide/global-lmic-reports/master/AFG/projections.csv
https://raw.githubusercontent.com/mrc-ide/global-lmic-reports/master/AFG/projections.csv
https://raw.githubusercontent.com/mrc-ide/global-lmic-reports/master/AFG/projections.csv
https://raw.githubusercontent.com/mrc-ide/global-lmic-reports/master/AFG/projections.csv
https://raw.githubusercontent.com/mrc-ide/global-lmic-reports/master/AFG/projections.csv
https://raw.githubusercontent.com/mrc-ide/global-lmic-reports/master/AFG/projections.csv
https://raw.githubusercontent.com/mrc-ide/global-lmic-reports/master/AFG/projections.csv
https://raw.githubusercontent.com/mrc-ide/global-lmic-reports/master/AFG/projections.csv
https://raw.githubusercontent.com/mrc-ide/global-lmic-reports/master/AFG/projections.csv
https://raw.githubusercontent.com/mrc-ide/global-lmic-reports/master/AFG/projections.csv
https://raw.githubusercontent.com/mrc-ide/global-lmic-reports/master/AFG/projections.csv
https://raw.githubusercontent.com/mrc-ide/global-lmic-reports/master/AFG/projections.csv
https://raw.githubusercontent.com/mrc-ide/global-lmic-reports/master/AFG/projections.csv
https://raw.githubusercontent.com/mrc-ide/global-lmic-reports/master/AFG/projections.csv
https://raw.githubusercontent.com/mrc-ide/global-lmic-reports/master/AFG/projections.csv
https://raw.githubusercontent.com/mrc-ide/global-lmic-reports/master/AFG/projections.csv
https://raw.githubusercontent.com/mrc-ide/global-lmic-reports/master/AFG/projections.csv
https://raw.githubusercontent.com/mrc-ide/global-lmic-reports/master/AFG/projections.csv
https://raw.githubusercontent.com/mrc-ide/global-lmic-reports/master/AFG/projections.csv
https://raw.githubusercontent.com/mrc-ide/global-lmic-reports/master/AFG/projections.csv
https://raw.githubusercontent.com/mrc-ide/global-lmic-reports/master/AFG/projections.csv
https://raw.githubusercontent.com/mrc-ide/global-lmic-reports/master/AFG/projections.csv
https://raw.githubusercontent.com/mrc-ide/global-lmic-reports/master/AFG/projections.csv
https://raw.githubusercontent.com/mrc-ide/global-lmic-reports/master/AFG/projections.csv
https://raw.githubusercontent.com/mrc-ide/global-lmic-reports/master/AFG/projections.csv
https://raw.githubusercontent.com/mrc-ide/global-lmic-reports/master/AFG/projections.csv
https://raw.githubusercontent.com/mrc-ide/global-lmic-reports/master/AFG/projections.csv
https://raw.githubusercontent.com/mrc-ide/global-lmic-reports/master/AFG/projections.csv
https://raw.githubusercontent.com/mrc-ide/global-lmic-reports/master/AFG/projections.csv
https://raw.githubusercontent.com/mrc-ide/global-lmic-reports/master/AFG/projections.csv
https://raw.githubusercontent.com/mrc-ide/global-lmic-reports/master/AFG/projections.csv
https://raw.githubusercontent.com/mrc-ide/global-lmic-reports/master/AFG/projections.csv
https://raw.githubusercontent.com/mrc-ide/global-lmic-reports/master/AFG/projections.csv
https://raw.githubusercontent.com/mrc-ide/global-lmic-reports/master/AFG/projections.csv
https://raw.githubusercontent.com/mrc-ide/global-lmic-reports/master/AFG/projections.csv
https://raw.githubusercontent.com/mrc-ide/global-lmic-reports/master/AFG/projections.csv
https://raw.githubusercontent.com/mrc-ide/global-lmic-reports/master/AFG/projections.csv
https://raw.githubusercontent.com/mrc-ide/global-lmic-reports/master/AFG/projections.csv
https://raw.githubusercontent.com/mrc-ide/global-lmic-reports/master/AFG/projections.csv
https://raw.githubusercontent.com/mrc-ide/global-lmic-reports/master/AFG/projections.csv
https://raw.githubusercontent.com/mrc-ide/global-lmic-reports/master/AFG/projections.csv
https://raw.githubusercontent.com/mrc-ide/global-lmic-reports/master/AFG/projections.csv
https://raw.githubusercontent.com/mrc-ide/global-lmic-reports/master/AFG/projections.csv
https://raw.githubusercontent.com/mrc-ide/global-lmic-reports/master/AFG/projections.csv
https://raw.githubusercontent.com/mrc-ide/global-lmic-reports/master/AFG/projections.csv
https://raw.githubusercontent.com/mrc-ide/global-lmic-reports/master/AFG/projections.csv
https://raw.githubusercontent.com/mrc-ide/global-lmic-reports/master/AFG/projections.csv
https://raw.githubusercontent.com/mrc-ide/global-lmic-reports/master/AFG/projections.csv
https://raw.githubusercontent.com/mrc-ide/global-lmic-reports/master/AFG/projections.csv
https://raw.githubusercontent.com/mrc-ide/global-lmic-reports/master/AFG/projections.csv
https://raw.githubusercontent.com/mrc-ide/global-lmic-reports/master/AFG/projections.csv
https://raw.githubusercontent.com/mrc-ide/global-lmic-reports/master/AFG/projections.csv
https://raw.githubusercontent.com/mrc-ide/global-lmic-reports/master/AFG/projections.csv
https://raw.githubusercontent.com/mrc-ide/global-lmic-reports/master/AFG/projections.csv
https://raw.githubusercontent.com/mrc-ide/global-lmic-reports/master/AFG/projections.csv
https://raw.githubusercontent.com/mrc-ide/global-lmic-reports/master/AFG/projections.csv
https://raw.githubusercontent.com/mrc-ide/global-lmic-reports/master/AFG/projections.csv
https://raw.githubusercontent.com/mrc-ide/global-lmic-reports/master/AFG/projections.csv
https://raw.githubusercontent.com/mrc-ide/global-lmic-reports/master/AFG/projections.csv
https://raw.githubusercontent.com/mrc-ide/global-lmic-reports/master/AFG/projections.csv
https://raw.githubusercontent.com/mrc-ide/global-lmic-reports/master/AFG/projections.csv
https://raw.githubusercontent.com/mrc-ide/global-lmic-reports/master/AFG/projections.csv
https://raw.githubusercontent.com/mrc-ide/global-lmic-reports/master/AFG/projections.csv
https://raw.githubusercontent.com/mrc-ide/global-lmic-reports/master/AFG/projections.csv
https://raw.githubusercontent.com/mrc-ide/global-lmic-reports/master/AFG/projections.csv
https://raw.githubusercontent.com/mrc-ide/global-lmic-reports/master/AFG/projections.csv
https://raw.githubusercontent.com/mrc-ide/global-lmic-reports/master/AFG/projections.csv
https://raw.githubusercontent.com/mrc-ide/global-lmic-reports/master/AFG/projections.csv
https://raw.githubusercontent.com/mrc-ide/global-lmic-reports/master/AFG/projections.csv
https://raw.githubusercontent.com/mrc-ide/global-lmic-reports/master/AFG/projections.csv
https://raw.githubusercontent.com/mrc-ide/global-lmic-reports/master/AFG/projections.csv
https://raw.githubusercontent.com/mrc-ide/global-lmic-reports/master/AFG/projections.csv
https://raw.githubusercontent.com/mrc-ide/global-lmic-reports/master/AFG/projections.csv
https://raw.githubusercontent.com/mrc-ide/global-lmic-reports/master/AFG/projections.csv
https://raw.githubusercontent.com/mrc-ide/global-lmic-reports/master/AFG/projections.csv
https://raw.githubusercontent.com/mrc-ide/global-lmic-reports/master/AFG/projections.csv
https://raw.githubusercontent.com/mrc-ide/global-lmic-reports/master/AFG/projections.csv
https://raw.githubusercontent.com/mrc-ide/global-lmic-reports/master/AFG/projections.csv
https://raw.githubusercontent.com/mrc-ide/global-lmic-reports/master/AFG/projections.csv
https://raw.githubusercontent.com/mrc-ide/global-lmic-reports/master/AFG/projections.csv
https://raw.githubusercontent.com/mrc-ide/global-lmic-reports/master/AFG/projections.csv
https://raw.githubusercontent.com/mrc-ide/global-lmic-reports/master/AFG/projections.csv
https://raw.githubusercontent.com/mrc-ide/global-lmic-reports/master/AFG/projections.csv
https://raw.githubusercontent.com/mrc-ide/global-lmic-reports/master/AFG/projections.csv
https://raw.githubusercontent.com/mrc-ide/global-lmic-reports/master/AFG/projections.csv
https://raw.githubusercontent.com/mrc-ide/global-lmic-reports/master/AFG/projections.csv
https://raw.githubusercontent.com/mrc-ide/global-lmic-reports/master/AFG/projections.csv
https://raw.githubusercontent.com/mrc-ide/global-lmic-reports/master/AFG/projections.csv
https://raw.githubusercontent.com/mrc-ide/global-lmic-reports/master/AFG/projections.csv
https://raw.githubusercontent.com/mrc-ide/global-lmic-reports/master/AFG/projections.csv
https://raw.githubusercontent.com/mrc-ide/global-lmic-reports/master/AFG/projections.csv
https://raw.githubusercontent.com/mrc-ide/global-lmic-reports/master/AFG/projections.csv
https://raw.githubusercontent.com/mrc-ide/global-lmic-reports/master/AFG/projections.csv
https://raw.githubusercontent.com/mrc-ide/global-lmic-reports/master/AFG/projections.csv
https://raw.githubusercontent.com/mrc-ide/global-lmic-reports/master/AFG/projections.csv
https://raw.githubusercontent.com/mrc-ide/global-lmic-reports/master/AFG/projections.csv
https://raw.githubusercontent.com/mrc-ide/global-lmic-reports/master/AFG/projections.csv
https://raw.githubusercontent.com/mrc-ide/global-lmic-reports/master/AFG/projections.csv
https://raw.githubusercontent.com/mrc-ide/global-lmic-reports/master/AFG/projections.csv
https://raw.githubusercontent.com/mrc-ide/global-lmic-reports/master/AFG/projections.csv
https://raw.githubusercontent.com/mrc-ide/global-lmic-reports/master/AFG/projections.csv
https://raw.githubusercontent.com/mrc-ide/global-lmic-reports/master/AFG/projections.csv
https://raw.githubusercontent.com/mrc-ide/global-lmic-reports/master/AFG/projections.csv
https://raw.githubusercontent.com/mrc-ide/global-lmic-reports/master/AFG/projections.csv
https://raw.githubusercontent.com/mrc-ide/global-lmic-reports/master/AFG/projections.csv
https://raw.githubusercontent.com/mrc-ide/global-lmic-reports/master/AFG/projections.csv
https://raw.githubusercontent.com/mrc-ide/global-lmic-reports/master/AFG/projections.csv
https://raw.githubusercontent.com/mrc-ide/global-lmic-reports/master/AFG/projections.csv
https://raw.githubusercontent.com/mrc-ide/global-lmic-reports/master/AFG/projections.csv
https://raw.githubusercontent.com/mrc-ide/global-lmic-reports/master/AFG/projections.csv
https://raw.githubusercontent.com/mrc-ide/global-lmic-reports/master/AFG/projections.csv
https://raw.githubusercontent.com/mrc-ide/global-lmic-reports/master/AFG/projections.csv
https://raw.githubusercontent.com/mrc-ide/global-lmic-reports/master/AFG/projections.csv
https://raw.githubusercontent.com/mrc-ide/global-lmic-reports/master/AFG/projections.csv
https://raw.githubusercontent.com/mrc-ide/global-lmic-reports/master/AFG/projections.csv
https://raw.githubusercontent.com/mrc-ide/global-lmic-reports/master/AFG/projections.csv
https://raw.githubusercontent.com/mrc-ide/global-lmic-reports/master/AFG/projections.csv
https://raw.githubusercontent.com/mrc-ide/global-lmic-reports/master/AFG/projections.csv
https://raw.githubusercontent.com/mrc-ide/global-lmic-reports/master/AFG/projections.csv
https://raw.githubusercontent.com/mrc-ide/global-lmic-reports/master/AFG/projections.csv
https://raw.githubusercontent.com/mrc-ide/global-lmic-reports/master/AFG/projections.csv
https://raw.githubusercontent.com/mrc-ide/global-lmic-reports/master/AFG/projections.csv
https://raw.githubusercontent.com/mrc-ide/global-lmic-reports/master/AFG/projections.csv
https://raw.githubusercontent.com/mrc-ide/global-lmic-reports/master/AFG/projections.csv
https://raw.githubusercontent.com/mrc-ide/global-lmic-reports/master/AFG/projections.csv
https://raw.githubusercontent.com/mrc-ide/global-lmic-reports/master/AFG/projections.csv
https://raw.githubusercontent.com/mrc-ide/global-lmic-reports/master/AFG/projections.csv
https://raw.githubusercontent.com/mrc-ide/global-lmic-reports/master/AFG/projections.csv
https://raw.githubusercontent.com/mrc-ide/global-lmic-reports/master/AFG/projections.csv
https://raw.githubusercontent.com/mrc-ide/global-lmic-reports/master/AFG/projections.csv
https://raw.githubusercontent.com/mrc-ide/global-lmic-reports/master/AFG/projections.csv
https://raw.githubusercontent.com/mrc-ide/global-lmic-reports/master/AFG/projections.csv
https://raw.githubusercontent.com/mrc-ide/global-lmic-reports/master/AFG/projections.csv
https://raw.githubusercontent.com/mrc-ide/global-lmic-reports/master/AFG/projections.csv
https://raw.githubusercontent.com/mrc-ide/global-lmic-reports/master/AFG/projections.csv
https://raw.githubusercontent.com/mrc-ide/global-lmic-reports/master/AFG/projections.csv
https://raw.githubusercontent.com/mrc-ide/global-lmic-reports/master/AFG/projections.csv
https://raw.githubusercontent.com/mrc-ide/global-lmic-reports/master/AFG/projections.csv
https://raw.githubusercontent.com/mrc-ide/global-lmic-reports/master/AFG/projections.csv
https://raw.githubusercontent.com/mrc-ide/global-lmic-reports/master/AFG/projections.csv
https://raw.githubusercontent.com/mrc-ide/global-lmic-reports/master/AFG/projections.csv
https://raw.githubusercontent.com/mrc-ide/global-lmic-reports/master/AFG/projections.csv
https://raw.githubusercontent.com/mrc-ide/global-lmic-reports/master/AFG/projections.csv
https://raw.githubusercontent.com/mrc-ide/global-lmic-reports/master/AFG/projections.csv
https://raw.githubusercontent.com/mrc-ide/global-lmic-reports/master/AFG/projections.csv
https://raw.githubusercontent.com/mrc-ide/global-lmic-reports/master/AFG/projections.csv
https://raw.githubusercontent.com/mrc-ide/global-lmic-reports/master/AFG/projections.csv
https://raw.githubusercontent.com/mrc-ide/global-lmic-reports/master/AFG/projections.csv
https://raw.githubusercontent.com/mrc-ide/global-lmic-reports/master/AFG/projections.csv
https://raw.githubusercontent.com/mrc-ide/global-lmic-reports/master/AFG/projections.csv
https://raw.githubusercontent.com/mrc-ide/global-lmic-reports/master/AFG/projections.csv
https://raw.githubusercontent.com/mrc-ide/global-lmic-reports/master/AFG/projections.csv
https://raw.githubusercontent.com/mrc-ide/global-lmic-reports/master/AFG/projections.csv
https://raw.githubusercontent.com/mrc-ide/global-lmic-reports/master/AFG/projections.csv
https://raw.githubusercontent.com/mrc-ide/global-lmic-reports/master/AFG/projections.csv
https://raw.githubusercontent.com/mrc-ide/global-lmic-reports/master/AFG/projections.csv
https://raw.githubusercontent.com/mrc-ide/global-lmic-reports/master/AFG/projections.csv
https://raw.githubusercontent.com/mrc-ide/global-lmic-reports/master/AFG/projections.csv
https://raw.githubusercontent.com/mrc-ide/global-lmic-reports/master/AFG/projections.csv
https://raw.githubusercontent.com/mrc-ide/global-lmic-reports/master/AFG/projections.csv
https://raw.githubusercontent.com/mrc-ide/global-lmic-reports/master/AFG/projections.csv
https://raw.githubusercontent.com/mrc-ide/global-lmic-reports/master/AFG/projections.csv
https://raw.githubusercontent.com/mrc-ide/global-lmic-reports/master/AFG/projections.csv
https://raw.githubusercontent.com/mrc-ide/global-lmic-reports/master/AFG/projections.csv
https://raw.githubusercontent.com/mrc-ide/global-lmic-reports/master/AFG/projections.csv
https://raw.githubusercontent.com/mrc-ide/global-lmic-reports/master/AFG/projections.csv
https://raw.githubusercontent.com/mrc-ide/global-lmic-reports/master/AFG/projections.csv
https://raw.githubusercontent.com/mrc-ide/global-lmic-reports/master/AFG/projections.csv
https://raw.githubusercontent.com/mrc-ide/global-lmic-reports/master/AFG/projections.csv
https://raw.githubusercontent.com/mrc-ide/global-lmic-reports/master/AFG/projections.csv
https://raw.githubusercontent.com/mrc-ide/global-lmic-reports/master/AFG/projections.csv
https://raw.githubusercontent.com/mrc-ide/global-lmic-reports/master/AFG/projections.csv
https://raw.githubusercontent.com/mrc-ide/global-lmic-reports/master/AFG/projections.csv
https://raw.githubusercontent.com/mrc-ide/global-lmic-reports/master/AFG/projections.csv
https://raw.githubusercontent.com/mrc-ide/global-lmic-reports/master/AFG/projections.csv
https://raw.githubusercontent.com/mrc-ide/global-lmic-reports/master/AFG/projections.csv
https://raw.githubusercontent.com/mrc-ide/global-lmic-reports/master/AFG/projections.csv
https://raw.githubusercontent.com/mrc-ide/global-lmic-reports/master/AFG/projections.csv
https://raw.githubusercontent.com/mrc-ide/global-lmic-reports/master/AFG/projections.csv
https://raw.githubusercontent.com/mrc-ide/global-lmic-reports/master/AFG/projections.csv
https://raw.githubusercontent.com/mrc-ide/global-lmic-reports/master/AFG/projections.csv
https://raw.githubusercontent.com/mrc-ide/global-lmic-reports/master/AFG/projections.csv
https://raw.githubusercontent.com/mrc-ide/global-lmic-reports/master/AFG/projections.csv
https://raw.githubusercontent.com/mrc-ide/global-lmic-reports/master/AFG/projections.csv
https://raw.githubusercontent.com/mrc-ide/global-lmic-reports/master/AFG/projections.csv
https://raw.githubusercontent.com/mrc-ide/global-lmic-reports/master/AFG/projections.csv
https://raw.githubusercontent.com/mrc-ide/global-lmic-reports/master/AFG/projections.csv
https://raw.githubusercontent.com/mrc-ide/global-lmic-reports/master/AFG/projections.csv
https://raw.githubusercontent.com/mrc-ide/global-lmic-reports/master/AFG/projections.csv
https://raw.githubusercontent.com/mrc-ide/global-lmic-reports/master/AFG/projections.csv
https://raw.githubusercontent.com/mrc-ide/global-lmic-reports/master/AFG/projections.csv
https://raw.githubusercontent.com/mrc-ide/global-lmic-reports/master/AFG/projections.csv
https://raw.githubusercontent.com/mrc-ide/global-lmic-reports/master/AFG/projections.csv
https://raw.githubusercontent.com/mrc-ide/global-lmic-reports/master/AFG/projections.csv
https://raw.githubusercontent.com/mrc-ide/global-lmic-reports/master/AFG/projections.csv
https://raw.githubusercontent.com/mrc-ide/global-lmic-reports/master/AFG/projections.csv
https://raw.githubusercontent.com/mrc-ide/global-lmic-reports/master/AFG/projections.csv
https://raw.githubusercontent.com/mrc-ide/global-lmic-reports/master/AFG/projections.csv
https://raw.githubusercontent.com/mrc-ide/global-lmic-reports/master/AFG/projections.csv
https://raw.githubusercontent.com/mrc-ide/global-lmic-reports/master/AFG/projections.csv
https://raw.githubusercontent.com/mrc-ide/global-lmic-reports/master/AFG/projections.csv
https://raw.githubusercontent.com/mrc-ide/global-lmic-reports/master/AFG/projections.csv
https://raw.githubusercontent.com/mrc-ide/global-lmic-reports/master/AFG/projections.csv
https://raw.githubusercontent.com/mrc-ide/global-lmic-reports/master/AFG/projections.csv
https://raw.githubusercontent.com/mrc-ide/global-lmic-reports/master/AFG/projections.csv
https://raw.githubusercontent.com/mrc-ide/global-lmic-reports/master/AFG/projections.csv
https://raw.githubusercontent.com/mrc-ide/global-lmic-reports/master/AFG/projections.csv
https://raw.githubusercontent.com/mrc-ide/global-lmic-reports/master/AFG/projections.csv
https://raw.githubusercontent.com/mrc-ide/global-lmic-reports/master/AFG/projections.csv
https://raw.githubusercontent.com/mrc-ide/global-lmic-reports/master/AFG/projections.csv
https://raw.githubusercontent.com/mrc-ide/global-lmic-reports/master/AFG/projections.csv
https://raw.githubusercontent.com/mrc-ide/global-lmic-reports/master/AFG/projections.csv
https://raw.githubusercontent.com/mrc-ide/global-lmic-reports/master/AFG/projections.csv
https://raw.githubusercontent.com/mrc-ide/global-lmic-reports/master/AFG/projections.csv
https://raw.githubusercontent.com/mrc-ide/global-lmic-reports/master/AFG/projections.csv
https://raw.githubusercontent.com/mrc-ide/global-lmic-reports/master/AFG/projections.csv
https://raw.githubusercontent.com/mrc-ide/global-lmic-reports/master/AFG/projections.csv
https://raw.githubusercontent.com/mrc-ide/global-lmic-reports/master/AFG/projections.csv
https://raw.githubusercontent.com/mrc-ide/global-lmic-reports/master/AFG/projections.csv
https://raw.githubusercontent.com/mrc-ide/global-lmic-reports/master/AFG/projections.csv
https://raw.githubusercontent.com/mrc-ide/global-lmic-reports/master/AFG/projections.csv
https://raw.githubusercontent.com/mrc-ide/global-lmic-reports/master/AFG/projections.csv
https://raw.githubusercontent.com/mrc-ide/global-lmic-reports/master/AFG/projections.csv
https://raw.githubusercontent.com/mrc-ide/global-lmic-reports/master/AFG/projections.csv
https://raw.githubusercontent.com/mrc-ide/global-lmic-reports/master/AFG/projections.csv
https://raw.githubusercontent.com/mrc-ide/global-lmic-reports/master/AFG/projections.csv
https://raw.githubusercontent.com/mrc-ide/global-lmic-reports/master/AFG/projections.csv
https://raw.githubusercontent.com/mrc-ide/global-lmic-reports/master/AFG/projections.csv
https://raw.githubusercontent.com/mrc-ide/global-lmic-reports/master/AFG/projections.csv
https://raw.githubusercontent.com/mrc-ide/global-lmic-reports/master/AFG/projections.csv
https://raw.githubusercontent.com/mrc-ide/global-lmic-reports/master/AFG/projections.csv
https://raw.githubusercontent.com/mrc-ide/global-lmic-reports/master/AFG/projections.csv
https://raw.githubusercontent.com/mrc-ide/global-lmic-reports/master/AFG/projections.csv
https://raw.githubusercontent.com/mrc-ide/global-lmic-reports/master/AFG/projections.csv
https://raw.githubusercontent.com/mrc-ide/global-lmic-reports/master/AFG/projections.csv
https://raw.githubusercontent.com/mrc-ide/global-lmic-reports/master/AFG/projections.csv
https://raw.githubusercontent.com/mrc-ide/global-lmic-reports/master/AFG/projections.csv
https://raw.githubusercontent.com/mrc-ide/global-lmic-reports/master/AFG/projections.csv
https://raw.githubusercontent.com/mrc-ide/global-lmic-reports/master/AFG/projections.csv
https://raw.githubusercontent.com/mrc-ide/global-lmic-reports/master/AFG/projections.csv
https://raw.githubusercontent.com/mrc-ide/global-lmic-reports/master/AFG/projections.csv
https://raw.githubusercontent.com/mrc-ide/global-lmic-reports/master/AFG/projections.csv
https://raw.githubusercontent.com/mrc-ide/global-lmic-reports/master/AFG/projections.csv
https://raw.githubusercontent.com/mrc-ide/global-lmic-reports/master/AFG/projections.csv
https://raw.githubusercontent.com/mrc-ide/global-lmic-reports/master/AFG/projections.csv
https://raw.githubusercontent.com/mrc-ide/global-lmic-reports/master/AFG/projections.csv
https://raw.githubusercontent.com/mrc-ide/global-lmic-reports/master/AFG/projections.csv
https://raw.githubusercontent.com/mrc-ide/global-lmic-reports/master/AFG/projections.csv
https://raw.githubusercontent.com/mrc-ide/global-lmic-reports/master/AFG/projections.csv
https://raw.githubusercontent.com/mrc-ide/global-lmic-reports/master/AFG/projections.csv
https://raw.githubusercontent.com/mrc-ide/global-lmic-reports/master/AFG/projections.csv
https://raw.githubusercontent.com/mrc-ide/global-lmic-reports/master/AFG/projections.csv
https://raw.githubusercontent.com/mrc-ide/global-lmic-reports/master/AFG/projections.csv
https://raw.githubusercontent.com/mrc-ide/global-lmic-reports/master/AFG/projections.csv
https://raw.githubusercontent.com/mrc-ide/global-lmic-reports/master/AFG/projections.csv
https://raw.githubusercontent.com/mrc-ide/global-lmic-reports/master/AFG/projections.csv
https://raw.githubusercontent.com/mrc-ide/global-lmic-reports/master/AFG/projections.csv
https://raw.githubusercontent.com/mrc-ide/global-lmic-reports/master/AFG/projections.csv
https://raw.githubusercontent.com/mrc-ide/global-lmic-reports/master/AFG/projections.csv
https://raw.githubusercontent.com/mrc-ide/global-lmic-reports/master/AFG/projections.csv
https://raw.githubusercontent.com/mrc-ide/global-lmic-reports/master/AFG/projections.csv
https://raw.githubusercontent.com/mrc-ide/global-lmic-reports/master/AFG/projections.csv
https://raw.githubusercontent.com/mrc-ide/global-lmic-reports/master/AFG/projections.csv
https://raw.githubusercontent.com/mrc-ide/global-lmic-reports/master/AFG/projections.csv
https://raw.githubusercontent.com/mrc-ide/global-lmic-reports/master/AFG/projections.csv
https://raw.githubusercontent.com/mrc-ide/global-lmic-reports/master/AFG/projections.csv
https://raw.githubusercontent.com/mrc-ide/global-lmic-reports/master/AFG/projections.csv
https://raw.githubusercontent.com/mrc-ide/global-lmic-reports/master/AFG/projections.csv
https://raw.githubusercontent.com/mrc-ide/global-lmic-reports/master/AFG/projections.csv
https://raw.githubusercontent.com/mrc-ide/global-lmic-reports/master/AFG/projections.csv
https://raw.githubusercontent.com/mrc-ide/global-lmic-reports/master/AFG/projections.csv
https://raw.githubusercontent.com/mrc-ide/global-lmic-reports/master/AFG/projections.csv
https://raw.githubusercontent.com/mrc-ide/global-lmic-reports/master/AFG/projections.csv
https://raw.githubusercontent.com/mrc-ide/global-lmic-reports/master/AFG/projections.csv
https://raw.githubusercontent.com/mrc-ide/global-lmic-reports/master/AFG/projections.csv
https://raw.githubusercontent.com/mrc-ide/global-lmic-reports/master/AFG/projections.csv
https://raw.githubusercontent.com/mrc-ide/global-lmic-reports/master/AFG/projections.csv
https://raw.githubusercontent.com/mrc-ide/global-lmic-reports/master/AFG/projections.csv
https://raw.githubusercontent.com/mrc-ide/global-lmic-reports/master/AFG/projections.csv
https://raw.githubusercontent.com/mrc-ide/global-lmic-reports/master/AFG/projections.csv
https://raw.githubusercontent.com/mrc-ide/global-lmic-reports/master/AFG/projections.csv
https://raw.githubusercontent.com/mrc-ide/global-lmic-reports/master/AFG/projections.csv
https://raw.githubusercontent.com/mrc-ide/global-lmic-reports/master/AFG/projections.csv
https://raw.githubusercontent.com/mrc-ide/global-lmic-reports/master/AFG/projections.csv
https://raw.githubusercontent.com/mrc-ide/global-lmic-reports/master/AFG/projections.csv
https://raw.githubusercontent.com/mrc-ide/global-lmic-reports/master/AFG/projections.csv
https://raw.githubusercontent.com/mrc-ide/global-lmic-reports/master/AFG/projections.csv
https://raw.githubusercontent.com/mrc-ide/global-lmic-reports/master/AFG/projections.csv
https://raw.githubusercontent.com/mrc-ide/global-lmic-reports/master/AFG/projections.csv
https://raw.githubusercontent.com/mrc-ide/global-lmic-reports/master/AFG/projections.csv
https://raw.githubusercontent.com/mrc-ide/global-lmic-reports/master/AFG/projections.csv
https://raw.githubusercontent.com/mrc-ide/global-lmic-reports/master/AFG/projections.csv
https://raw.githubusercontent.com/mrc-ide/global-lmic-reports/master/AFG/projections.csv
https://raw.githubusercontent.com/mrc-ide/global-lmic-reports/master/AFG/projections.csv
https://raw.githubusercontent.com/mrc-ide/global-lmic-reports/master/AFG/projections.csv
https://raw.githubusercontent.com/mrc-ide/global-lmic-reports/master/AFG/projections.csv
https://raw.githubusercontent.com/mrc-ide/global-lmic-reports/master/AFG/projections.csv
https://raw.githubusercontent.com/mrc-ide/global-lmic-reports/master/AFG/projections.csv
https://raw.githubusercontent.com/mrc-ide/global-lmic-reports/master/AFG/projections.csv
https://raw.githubusercontent.com/mrc-ide/global-lmic-reports/master/AFG/projections.csv
https://raw.githubusercontent.com/mrc-ide/global-lmic-reports/master/AFG/projections.csv
https://raw.githubusercontent.com/mrc-ide/global-lmic-reports/master/AFG/projections.csv
https://raw.githubusercontent.com/mrc-ide/global-lmic-reports/master/AFG/projections.csv
https://raw.githubusercontent.com/mrc-ide/global-lmic-reports/master/AFG/projections.csv
https://raw.githubusercontent.com/mrc-ide/global-lmic-reports/master/AFG/projections.csv
https://raw.githubusercontent.com/mrc-ide/global-lmic-reports/master/AFG/projections.csv
https://raw.githubusercontent.com/mrc-ide/global-lmic-reports/master/AFG/projections.csv
https://raw.githubusercontent.com/mrc-ide/global-lmic-reports/master/AFG/projections.csv
https://raw.githubusercontent.com/mrc-ide/global-lmic-reports/master/AFG/projections.csv
https://raw.githubusercontent.com/mrc-ide/global-lmic-reports/master/AFG/projections.csv
https://raw.githubusercontent.com/mrc-ide/global-lmic-reports/master/AFG/projections.csv
https://raw.githubusercontent.com/mrc-ide/global-lmic-reports/master/AFG/projections.csv
https://raw.githubusercontent.com/mrc-ide/global-lmic-reports/master/AFG/projections.csv
https://raw.githubusercontent.com/mrc-ide/global-lmic-reports/master/AFG/projections.csv
https://raw.githubusercontent.com/mrc-ide/global-lmic-reports/master/AFG/projections.csv
https://raw.githubusercontent.com/mrc-ide/global-lmic-reports/master/AFG/projections.csv
https://raw.githubusercontent.com/mrc-ide/global-lmic-reports/master/AFG/projections.csv
https://raw.githubusercontent.com/mrc-ide/global-lmic-reports/master/AFG/projections.csv
https://raw.githubusercontent.com/mrc-ide/global-lmic-reports/master/AFG/projections.csv
https://raw.githubusercontent.com/mrc-ide/global-lmic-reports/master/AFG/projections.csv
https://raw.githubusercontent.com/mrc-ide/global-lmic-reports/master/AFG/projections.csv
https://raw.githubusercontent.com/mrc-ide/global-lmic-reports/master/AFG/projections.csv
https://raw.githubusercontent.com/mrc-ide/global-lmic-reports/master/AFG/projections.csv
https://raw.githubusercontent.com/mrc-ide/global-lmic-reports/master/AFG/projections.csv
https://raw.githubusercontent.com/mrc-ide/global-lmic-reports/master/AFG/projections.csv
https://raw.githubusercontent.com/mrc-ide/global-lmic-reports/master/AFG/projections.csv
https://raw.githubusercontent.com/mrc-ide/global-lmic-reports/master/AFG/projections.csv
https://raw.githubusercontent.com/mrc-ide/global-lmic-reports/master/AFG/projections.csv
https://raw.githubusercontent.com/mrc-ide/global-lmic-reports/master/AFG/projections.csv
https://raw.githubusercontent.com/mrc-ide/global-lmic-reports/master/AFG/projections.csv
https://raw.githubusercontent.com/mrc-ide/global-lmic-reports/master/AFG/projections.csv
https://raw.githubusercontent.com/mrc-ide/global-lmic-reports/master/AFG/projections.csv
https://raw.githubusercontent.com/mrc-ide/global-lmic-reports/master/AFG/projections.csv
https://raw.githubusercontent.com/mrc-ide/global-lmic-reports/master/AFG/projections.csv
https://raw.githubusercontent.com/mrc-ide/global-lmic-reports/master/AFG/projections.csv
https://raw.githubusercontent.com/mrc-ide/global-lmic-reports/master/AFG/projections.csv
https://raw.githubusercontent.com/mrc-ide/global-lmic-reports/master/AFG/projections.csv
https://raw.githubusercontent.com/mrc-ide/global-lmic-reports/master/AFG/projections.csv
https://raw.githubusercontent.com/mrc-ide/global-lmic-reports/master/AFG/projections.csv
https://raw.githubusercontent.com/mrc-ide/global-lmic-reports/master/AFG/projections.csv
https://raw.githubusercontent.com/mrc-ide/global-lmic-reports/master/AFG/projections.csv
https://raw.githubusercontent.com/mrc-ide/global-lmic-reports/master/AFG/projections.csv
https://raw.githubusercontent.com/mrc-ide/global-lmic-reports/master/AFG/projections.csv
https://raw.githubusercontent.com/mrc-ide/global-lmic-reports/master/AFG/projections.csv
https://raw.githubusercontent.com/mrc-ide/global-lmic-reports/master/AFG/projections.csv
https://raw.githubusercontent.com/mrc-ide/global-lmic-reports/master/AFG/projections.csv
https://raw.githubusercontent.com/mrc-ide/global-lmic-reports/master/AFG/projections.csv
https://raw.githubusercontent.com/mrc-ide/global-lmic-reports/master/AFG/projections.csv
https://raw.githubusercontent.com/mrc-ide/global-lmic-reports/master/AFG/projections.csv
https://raw.githubusercontent.com/mrc-ide/global-lmic-reports/master/AFG/projections.csv
https://raw.githubusercontent.com/mrc-ide/global-lmic-reports/master/AFG/projections.csv
https://raw.githubusercontent.com/mrc-ide/global-lmic-reports/master/AFG/projections.csv
https://raw.githubusercontent.com/mrc-ide/global-lmic-reports/master/AFG/projections.csv
https://raw.githubusercontent.com/mrc-ide/global-lmic-reports/master/AFG/projections.csv
https://raw.githubusercontent.com/mrc-ide/global-lmic-reports/master/AFG/projections.csv
https://raw.githubusercontent.com/mrc-ide/global-lmic-reports/master/AFG/projections.csv
https://raw.githubusercontent.com/mrc-ide/global-lmic-reports/master/AFG/projections.csv
https://raw.githubusercontent.com/mrc-ide/global-lmic-reports/master/AFG/projections.csv
https://raw.githubusercontent.com/mrc-ide/global-lmic-reports/master/AFG/projections.csv
https://raw.githubusercontent.com/mrc-ide/global-lmic-reports/master/AFG/projections.csv
https://raw.githubusercontent.com/mrc-ide/global-lmic-reports/master/AFG/projections.csv
https://raw.githubusercontent.com/mrc-ide/global-lmic-reports/master/AFG/projections.csv
https://raw.githubusercontent.com/mrc-ide/global-lmic-reports/master/AFG/projections.csv
https://raw.githubusercontent.com/mrc-ide/global-lmic-reports/master/AFG/projections.csv
https://raw.githubusercontent.com/mrc-ide/global-lmic-reports/master/AFG/projections.csv
https://raw.githubusercontent.com/mrc-ide/global-lmic-reports/master/AFG/projections.csv
https://raw.githubusercontent.com/mrc-ide/global-lmic-reports/master/AFG/projections.csv
https://raw.githubusercontent.com/mrc-ide/global-lmic-reports/master/AFG/projections.csv
https://raw.githubusercontent.com/mrc-ide/global-lmic-reports/master/AFG/projections.csv
https://raw.githubusercontent.com/mrc-ide/global-lmic-reports/master/AFG/projections.csv
https://raw.githubusercontent.com/mrc-ide/global-lmic-reports/master/AFG/projections.csv
https://raw.githubusercontent.com/mrc-ide/global-lmic-reports/master/AFG/projections.csv
https://raw.githubusercontent.com/mrc-ide/global-lmic-reports/master/AFG/projections.csv
https://raw.githubusercontent.com/mrc-ide/global-lmic-reports/master/AFG/projections.csv
https://raw.githubusercontent.com/mrc-ide/global-lmic-reports/master/AFG/projections.csv
https://raw.githubusercontent.com/mrc-ide/global-lmic-reports/master/AFG/projections.csv
https://raw.githubusercontent.com/mrc-ide/global-lmic-reports/master/AFG/projections.csv
https://raw.githubusercontent.com/mrc-ide/global-lmic-reports/master/AFG/projections.csv
https://raw.githubusercontent.com/mrc-ide/global-lmic-reports/master/AFG/projections.csv
https://raw.githubusercontent.com/mrc-ide/global-lmic-reports/master/AFG/projections.csv
https://raw.githubusercontent.com/mrc-ide/global-lmic-reports/master/AFG/projections.csv
https://raw.githubusercontent.com/mrc-ide/global-lmic-reports/master/AFG/projections.csv
https://raw.githubusercontent.com/mrc-ide/global-lmic-reports/master/AFG/projections.csv
https://raw.githubusercontent.com/mrc-ide/global-lmic-reports/master/AFG/projections.csv
https://raw.githubusercontent.com/mrc-ide/global-lmic-reports/master/AFG/projections.csv
https://raw.githubusercontent.com/mrc-ide/global-lmic-reports/master/AFG/projections.csv
https://raw.githubusercontent.com/mrc-ide/global-lmic-reports/master/AFG/projections.csv
https://raw.githubusercontent.com/mrc-ide/global-lmic-reports/master/AFG/projections.csv
https://raw.githubusercontent.com/mrc-ide/global-lmic-reports/master/AFG/projections.csv
https://raw.githubusercontent.com/mrc-ide/global-lmic-reports/master/AFG/projections.csv
https://raw.githubusercontent.com/mrc-ide/global-lmic-reports/master/AFG/projections.csv
https://raw.githubusercontent.com/mrc-ide/global-lmic-reports/master/AFG/projections.csv
https://raw.githubusercontent.com/mrc-ide/global-lmic-reports/master/AFG/projections.csv
https://raw.githubusercontent.com/mrc-ide/global-lmic-reports/master/AFG/projections.csv
https://raw.githubusercontent.com/mrc-ide/global-lmic-reports/master/AFG/projections.csv
https://raw.githubusercontent.com/mrc-ide/global-lmic-reports/master/AFG/projections.csv
https://raw.githubusercontent.com/mrc-ide/global-lmic-reports/master/AFG/projections.csv
https://raw.githubusercontent.com/mrc-ide/global-lmic-reports/master/AFG/projections.csv
https://raw.githubusercontent.com/mrc-ide/global-lmic-reports/master/AFG/projections.csv
https://raw.githubusercontent.com/mrc-ide/global-lmic-reports/master/AFG/projections.csv
https://raw.githubusercontent.com/mrc-ide/global-lmic-reports/master/AFG/projections.csv
https://raw.githubusercontent.com/mrc-ide/global-lmic-reports/master/AFG/projections.csv
https://raw.githubusercontent.com/mrc-ide/global-lmic-reports/master/AFG/projections.csv
https://raw.githubusercontent.com/mrc-ide/global-lmic-reports/master/AFG/projections.csv
https://raw.githubusercontent.com/mrc-ide/global-lmic-reports/master/AFG/projections.csv
https://raw.githubusercontent.com/mrc-ide/global-lmic-reports/master/AFG/projections.csv
https://raw.githubusercontent.com/mrc-ide/global-lmic-reports/master/AFG/projections.csv
https://raw.githubusercontent.com/mrc-ide/global-lmic-reports/master/AFG/projections.csv
https://raw.githubusercontent.com/mrc-ide/global-lmic-reports/master/AFG/projections.csv
https://raw.githubusercontent.com/mrc-ide/global-lmic-reports/master/AFG/projections.csv
https://raw.githubusercontent.com/mrc-ide/global-lmic-reports/master/AFG/projections.csv
https://raw.githubusercontent.com/mrc-ide/global-lmic-reports/master/AFG/projections.csv
https://raw.githubusercontent.com/mrc-ide/global-lmic-reports/master/AFG/projections.csv
https://raw.githubusercontent.com/mrc-ide/global-lmic-reports/master/AFG/projections.csv
https://raw.githubusercontent.com/mrc-ide/global-lmic-reports/master/AFG/projections.csv
https://raw.githubusercontent.com/mrc-ide/global-lmic-reports/master/AFG/projections.csv
https://raw.githubusercontent.com/mrc-ide/global-lmic-reports/master/AFG/projections.csv
https://raw.githubusercontent.com/mrc-ide/global-lmic-reports/master/AFG/projections.csv
https://raw.githubusercontent.com/mrc-ide/global-lmic-reports/master/AFG/projections.csv
https://raw.githubusercontent.com/mrc-ide/global-lmic-reports/master/AFG/projections.csv
https://raw.githubusercontent.com/mrc-ide/global-lmic-reports/master/AFG/projections.csv
https://raw.githubusercontent.com/mrc-ide/global-lmic-reports/master/AFG/projections.csv
https://raw.githubusercontent.com/mrc-ide/global-lmic-reports/master/AFG/projections.csv
https://raw.githubusercontent.com/mrc-ide/global-lmic-reports/master/AFG/projections.csv
https://raw.githubusercontent.com/mrc-ide/global-lmic-reports/master/AFG/projections.csv
https://raw.githubusercontent.com/mrc-ide/global-lmic-reports/master/AFG/projections.csv
https://raw.githubusercontent.com/mrc-ide/global-lmic-reports/master/AFG/projections.csv
https://raw.githubusercontent.com/mrc-ide/global-lmic-reports/master/AFG/projections.csv
https://raw.githubusercontent.com/mrc-ide/global-lmic-reports/master/AFG/projections.csv
https://raw.githubusercontent.com/mrc-ide/global-lmic-reports/master/AFG/projections.csv
https://raw.githubusercontent.com/mrc-ide/global-lmic-reports/master/AFG/projections.csv
https://raw.githubusercontent.com/mrc-ide/global-lmic-reports/master/AFG/projections.csv
https://raw.githubusercontent.com/mrc-ide/global-lmic-reports/master/AFG/projections.csv
https://raw.githubusercontent.com/mrc-ide/global-lmic-reports/master/AFG/projections.csv
https://raw.githubusercontent.com/mrc-ide/global-lmic-reports/master/AFG/projections.csv
https://raw.githubusercontent.com/mrc-ide/global-lmic-reports/master/AFG/projections.csv
https://raw.githubusercontent.com/mrc-ide/global-lmic-reports/master/AFG/projections.csv
https://raw.githubusercontent.com/mrc-ide/global-lmic-reports/master/AFG/projections.csv
https://raw.githubusercontent.com/mrc-ide/global-lmic-reports/master/AFG/projections.csv
https://raw.githubusercontent.com/mrc-ide/global-lmic-reports/master/AFG/projections.csv
https://raw.githubusercontent.com/mrc-ide/global-lmic-reports/master/AFG/projections.csv
https://raw.githubusercontent.com/mrc-ide/global-lmic-reports/master/AFG/projections.csv
https://raw.githubusercontent.com/mrc-ide/global-lmic-reports/master/AFG/projections.csv
https://raw.githubusercontent.com/mrc-ide/global-lmic-reports/master/AFG/projections.csv
https://raw.githubusercontent.com/mrc-ide/global-lmic-reports/master/AFG/projections.csv
https://raw.githubusercontent.com/mrc-ide/global-lmic-reports/master/AFG/projections.csv
https://raw.githubusercontent.com/mrc-ide/global-lmic-reports/master/AFG/projections.csv
https://raw.githubusercontent.com/mrc-ide/global-lmic-reports/master/AFG/projections.csv
https://raw.githubusercontent.com/mrc-ide/global-lmic-reports/master/AFG/projections.csv
https://raw.githubusercontent.com/mrc-ide/global-lmic-reports/master/AFG/projections.csv
https://raw.githubusercontent.com/mrc-ide/global-lmic-reports/master/AFG/projections.csv
https://raw.githubusercontent.com/mrc-ide/global-lmic-reports/master/AFG/projections.csv
https://raw.githubusercontent.com/mrc-ide/global-lmic-reports/master/AFG/projections.csv
https://raw.githubusercontent.com/mrc-ide/global-lmic-reports/master/AFG/projections.csv
https://raw.githubusercontent.com/mrc-ide/global-lmic-reports/master/AFG/projections.csv
https://raw.githubusercontent.com/mrc-ide/global-lmic-reports/master/AFG/projections.csv
https://raw.githubusercontent.com/mrc-ide/global-lmic-reports/master/AFG/projections.csv
https://raw.githubusercontent.com/mrc-ide/global-lmic-reports/master/AFG/projections.csv
https://raw.githubusercontent.com/mrc-ide/global-lmic-reports/master/AFG/projections.csv
https://raw.githubusercontent.com/mrc-ide/global-lmic-reports/master/AFG/projections.csv
https://raw.githubusercontent.com/mrc-ide/global-lmic-reports/master/AFG/projections.csv
https://raw.githubusercontent.com/mrc-ide/global-lmic-reports/master/AFG/projections.csv
https://raw.githubusercontent.com/mrc-ide/global-lmic-reports/master/AFG/projections.csv
https://raw.githubusercontent.com/mrc-ide/global-lmic-reports/master/AFG/projections.csv
https://raw.githubusercontent.com/mrc-ide/global-lmic-reports/master/AFG/projections.csv
https://raw.githubusercontent.com/mrc-ide/global-lmic-reports/master/AFG/projections.csv
https://raw.githubusercontent.com/mrc-ide/global-lmic-reports/master/AFG/projections.csv
https://raw.githubusercontent.com/mrc-ide/global-lmic-reports/master/AFG/projections.csv
https://raw.githubusercontent.com/mrc-ide/global-lmic-reports/master/AFG/projections.csv
https://raw.githubusercontent.com/mrc-ide/global-lmic-reports/master/AFG/projections.csv
https://raw.githubusercontent.com/mrc-ide/global-lmic-reports/master/AFG/projections.csv
https://raw.githubusercontent.com/mrc-ide/global-lmic-reports/master/AFG/projections.csv
https://raw.githubusercontent.com/mrc-ide/global-lmic-reports/master/AFG/projections.csv
https://raw.githubusercontent.com/mrc-ide/global-lmic-reports/master/AFG/projections.csv
https://raw.githubusercontent.com/mrc-ide/global-lmic-reports/master/AFG/projections.csv
https://raw.githubusercontent.com/mrc-ide/global-lmic-reports/master/AFG/projections.csv
https://raw.githubusercontent.com/mrc-ide/global-lmic-reports/master/AFG/projections.csv
https://raw.githubusercontent.com/mrc-ide/global-lmic-reports/master/AFG/projections.csv
https://raw.githubusercontent.com/mrc-ide/global-lmic-reports/master/AFG/projections.csv
https://raw.githubusercontent.com/mrc-ide/global-lmic-reports/master/AFG/projections.csv
https://raw.githubusercontent.com/mrc-ide/global-lmic-reports/master/AFG/projections.csv
https://raw.githubusercontent.com/mrc-ide/global-lmic-reports/master/AFG/projections.csv
https://raw.githubusercontent.com/mrc-ide/global-lmic-reports/master/AFG/projections.csv
https://raw.githubusercontent.com/mrc-ide/global-lmic-reports/master/AFG/projections.csv
https://raw.githubusercontent.com/mrc-ide/global-lmic-reports/master/AFG/projections.csv
https://raw.githubusercontent.com/mrc-ide/global-lmic-reports/master/AFG/projections.csv
https://raw.githubusercontent.com/mrc-ide/global-lmic-reports/master/AFG/projections.csv
https://raw.githubusercontent.com/mrc-ide/global-lmic-reports/master/AFG/projections.csv
https://raw.githubusercontent.com/mrc-ide/global-lmic-reports/master/AFG/projections.csv
https://raw.githubusercontent.com/mrc-ide/global-lmic-reports/master/AFG/projections.csv
https://raw.githubusercontent.com/mrc-ide/global-lmic-reports/master/AFG/projections.csv
https://raw.githubusercontent.com/mrc-ide/global-lmic-reports/master/AFG/projections.csv
https://raw.githubusercontent.com/mrc-ide/global-lmic-reports/master/AFG/projections.csv
https://raw.githubusercontent.com/mrc-ide/global-lmic-reports/master/AFG/projections.csv
https://raw.githubusercontent.com/mrc-ide/global-lmic-reports/master/AFG/projections.csv
https://raw.githubusercontent.com/mrc-ide/global-lmic-reports/master/AFG/projections.csv
https://raw.githubusercontent.com/mrc-ide/global-lmic-reports/master/AFG/projections.csv
https://raw.githubusercontent.com/mrc-ide/global-lmic-reports/master/AFG/projections.csv
https://raw.githubusercontent.com/mrc-ide/global-lmic-reports/master/AFG/projections.csv
https://raw.githubusercontent.com/mrc-ide/global-lmic-reports/master/AFG/projections.csv
https://raw.githubusercontent.com/mrc-ide/global-lmic-reports/master/AFG/projections.csv
https://raw.githubusercontent.com/mrc-ide/global-lmic-reports/master/AFG/projections.csv
https://raw.githubusercontent.com/mrc-ide/global-lmic-reports/master/AFG/projections.csv
https://raw.githubusercontent.com/mrc-ide/global-lmic-reports/master/AFG/projections.csv
https://raw.githubusercontent.com/mrc-ide/global-lmic-reports/master/AFG/projections.csv
https://raw.githubusercontent.com/mrc-ide/global-lmic-reports/master/AFG/projections.csv
https://raw.githubusercontent.com/mrc-ide/global-lmic-reports/master/AFG/projections.csv
https://raw.githubusercontent.com/mrc-ide/global-lmic-reports/master/AFG/projections.csv
https://raw.githubusercontent.com/mrc-ide/global-lmic-reports/master/AFG/projections.csv
https://raw.githubusercontent.com/mrc-ide/global-lmic-reports/master/AFG/projections.csv
https://raw.githubusercontent.com/mrc-ide/global-lmic-reports/master/AFG/projections.csv
https://raw.githubusercontent.com/mrc-ide/global-lmic-reports/master/AFG/projections.csv
https://raw.githubusercontent.com/mrc-ide/global-lmic-reports/master/AFG/projections.csv
https://raw.githubusercontent.com/mrc-ide/global-lmic-reports/master/AFG/projections.csv
https://raw.githubusercontent.com/mrc-ide/global-lmic-reports/master/AFG/projections.csv
https://raw.githubusercontent.com/mrc-ide/global-lmic-reports/master/AFG/projections.csv
https://raw.githubusercontent.com/mrc-ide/global-lmic-reports/master/AFG/projections.csv
https://raw.githubusercontent.com/mrc-ide/global-lmic-reports/master/AFG/projections.csv
https://raw.githubusercontent.com/mrc-ide/global-lmic-reports/master/AFG/projections.csv
https://raw.githubusercontent.com/mrc-ide/global-lmic-reports/master/AFG/projections.csv
https://raw.githubusercontent.com/mrc-ide/global-lmic-reports/master/AFG/projections.csv
https://raw.githubusercontent.com/mrc-ide/global-lmic-reports/master/AFG/projections.csv
https://raw.githubusercontent.com/mrc-ide/global-lmic-reports/master/AFG/projections.csv
https://raw.githubusercontent.com/mrc-ide/global-lmic-reports/master/AFG/projections.csv
https://raw.githubusercontent.com/mrc-ide/global-lmic-reports/master/AFG/projections.csv
https://raw.githubusercontent.com/mrc-ide/global-lmic-reports/master/AFG/projections.csv
https://raw.githubusercontent.com/mrc-ide/global-lmic-reports/master/AFG/projections.csv
https://raw.githubusercontent.com/mrc-ide/global-lmic-reports/master/AFG/projections.csv
https://raw.githubusercontent.com/mrc-ide/global-lmic-reports/master/AFG/projections.csv
https://raw.githubusercontent.com/mrc-ide/global-lmic-reports/master/AFG/projections.csv
https://raw.githubusercontent.com/mrc-ide/global-lmic-reports/master/AFG/projections.csv
https://raw.githubusercontent.com/mrc-ide/global-lmic-reports/master/AFG/projections.csv
https://raw.githubusercontent.com/mrc-ide/global-lmic-reports/master/AFG/projections.csv
https://raw.githubusercontent.com/mrc-ide/global-lmic-reports/master/AFG/projections.csv
https://raw.githubusercontent.com/mrc-ide/global-lmic-reports/master/AFG/projections.csv
https://raw.githubusercontent.com/mrc-ide/global-lmic-reports/master/AFG/projections.csv
https://raw.githubusercontent.com/mrc-ide/global-lmic-reports/master/AFG/projections.csv
https://raw.githubusercontent.com/mrc-ide/global-lmic-reports/master/AFG/projections.csv
https://raw.githubusercontent.com/mrc-ide/global-lmic-reports/master/AFG/projections.csv
https://raw.githubusercontent.com/mrc-ide/global-lmic-reports/master/AFG/projections.csv
https://raw.githubusercontent.com/mrc-ide/global-lmic-reports/master/AFG/projections.csv
https://raw.githubusercontent.com/mrc-ide/global-lmic-reports/master/AFG/projections.csv
https://raw.githubusercontent.com/mrc-ide/global-lmic-reports/master/AFG/projections.csv
https://raw.githubusercontent.com/mrc-ide/global-lmic-reports/master/AFG/projections.csv
https://raw.githubusercontent.com/mrc-ide/global-lmic-reports/master/AFG/projections.csv
https://raw.githubusercontent.com/mrc-ide/global-lmic-reports/master/AFG/projections.csv
https://raw.githubusercontent.com/mrc-ide/global-lmic-reports/master/AFG/projections.csv
https://raw.githubusercontent.com/mrc-ide/global-lmic-reports/master/AFG/projections.csv
https://raw.githubusercontent.com/mrc-ide/global-lmic-reports/master/AFG/projections.csv
https://raw.githubusercontent.com/mrc-ide/global-lmic-reports/master/AFG/projections.csv
https://raw.githubusercontent.com/mrc-ide/global-lmic-reports/master/AFG/projections.csv
https://raw.githubusercontent.com/mrc-ide/global-lmic-reports/master/AFG/projections.csv
https://raw.githubusercontent.com/mrc-ide/global-lmic-reports/master/AFG/projections.csv
https://raw.githubusercontent.com/mrc-ide/global-lmic-reports/master/AFG/projections.csv
https://raw.githubusercontent.com/mrc-ide/global-lmic-reports/master/AFG/projections.csv
https://raw.githubusercontent.com/mrc-ide/global-lmic-reports/master/AFG/projections.csv
https://raw.githubusercontent.com/mrc-ide/global-lmic-reports/master/AFG/projections.csv
https://raw.githubusercontent.com/mrc-ide/global-lmic-reports/master/AFG/projections.csv
https://raw.githubusercontent.com/mrc-ide/global-lmic-reports/master/AFG/projections.csv
https://raw.githubusercontent.com/mrc-ide/global-lmic-reports/master/AFG/projections.csv
https://raw.githubusercontent.com/mrc-ide/global-lmic-reports/master/AFG/projections.csv
https://raw.githubusercontent.com/mrc-ide/global-lmic-reports/master/AFG/projections.csv
https://raw.githubusercontent.com/mrc-ide/global-lmic-reports/master/AFG/projections.csv
https://raw.githubusercontent.com/mrc-ide/global-lmic-reports/master/AFG/projections.csv
https://raw.githubusercontent.com/mrc-ide/global-lmic-reports/master/AFG/projections.csv
https://raw.githubusercontent.com/mrc-ide/global-lmic-reports/master/AFG/projections.csv
https://raw.githubusercontent.com/mrc-ide/global-lmic-reports/master/AFG/projections.csv
https://raw.githubusercontent.com/mrc-ide/global-lmic-reports/master/AFG/projections.csv
https://raw.githubusercontent.com/mrc-ide/global-lmic-reports/master/AFG/projections.csv
https://raw.githubusercontent.com/mrc-ide/global-lmic-reports/master/AFG/projections.csv
https://raw.githubusercontent.com/mrc-ide/global-lmic-reports/master/AFG/projections.csv
https://raw.githubusercontent.com/mrc-ide/global-lmic-reports/master/AFG/projections.csv
https://raw.githubusercontent.com/mrc-ide/global-lmic-reports/master/AFG/projections.csv
https://raw.githubusercontent.com/mrc-ide/global-lmic-reports/master/AFG/projections.csv
https://raw.githubusercontent.com/mrc-ide/global-lmic-reports/master/AFG/projections.csv
https://raw.githubusercontent.com/mrc-ide/global-lmic-reports/master/AFG/projections.csv
https://raw.githubusercontent.com/mrc-ide/global-lmic-reports/master/AFG/projections.csv
https://raw.githubusercontent.com/mrc-ide/global-lmic-reports/master/AFG/projections.csv
https://raw.githubusercontent.com/mrc-ide/global-lmic-reports/master/AFG/projections.csv
https://raw.githubusercontent.com/mrc-ide/global-lmic-reports/master/AFG/projections.csv
https://raw.githubusercontent.com/mrc-ide/global-lmic-reports/master/AFG/projections.csv
https://raw.githubusercontent.com/mrc-ide/global-lmic-reports/master/AFG/projections.csv
https://raw.githubusercontent.com/mrc-ide/global-lmic-reports/master/AFG/projections.csv
https://raw.githubusercontent.com/mrc-ide/global-lmic-reports/master/AFG/projections.csv
https://raw.githubusercontent.com/mrc-ide/global-lmic-reports/master/AFG/projections.csv
https://raw.githubusercontent.com/mrc-ide/global-lmic-reports/master/AFG/projections.csv
https://raw.githubusercontent.com/mrc-ide/global-lmic-reports/master/AFG/projections.csv
https://raw.githubusercontent.com/mrc-ide/global-lmic-reports/master/AFG/projections.csv
https://raw.githubusercontent.com/mrc-ide/global-lmic-reports/master/AFG/projections.csv
https://raw.githubusercontent.com/mrc-ide/global-lmic-reports/master/AFG/projections.csv
https://raw.githubusercontent.com/mrc-ide/global-lmic-reports/master/AFG/projections.csv
https://raw.githubusercontent.com/mrc-ide/global-lmic-reports/master/AFG/projections.csv
https://raw.githubusercontent.com/mrc-ide/global-lmic-reports/master/AFG/projections.csv
https://raw.githubusercontent.com/mrc-ide/global-lmic-reports/master/AFG/projections.csv
https://raw.githubusercontent.com/mrc-ide/global-lmic-reports/master/AFG/projections.csv
https://raw.githubusercontent.com/mrc-ide/global-lmic-reports/master/AFG/projections.csv
https://raw.githubusercontent.com/mrc-ide/global-lmic-reports/master/AFG/projections.csv
https://raw.githubusercontent.com/mrc-ide/global-lmic-reports/master/AFG/projections.csv
https://raw.githubusercontent.com/mrc-ide/global-lmic-reports/master/AFG/projections.csv
https://raw.githubusercontent.com/mrc-ide/global-lmic-reports/master/AFG/projections.csv
https://raw.githubusercontent.com/mrc-ide/global-lmic-reports/master/AFG/projections.csv
https://raw.githubusercontent.com/mrc-ide/global-lmic-reports/master/AFG/projections.csv
https://raw.githubusercontent.com/mrc-ide/global-lmic-reports/master/AFG/projections.csv
https://raw.githubusercontent.com/mrc-ide/global-lmic-reports/master/AFG/projections.csv
https://raw.githubusercontent.com/mrc-ide/global-lmic-reports/master/AFG/projections.csv
https://raw.githubusercontent.com/mrc-ide/global-lmic-reports/master/AFG/projections.csv
https://raw.githubusercontent.com/mrc-ide/global-lmic-reports/master/AFG/projections.csv
https://raw.githubusercontent.com/mrc-ide/global-lmic-reports/master/AFG/projections.csv
https://raw.githubusercontent.com/mrc-ide/global-lmic-reports/master/AFG/projections.csv
https://raw.githubusercontent.com/mrc-ide/global-lmic-reports/master/AFG/projections.csv
https://raw.githubusercontent.com/mrc-ide/global-lmic-reports/master/AFG/projections.csv
https://raw.githubusercontent.com/mrc-ide/global-lmic-reports/master/AFG/projections.csv
https://raw.githubusercontent.com/mrc-ide/global-lmic-reports/master/AFG/projections.csv
https://raw.githubusercontent.com/mrc-ide/global-lmic-reports/master/AFG/projections.csv
https://raw.githubusercontent.com/mrc-ide/global-lmic-reports/master/AFG/projections.csv
https://raw.githubusercontent.com/mrc-ide/global-lmic-reports/master/AFG/projections.csv
https://raw.githubusercontent.com/mrc-ide/global-lmic-reports/master/AFG/projections.csv
https://raw.githubusercontent.com/mrc-ide/global-lmic-reports/master/AFG/projections.csv
https://raw.githubusercontent.com/mrc-ide/global-lmic-reports/master/AFG/projections.csv
https://raw.githubusercontent.com/mrc-ide/global-lmic-reports/master/AFG/projections.csv
https://raw.githubusercontent.com/mrc-ide/global-lmic-reports/master/AFG/projections.csv
https://raw.githubusercontent.com/mrc-ide/global-lmic-reports/master/AFG/projections.csv
https://raw.githubusercontent.com/mrc-ide/global-lmic-reports/master/AFG/projections.csv
https://raw.githubusercontent.com/mrc-ide/global-lmic-reports/master/AFG/projections.csv
https://raw.githubusercontent.com/mrc-ide/global-lmic-reports/master/AFG/projections.csv
https://raw.githubusercontent.com/mrc-ide/global-lmic-reports/master/AFG/projections.csv
https://raw.githubusercontent.com/mrc-ide/global-lmic-reports/master/AFG/projections.csv
https://raw.githubusercontent.com/mrc-ide/global-lmic-reports/master/AFG/projections.csv
https://raw.githubusercontent.com/mrc-ide/global-lmic-reports/master/AFG/projections.csv
https://raw.githubusercontent.com/mrc-ide/global-lmic-reports/master/AFG/projections.csv
https://raw.githubusercontent.com/mrc-ide/global-lmic-reports/master/AFG/projections.csv
https://raw.githubusercontent.com/mrc-ide/global-lmic-reports/master/AFG/projections.csv
https://raw.githubusercontent.com/mrc-ide/global-lmic-reports/master/AFG/projections.csv
https://raw.githubusercontent.com/mrc-ide/global-lmic-reports/master/AFG/projections.csv
https://raw.githubusercontent.com/mrc-ide/global-lmic-reports/master/AFG/projections.csv
https://raw.githubusercontent.com/mrc-ide/global-lmic-reports/master/AFG/projections.csv
https://raw.githubusercontent.com/mrc-ide/global-lmic-reports/master/AFG/projections.csv
https://raw.githubusercontent.com/mrc-ide/global-lmic-reports/master/AFG/projections.csv
https://raw.githubusercontent.com/mrc-ide/global-lmic-reports/master/AFG/projections.csv
https://raw.githubusercontent.com/mrc-ide/global-lmic-reports/master/AFG/projections.csv
https://raw.githubusercontent.com/mrc-ide/global-lmic-reports/master/AFG/projections.csv
https://raw.githubusercontent.com/mrc-ide/global-lmic-reports/master/AFG/projections.csv
https://raw.githubusercontent.com/mrc-ide/global-lmic-reports/master/AFG/projections.csv
https://raw.githubusercontent.com/mrc-ide/global-lmic-reports/master/AFG/projections.csv
https://raw.githubusercontent.com/mrc-ide/global-lmic-reports/master/AFG/projections.csv
https://raw.githubusercontent.com/mrc-ide/global-lmic-reports/master/AFG/projections.csv
https://raw.githubusercontent.com/mrc-ide/global-lmic-reports/master/AFG/projections.csv
https://raw.githubusercontent.com/mrc-ide/global-lmic-reports/master/AFG/projections.csv
https://raw.githubusercontent.com/mrc-ide/global-lmic-reports/master/AFG/projections.csv
https://raw.githubusercontent.com/mrc-ide/global-lmic-reports/master/AFG/projections.csv
https://raw.githubusercontent.com/mrc-ide/global-lmic-reports/master/AFG/projections.csv
https://raw.githubusercontent.com/mrc-ide/global-lmic-reports/master/AFG/projections.csv
https://raw.githubusercontent.com/mrc-ide/global-lmic-reports/master/AFG/projections.csv
https://raw.githubusercontent.com/mrc-ide/global-lmic-reports/master/AFG/projections.csv
https://raw.githubusercontent.com/mrc-ide/global-lmic-reports/master/AFG/projections.csv
https://raw.githubusercontent.com/mrc-ide/global-lmic-reports/master/AFG/projections.csv
https://raw.githubusercontent.com/mrc-ide/global-lmic-reports/master/AFG/projections.csv
https://raw.githubusercontent.com/mrc-ide/global-lmic-reports/master/AFG/projections.csv
https://raw.githubusercontent.com/mrc-ide/global-lmic-reports/master/AFG/projections.csv
https://raw.githubusercontent.com/mrc-ide/global-lmic-reports/master/AFG/projections.csv
https://raw.githubusercontent.com/mrc-ide/global-lmic-reports/master/AFG/projections.csv
https://raw.githubusercontent.com/mrc-ide/global-lmic-reports/master/AFG/projections.csv
https://raw.githubusercontent.com/mrc-ide/global-lmic-reports/master/AFG/projections.csv
https://raw.githubusercontent.com/mrc-ide/global-lmic-reports/master/AFG/projections.csv
https://raw.githubusercontent.com/mrc-ide/global-lmic-reports/master/AFG/projections.csv
https://raw.githubusercontent.com/mrc-ide/global-lmic-reports/master/AFG/projections.csv
https://raw.githubusercontent.com/mrc-ide/global-lmic-reports/master/AFG/projections.csv
https://raw.githubusercontent.com/mrc-ide/global-lmic-reports/master/AFG/projections.csv
https://raw.githubusercontent.com/mrc-ide/global-lmic-reports/master/AFG/projections.csv
https://raw.githubusercontent.com/mrc-ide/global-lmic-reports/master/AFG/projections.csv
https://raw.githubusercontent.com/mrc-ide/global-lmic-reports/master/AFG/projections.csv
https://raw.githubusercontent.com/mrc-ide/global-lmic-reports/master/AFG/projections.csv
https://raw.githubusercontent.com/mrc-ide/global-lmic-reports/master/AFG/projections.csv
https://raw.githubusercontent.com/mrc-ide/global-lmic-reports/master/AFG/projections.csv
https://raw.githubusercontent.com/mrc-ide/global-lmic-reports/master/AFG/projections.csv
https://raw.githubusercontent.com/mrc-ide/global-lmic-reports/master/AFG/projections.csv
https://raw.githubusercontent.com/mrc-ide/global-lmic-reports/master/AFG/projections.csv
https://raw.githubusercontent.com/mrc-ide/global-lmic-reports/master/AFG/projections.csv
https://raw.githubusercontent.com/mrc-ide/global-lmic-reports/master/AFG/projections.csv
https://raw.githubusercontent.com/mrc-ide/global-lmic-reports/master/AFG/projections.csv
https://raw.githubusercontent.com/mrc-ide/global-lmic-reports/master/AFG/projections.csv
https://raw.githubusercontent.com/mrc-ide/global-lmic-reports/master/AFG/projections.csv
https://raw.githubusercontent.com/mrc-ide/global-lmic-reports/master/AFG/projections.csv
https://raw.githubusercontent.com/mrc-ide/global-lmic-reports/master/AFG/projections.csv
https://raw.githubusercontent.com/mrc-ide/global-lmic-reports/master/AFG/projections.csv
https://raw.githubusercontent.com/mrc-ide/global-lmic-reports/master/AFG/projections.csv
https://raw.githubusercontent.com/mrc-ide/global-lmic-reports/master/AFG/projections.csv
https://raw.githubusercontent.com/mrc-ide/global-lmic-reports/master/AFG/projections.csv
https://raw.githubusercontent.com/mrc-ide/global-lmic-reports/master/AFG/projections.csv
https://raw.githubusercontent.com/mrc-ide/global-lmic-reports/master/AFG/projections.csv
https://raw.githubusercontent.com/mrc-ide/global-lmic-reports/master/AFG/projections.csv
https://raw.githubusercontent.com/mrc-ide/global-lmic-reports/master/AFG/projections.csv
https://raw.githubusercontent.com/mrc-ide/global-lmic-reports/master/AFG/projections.csv
https://raw.githubusercontent.com/mrc-ide/global-lmic-reports/master/AFG/projections.csv
https://raw.githubusercontent.com/mrc-ide/global-lmic-reports/master/AFG/projections.csv
https://raw.githubusercontent.com/mrc-ide/global-lmic-reports/master/AFG/projections.csv
https://raw.githubusercontent.com/mrc-ide/global-lmic-reports/master/AFG/projections.csv
https://raw.githubusercontent.com/mrc-ide/global-lmic-reports/master/AFG/projections.csv
https://raw.githubusercontent.com/mrc-ide/global-lmic-reports/master/AFG/projections.csv
https://raw.githubusercontent.com/mrc-ide/global-lmic-reports/master/AFG/projections.csv
https://raw.githubusercontent.com/mrc-ide/global-lmic-reports/master/AFG/projections.csv
https://raw.githubusercontent.com/mrc-ide/global-lmic-reports/master/AFG/projections.csv
https://raw.githubusercontent.com/mrc-ide/global-lmic-reports/master/AFG/projections.csv
https://raw.githubusercontent.com/mrc-ide/global-lmic-reports/master/AFG/projections.csv
https://raw.githubusercontent.com/mrc-ide/global-lmic-reports/master/AFG/projections.csv
https://raw.githubusercontent.com/mrc-ide/global-lmic-reports/master/AFG/projections.csv
https://raw.githubusercontent.com/mrc-ide/global-lmic-reports/master/AFG/projections.csv
https://raw.githubusercontent.com/mrc-ide/global-lmic-reports/master/AFG/projections.csv
https://raw.githubusercontent.com/mrc-ide/global-lmic-reports/master/AFG/projections.csv
https://raw.githubusercontent.com/mrc-ide/global-lmic-reports/master/AFG/projections.csv
https://raw.githubusercontent.com/mrc-ide/global-lmic-reports/master/AFG/projections.csv
https://raw.githubusercontent.com/mrc-ide/global-lmic-reports/master/AFG/projections.csv
https://raw.githubusercontent.com/mrc-ide/global-lmic-reports/master/AFG/projections.csv
https://raw.githubusercontent.com/mrc-ide/global-lmic-reports/master/AFG/projections.csv
https://raw.githubusercontent.com/mrc-ide/global-lmic-reports/master/AFG/projections.csv
https://raw.githubusercontent.com/mrc-ide/global-lmic-reports/master/AFG/projections.csv
https://raw.githubusercontent.com/mrc-ide/global-lmic-reports/master/AFG/projections.csv
https://raw.githubusercontent.com/mrc-ide/global-lmic-reports/master/AFG/projections.csv
https://raw.githubusercontent.com/mrc-ide/global-lmic-reports/master/AFG/projections.csv
https://raw.githubusercontent.com/mrc-ide/global-lmic-reports/master/AFG/projections.csv
https://raw.githubusercontent.com/mrc-ide/global-lmic-reports/master/AFG/projections.csv
https://raw.githubusercontent.com/mrc-ide/global-lmic-reports/master/AFG/projections.csv
https://raw.githubusercontent.com/mrc-ide/global-lmic-reports/master/AFG/projections.csv
https://raw.githubusercontent.com/mrc-ide/global-lmic-reports/master/AFG/projections.csv
https://raw.githubusercontent.com/mrc-ide/global-lmic-reports/master/AFG/projections.csv
https://raw.githubusercontent.com/mrc-ide/global-lmic-reports/master/AFG/projections.csv
https://raw.githubusercontent.com/mrc-ide/global-lmic-reports/master/AFG/projections.csv
https://raw.githubusercontent.com/mrc-ide/global-lmic-reports/master/AFG/projections.csv
https://raw.githubusercontent.com/mrc-ide/global-lmic-reports/master/AFG/projections.csv
https://raw.githubusercontent.com/mrc-ide/global-lmic-reports/master/AFG/projections.csv
https://raw.githubusercontent.com/mrc-ide/global-lmic-reports/master/AFG/projections.csv
https://raw.githubusercontent.com/mrc-ide/global-lmic-reports/master/AFG/projections.csv
https://raw.githubusercontent.com/mrc-ide/global-lmic-reports/master/AFG/projections.csv
https://raw.githubusercontent.com/mrc-ide/global-lmic-reports/master/AFG/projections.csv
https://raw.githubusercontent.com/mrc-ide/global-lmic-reports/master/AFG/projections.csv
https://raw.githubusercontent.com/mrc-ide/global-lmic-reports/master/AFG/projections.csv
https://raw.githubusercontent.com/mrc-ide/global-lmic-reports/master/AFG/projections.csv
https://raw.githubusercontent.com/mrc-ide/global-lmic-reports/master/AFG/projections.csv
https://raw.githubusercontent.com/mrc-ide/global-lmic-reports/master/AFG/projections.csv
https://raw.githubusercontent.com/mrc-ide/global-lmic-reports/master/AFG/projections.csv
https://raw.githubusercontent.com/mrc-ide/global-lmic-reports/master/AFG/projections.csv
https://raw.githubusercontent.com/mrc-ide/global-lmic-reports/master/AFG/projections.csv
https://raw.githubusercontent.com/mrc-ide/global-lmic-reports/master/AFG/projections.csv
https://raw.githubusercontent.com/mrc-ide/global-lmic-reports/master/AFG/projections.csv
https://raw.githubusercontent.com/mrc-ide/global-lmic-reports/master/AFG/projections.csv
https://raw.githubusercontent.com/mrc-ide/global-lmic-reports/master/AFG/projections.csv
https://raw.githubusercontent.com/mrc-ide/global-lmic-reports/master/AFG/projections.csv
https://raw.githubusercontent.com/mrc-ide/global-lmic-reports/master/AFG/projections.csv
https://raw.githubusercontent.com/mrc-ide/global-lmic-reports/master/AFG/projections.csv
https://raw.githubusercontent.com/mrc-ide/global-lmic-reports/master/AFG/projections.csv
https://raw.githubusercontent.com/mrc-ide/global-lmic-reports/master/AFG/projections.csv
https://raw.githubusercontent.com/mrc-ide/global-lmic-reports/master/AFG/projections.csv
https://raw.githubusercontent.com/mrc-ide/global-lmic-reports/master/AFG/projections.csv
https://raw.githubusercontent.com/mrc-ide/global-lmic-reports/master/AFG/projections.csv
https://raw.githubusercontent.com/mrc-ide/global-lmic-reports/master/AFG/projections.csv
https://raw.githubusercontent.com/mrc-ide/global-lmic-reports/master/AFG/projections.csv
https://raw.githubusercontent.com/mrc-ide/global-lmic-reports/master/AFG/projections.csv
https://raw.githubusercontent.com/mrc-ide/global-lmic-reports/master/AFG/projections.csv
https://raw.githubusercontent.com/mrc-ide/global-lmic-reports/master/AFG/projections.csv
https://raw.githubusercontent.com/mrc-ide/global-lmic-reports/master/AFG/projections.csv
https://raw.githubusercontent.com/mrc-ide/global-lmic-reports/master/AFG/projections.csv
https://raw.githubusercontent.com/mrc-ide/global-lmic-reports/master/AFG/projections.csv
https://raw.githubusercontent.com/mrc-ide/global-lmic-reports/master/AFG/projections.csv
https://raw.githubusercontent.com/mrc-ide/global-lmic-reports/master/AFG/projections.csv
https://raw.githubusercontent.com/mrc-ide/global-lmic-reports/master/AFG/projections.csv
https://raw.githubusercontent.com/mrc-ide/global-lmic-reports/master/AFG/projections.csv
https://raw.githubusercontent.com/mrc-ide/global-lmic-reports/master/AFG/projections.csv
https://raw.githubusercontent.com/mrc-ide/global-lmic-reports/master/AFG/projections.csv
https://raw.githubusercontent.com/mrc-ide/global-lmic-reports/master/AFG/projections.csv
https://raw.githubusercontent.com/mrc-ide/global-lmic-reports/master/AFG/projections.csv
https://raw.githubusercontent.com/mrc-ide/global-lmic-reports/master/AFG/projections.csv
https://raw.githubusercontent.com/mrc-ide/global-lmic-reports/master/AFG/projections.csv
https://raw.githubusercontent.com/mrc-ide/global-lmic-reports/master/AFG/projections.csv
https://raw.githubusercontent.com/mrc-ide/global-lmic-reports/master/AFG/projections.csv
https://raw.githubusercontent.com/mrc-ide/global-lmic-reports/master/AFG/projections.csv
https://raw.githubusercontent.com/mrc-ide/global-lmic-reports/master/AFG/projections.csv
https://raw.githubusercontent.com/mrc-ide/global-lmic-reports/master/AFG/projections.csv
https://raw.githubusercontent.com/mrc-ide/global-lmic-reports/master/AFG/projections.csv
https://raw.githubusercontent.com/mrc-ide/global-lmic-reports/master/AFG/projections.csv
https://raw.githubusercontent.com/mrc-ide/global-lmic-reports/master/AFG/projections.csv
https://raw.githubusercontent.com/mrc-ide/global-lmic-reports/master/AFG/projections.csv
https://raw.githubusercontent.com/mrc-ide/global-lmic-reports/master/AFG/projections.csv
https://raw.githubusercontent.com/mrc-ide/global-lmic-reports/master/AFG/projections.csv
https://raw.githubusercontent.com/mrc-ide/global-lmic-reports/master/AFG/projections.csv
https://raw.githubusercontent.com/mrc-ide/global-lmic-reports/master/AFG/projections.csv
https://raw.githubusercontent.com/mrc-ide/global-lmic-reports/master/AFG/projections.csv
https://raw.githubusercontent.com/mrc-ide/global-lmic-reports/master/AFG/projections.csv
https://raw.githubusercontent.com/mrc-ide/global-lmic-reports/master/AFG/projections.csv
https://raw.githubusercontent.com/mrc-ide/global-lmic-reports/master/AFG/projections.csv
https://raw.githubusercontent.com/mrc-ide/global-lmic-reports/master/AFG/projections.csv
https://raw.githubusercontent.com/mrc-ide/global-lmic-reports/master/AFG/projections.csv
https://raw.githubusercontent.com/mrc-ide/global-lmic-reports/master/AFG/projections.csv
https://raw.githubusercontent.com/mrc-ide/global-lmic-reports/master/AFG/projections.csv
https://raw.githubusercontent.com/mrc-ide/global-lmic-reports/master/AFG/projections.csv
https://raw.githubusercontent.com/mrc-ide/global-lmic-reports/master/AFG/projections.csv
https://raw.githubusercontent.com/mrc-ide/global-lmic-reports/master/AFG/projections.csv
https://raw.githubusercontent.com/mrc-ide/global-lmic-reports/master/AFG/projections.csv
https://raw.githubusercontent.com/mrc-ide/global-lmic-reports/master/AFG/projections.csv
https://raw.githubusercontent.com/mrc-ide/global-lmic-reports/master/AFG/projections.csv
https://raw.githubusercontent.com/mrc-ide/global-lmic-reports/master/AFG/projections.csv
https://raw.githubusercontent.com/mrc-ide/global-lmic-reports/master/AFG/projections.csv
https://raw.githubusercontent.com/mrc-ide/global-lmic-reports/master/AFG/projections.csv
https://raw.githubusercontent.com/mrc-ide/global-lmic-reports/master/AFG/projections.csv
https://raw.githubusercontent.com/mrc-ide/global-lmic-reports/master/AFG/projections.csv
https://raw.githubusercontent.com/mrc-ide/global-lmic-reports/master/AFG/projections.csv
https://raw.githubusercontent.com/mrc-ide/global-lmic-reports/master/AFG/projections.csv
https://raw.githubusercontent.com/mrc-ide/global-lmic-reports/master/AFG/projections.csv
https://raw.githubusercontent.com/mrc-ide/global-lmic-reports/master/AFG/projections.csv
https://raw.githubusercontent.com/mrc-ide/global-lmic-reports/master/AFG/projections.csv
https://raw.githubusercontent.com/mrc-ide/global-lmic-reports/master/AFG/projections.csv
https://raw.githubusercontent.com/mrc-ide/global-lmic-reports/master/AFG/projections.csv
https://raw.githubusercontent.com/mrc-ide/global-lmic-reports/master/AFG/projections.csv
https://raw.githubusercontent.com/mrc-ide/global-lmic-reports/master/AFG/projections.csv
https://raw.githubusercontent.com/mrc-ide/global-lmic-reports/master/AFG/projections.csv
https://raw.githubusercontent.com/mrc-ide/global-lmic-reports/master/AFG/projections.csv
https://raw.githubusercontent.com/mrc-ide/global-lmic-reports/master/AFG/projections.csv
https://raw.githubusercontent.com/mrc-ide/global-lmic-reports/master/AFG/projections.csv
https://raw.githubusercontent.com/mrc-ide/global-lmic-reports/master/AFG/projections.csv
https://raw.githubusercontent.com/mrc-ide/global-lmic-reports/master/AFG/projections.csv
https://raw.githubusercontent.com/mrc-ide/global-lmic-reports/master/AFG/projections.csv
https://raw.githubusercontent.com/mrc-ide/global-lmic-reports/master/AFG/projections.csv
https://raw.githubusercontent.com/mrc-ide/global-lmic-reports/master/AFG/projections.csv
https://raw.githubusercontent.com/mrc-ide/global-lmic-reports/master/AFG/projections.csv
https://raw.githubusercontent.com/mrc-ide/global-lmic-reports/master/AFG/projections.csv
https://raw.githubusercontent.com/mrc-ide/global-lmic-reports/master/AFG/projections.csv
https://raw.githubusercontent.com/mrc-ide/global-lmic-reports/master/AFG/projections.csv
https://raw.githubusercontent.com/mrc-ide/global-lmic-reports/master/AFG/projections.csv
https://raw.githubusercontent.com/mrc-ide/global-lmic-reports/master/AFG/projections.csv
https://raw.githubusercontent.com/mrc-ide/global-lmic-reports/master/AFG/projections.csv
https://raw.githubusercontent.com/mrc-ide/global-lmic-reports/master/AFG/projections.csv
https://raw.githubusercontent.com/mrc-ide/global-lmic-reports/master/AFG/projections.csv
https://raw.githubusercontent.com/mrc-ide/global-lmic-reports/master/AFG/projections.csv
https://raw.githubusercontent.com/mrc-ide/global-lmic-reports/master/AFG/projections.csv
https://raw.githubusercontent.com/mrc-ide/global-lmic-reports/master/AFG/projections.csv
https://raw.githubusercontent.com/mrc-ide/global-lmic-reports/master/AFG/projections.csv
https://raw.githubusercontent.com/mrc-ide/global-lmic-reports/master/AFG/projections.csv
https://raw.githubusercontent.com/mrc-ide/global-lmic-reports/master/AFG/projections.csv
https://raw.githubusercontent.com/mrc-ide/global-lmic-reports/master/AFG/projections.csv
https://raw.githubusercontent.com/mrc-ide/global-lmic-reports/master/AFG/projections.csv
https://raw.githubusercontent.com/mrc-ide/global-lmic-reports/master/AFG/projections.csv
https://raw.githubusercontent.com/mrc-ide/global-lmic-reports/master/AFG/projections.csv
https://raw.githubusercontent.com/mrc-ide/global-lmic-reports/master/AFG/projections.csv
https://raw.githubusercontent.com/mrc-ide/global-lmic-reports/master/AFG/projections.csv
https://raw.githubusercontent.com/mrc-ide/global-lmic-reports/master/AFG/projections.csv
https://raw.githubusercontent.com/mrc-ide/global-lmic-reports/master/AFG/projections.csv
https://raw.githubusercontent.com/mrc-ide/global-lmic-reports/master/AFG/projections.csv
https://raw.githubusercontent.com/mrc-ide/global-lmic-reports/master/AFG/projections.csv
https://raw.githubusercontent.com/mrc-ide/global-lmic-reports/master/AFG/projections.csv
https://raw.githubusercontent.com/mrc-ide/global-lmic-reports/master/AFG/projections.csv
https://raw.githubusercontent.com/mrc-ide/global-lmic-reports/master/AFG/projections.csv
https://raw.githubusercontent.com/mrc-ide/global-lmic-reports/master/AFG/projections.csv
https://raw.githubusercontent.com/mrc-ide/global-lmic-reports/master/AFG/projections.csv
https://raw.githubusercontent.com/mrc-ide/global-lmic-reports/master/AFG/projections.csv
https://raw.githubusercontent.com/mrc-ide/global-lmic-reports/master/AFG/projections.csv
https://raw.githubusercontent.com/mrc-ide/global-lmic-reports/master/AFG/projections.csv
https://raw.githubusercontent.com/mrc-ide/global-lmic-reports/master/AFG/projections.csv
https://raw.githubusercontent.com/mrc-ide/global-lmic-reports/master/AFG/projections.csv
https://raw.githubusercontent.com/mrc-ide/global-lmic-reports/master/AFG/projections.csv
https://raw.githubusercontent.com/mrc-ide/global-lmic-reports/master/AFG/projections.csv
https://raw.githubusercontent.com/mrc-ide/global-lmic-reports/master/AFG/projections.csv
https://raw.githubusercontent.com/mrc-ide/global-lmic-reports/master/AFG/projections.csv
https://raw.githubusercontent.com/mrc-ide/global-lmic-reports/master/AFG/projections.csv
https://raw.githubusercontent.com/mrc-ide/global-lmic-reports/master/AFG/projections.csv
https://raw.githubusercontent.com/mrc-ide/global-lmic-reports/master/AFG/projections.csv
https://raw.githubusercontent.com/mrc-ide/global-lmic-reports/master/AFG/projections.csv
https://raw.githubusercontent.com/mrc-ide/global-lmic-reports/master/AFG/projections.csv
https://raw.githubusercontent.com/mrc-ide/global-lmic-reports/master/AFG/projections.csv
https://raw.githubusercontent.com/mrc-ide/global-lmic-reports/master/AFG/projections.csv
https://raw.githubusercontent.com/mrc-ide/global-lmic-reports/master/AFG/projections.csv
https://raw.githubusercontent.com/mrc-ide/global-lmic-reports/master/AFG/projections.csv
https://raw.githubusercontent.com/mrc-ide/global-lmic-reports/master/AFG/projections.csv
https://raw.githubusercontent.com/mrc-ide/global-lmic-reports/master/AFG/projections.csv
https://raw.githubusercontent.com/mrc-ide/global-lmic-reports/master/AFG/projections.csv
https://raw.githubusercontent.com/mrc-ide/global-lmic-reports/master/AFG/projections.csv
https://raw.githubusercontent.com/mrc-ide/global-lmic-reports/master/AFG/projections.csv
https://raw.githubusercontent.com/mrc-ide/global-lmic-reports/master/AFG/projections.csv
https://raw.githubusercontent.com/mrc-ide/global-lmic-reports/master/AFG/projections.csv
https://raw.githubusercontent.com/mrc-ide/global-lmic-reports/master/AFG/projections.csv
https://raw.githubusercontent.com/mrc-ide/global-lmic-reports/master/AFG/projections.csv
https://raw.githubusercontent.com/mrc-ide/global-lmic-reports/master/AFG/projections.csv
https://raw.githubusercontent.com/mrc-ide/global-lmic-reports/master/AFG/projections.csv
https://raw.githubusercontent.com/mrc-ide/global-lmic-reports/master/AFG/projections.csv
https://raw.githubusercontent.com/mrc-ide/global-lmic-reports/master/AFG/projections.csv
https://raw.githubusercontent.com/mrc-ide/global-lmic-reports/master/AFG/projections.csv
https://raw.githubusercontent.com/mrc-ide/global-lmic-reports/master/AFG/projections.csv
https://raw.githubusercontent.com/mrc-ide/global-lmic-reports/master/AFG/projections.csv
https://raw.githubusercontent.com/mrc-ide/global-lmic-reports/master/AFG/projections.csv
https://raw.githubusercontent.com/mrc-ide/global-lmic-reports/master/AFG/projections.csv
https://raw.githubusercontent.com/mrc-ide/global-lmic-reports/master/AFG/projections.csv
https://raw.githubusercontent.com/mrc-ide/global-lmic-reports/master/AFG/projections.csv
https://raw.githubusercontent.com/mrc-ide/global-lmic-reports/master/AFG/projections.csv
https://raw.githubusercontent.com/mrc-ide/global-lmic-reports/master/AFG/projections.csv
https://raw.githubusercontent.com/mrc-ide/global-lmic-reports/master/AFG/projections.csv
https://raw.githubusercontent.com/mrc-ide/global-lmic-reports/master/AFG/projections.csv
https://raw.githubusercontent.com/mrc-ide/global-lmic-reports/master/AFG/projections.csv
https://raw.githubusercontent.com/mrc-ide/global-lmic-reports/master/AFG/projections.csv
https://raw.githubusercontent.com/mrc-ide/global-lmic-reports/master/AFG/projections.csv
https://raw.githubusercontent.com/mrc-ide/global-lmic-reports/master/AFG/projections.csv
https://raw.githubusercontent.com/mrc-ide/global-lmic-reports/master/AFG/projections.csv
https://raw.githubusercontent.com/mrc-ide/global-lmic-reports/master/AFG/projections.csv
https://raw.githubusercontent.com/mrc-ide/global-lmic-reports/master/AFG/projections.csv
https://raw.githubusercontent.com/mrc-ide/global-lmic-reports/master/AFG/projections.csv
https://raw.githubusercontent.com/mrc-ide/global-lmic-reports/master/AFG/projections.csv
https://raw.githubusercontent.com/mrc-ide/global-lmic-reports/master/AFG/projections.csv
https://raw.githubusercontent.com/mrc-ide/global-lmic-reports/master/AFG/projections.csv
https://raw.githubusercontent.com/mrc-ide/global-lmic-reports/master/AFG/projections.csv
https://raw.githubusercontent.com/mrc-ide/global-lmic-reports/master/AFG/projections.csv
https://raw.githubusercontent.com/mrc-ide/global-lmic-reports/master/AFG/projections.csv
https://raw.githubusercontent.com/mrc-ide/global-lmic-reports/master/AFG/projections.csv
https://raw.githubusercontent.com/mrc-ide/global-lmic-reports/master/AFG/projections.csv
https://raw.githubusercontent.com/mrc-ide/global-lmic-reports/master/AFG/projections.csv
https://raw.githubusercontent.com/mrc-ide/global-lmic-reports/master/AFG/projections.csv
https://raw.githubusercontent.com/mrc-ide/global-lmic-reports/master/AFG/projections.csv
https://raw.githubusercontent.com/mrc-ide/global-lmic-reports/master/AFG/projections.csv
https://raw.githubusercontent.com/mrc-ide/global-lmic-reports/master/AFG/projections.csv
https://raw.githubusercontent.com/mrc-ide/global-lmic-reports/master/AFG/projections.csv
https://raw.githubusercontent.com/mrc-ide/global-lmic-reports/master/AFG/projections.csv
https://raw.githubusercontent.com/mrc-ide/global-lmic-reports/master/AFG/projections.csv
https://raw.githubusercontent.com/mrc-ide/global-lmic-reports/master/AFG/projections.csv
https://raw.githubusercontent.com/mrc-ide/global-lmic-reports/master/AFG/projections.csv
https://raw.githubusercontent.com/mrc-ide/global-lmic-reports/master/AFG/projections.csv
https://raw.githubusercontent.com/mrc-ide/global-lmic-reports/master/AFG/projections.csv
https://raw.githubusercontent.com/mrc-ide/global-lmic-reports/master/AFG/projections.csv
https://raw.githubusercontent.com/mrc-ide/global-lmic-reports/master/AFG/projections.csv
https://raw.githubusercontent.com/mrc-ide/global-lmic-reports/master/AFG/projections.csv
https://raw.githubusercontent.com/mrc-ide/global-lmic-reports/master/AFG/projections.csv
https://raw.githubusercontent.com/mrc-ide/global-lmic-reports/master/AFG/projections.csv
https://raw.githubusercontent.com/mrc-ide/global-lmic-reports/master/AFG/projections.csv
https://raw.githubusercontent.com/mrc-ide/global-lmic-reports/master/AFG/projections.csv
https://raw.githubusercontent.com/mrc-ide/global-lmic-reports/master/AFG/projections.csv
https://raw.githubusercontent.com/mrc-ide/global-lmic-reports/master/AFG/projections.csv
https://raw.githubusercontent.com/mrc-ide/global-lmic-reports/master/AFG/projections.csv
https://raw.githubusercontent.com/mrc-ide/global-lmic-reports/master/AFG/projections.csv
https://raw.githubusercontent.com/mrc-ide/global-lmic-reports/master/AFG/projections.csv
https://raw.githubusercontent.com/mrc-ide/global-lmic-reports/master/AFG/projections.csv
https://raw.githubusercontent.com/mrc-ide/global-lmic-reports/master/AFG/projections.csv
https://raw.githubusercontent.com/mrc-ide/global-lmic-reports/master/AFG/projections.csv
https://raw.githubusercontent.com/mrc-ide/global-lmic-reports/master/AFG/projections.csv
https://raw.githubusercontent.com/mrc-ide/global-lmic-reports/master/AFG/projections.csv
https://raw.githubusercontent.com/mrc-ide/global-lmic-reports/master/AFG/projections.csv
https://raw.githubusercontent.com/mrc-ide/global-lmic-reports/master/AFG/projections.csv
https://raw.githubusercontent.com/mrc-ide/global-lmic-reports/master/AFG/projections.csv
https://raw.githubusercontent.com/mrc-ide/global-lmic-reports/master/AFG/projections.csv
https://raw.githubusercontent.com/mrc-ide/global-lmic-reports/master/AFG/projections.csv
https://raw.githubusercontent.com/mrc-ide/global-lmic-reports/master/AFG/projections.csv
https://raw.githubusercontent.com/mrc-ide/global-lmic-reports/master/AFG/projections.csv
https://raw.githubusercontent.com/mrc-ide/global-lmic-reports/master/AFG/projections.csv
https://raw.githubusercontent.com/mrc-ide/global-lmic-reports/master/AFG/projections.csv
https://raw.githubusercontent.com/mrc-ide/global-lmic-reports/master/AFG/projections.csv
https://raw.githubusercontent.com/mrc-ide/global-lmic-reports/master/AFG/projections.csv
https://raw.githubusercontent.com/mrc-ide/global-lmic-reports/master/AFG/projections.csv
https://raw.githubusercontent.com/mrc-ide/global-lmic-reports/master/AFG/projections.csv
https://raw.githubusercontent.com/mrc-ide/global-lmic-reports/master/AFG/projections.csv
https://raw.githubusercontent.com/mrc-ide/global-lmic-reports/master/AFG/projections.csv
https://raw.githubusercontent.com/mrc-ide/global-lmic-reports/master/AFG/projections.csv
https://raw.githubusercontent.com/mrc-ide/global-lmic-reports/master/AFG/projections.csv
https://raw.githubusercontent.com/mrc-ide/global-lmic-reports/master/AFG/projections.csv
https://raw.githubusercontent.com/mrc-ide/global-lmic-reports/master/AFG/projections.csv
https://raw.githubusercontent.com/mrc-ide/global-lmic-reports/master/AFG/projections.csv
https://raw.githubusercontent.com/mrc-ide/global-lmic-reports/master/AFG/projections.csv
https://raw.githubusercontent.com/mrc-ide/global-lmic-reports/master/AFG/projections.csv
https://raw.githubusercontent.com/mrc-ide/global-lmic-reports/master/AFG/projections.csv
https://raw.githubusercontent.com/mrc-ide/global-lmic-reports/master/AFG/projections.csv
https://raw.githubusercontent.com/mrc-ide/global-lmic-reports/master/AFG/projections.csv
https://raw.githubusercontent.com/mrc-ide/global-lmic-reports/master/AFG/projections.csv
https://raw.githubusercontent.com/mrc-ide/global-lmic-reports/master/AFG/projections.csv
https://raw.githubusercontent.com/mrc-ide/global-lmic-reports/master/AFG/projections.csv
https://raw.githubusercontent.com/mrc-ide/global-lmic-reports/master/AFG/projections.csv
https://raw.githubusercontent.com/mrc-ide/global-lmic-reports/master/AFG/projections.csv
https://raw.githubusercontent.com/mrc-ide/global-lmic-reports/master/AFG/projections.csv
https://raw.githubusercontent.com/mrc-ide/global-lmic-reports/master/AFG/projections.csv
https://raw.githubusercontent.com/mrc-ide/global-lmic-reports/master/AFG/projections.csv
https://raw.githubusercontent.com/mrc-ide/global-lmic-reports/master/AFG/projections.csv
https://raw.githubusercontent.com/mrc-ide/global-lmic-reports/master/AFG/projections.csv
https://raw.githubusercontent.com/mrc-ide/global-lmic-reports/master/AFG/projections.csv
https://raw.githubusercontent.com/mrc-ide/global-lmic-reports/master/AFG/projections.csv
https://raw.githubusercontent.com/mrc-ide/global-lmic-reports/master/AFG/projections.csv
https://raw.githubusercontent.com/mrc-ide/global-lmic-reports/master/AFG/projections.csv
https://raw.githubusercontent.com/mrc-ide/global-lmic-reports/master/AFG/projections.csv
https://raw.githubusercontent.com/mrc-ide/global-lmic-reports/master/AFG/projections.csv
https://raw.githubusercontent.com/mrc-ide/global-lmic-reports/master/AFG/projections.csv
https://raw.githubusercontent.com/mrc-ide/global-lmic-reports/master/AFG/projections.csv
https://raw.githubusercontent.com/mrc-ide/global-lmic-reports/master/AFG/projections.csv
https://raw.githubusercontent.com/mrc-ide/global-lmic-reports/master/AFG/projections.csv
https://raw.githubusercontent.com/mrc-ide/global-lmic-reports/master/AFG/projections.csv
https://raw.githubusercontent.com/mrc-ide/global-lmic-reports/master/AFG/projections.csv
https://raw.githubusercontent.com/mrc-ide/global-lmic-reports/master/AFG/projections.csv
https://raw.githubusercontent.com/mrc-ide/global-lmic-reports/master/AFG/projections.csv
https://raw.githubusercontent.com/mrc-ide/global-lmic-reports/master/AFG/projections.csv
https://raw.githubusercontent.com/mrc-ide/global-lmic-reports/master/AFG/projections.csv
https://raw.githubusercontent.com/mrc-ide/global-lmic-reports/master/AFG/projections.csv
https://raw.githubusercontent.com/mrc-ide/global-lmic-reports/master/AFG/projections.csv
https://raw.githubusercontent.com/mrc-ide/global-lmic-reports/master/AFG/projections.csv
https://raw.githubusercontent.com/mrc-ide/global-lmic-reports/master/AFG/projections.csv
https://raw.githubusercontent.com/mrc-ide/global-lmic-reports/master/AFG/projections.csv
https://raw.githubusercontent.com/mrc-ide/global-lmic-reports/master/AFG/projections.csv
https://raw.githubusercontent.com/mrc-ide/global-lmic-reports/master/AFG/projections.csv
https://raw.githubusercontent.com/mrc-ide/global-lmic-reports/master/AFG/projections.csv
https://raw.githubusercontent.com/mrc-ide/global-lmic-reports/master/AFG/projections.csv
https://raw.githubusercontent.com/mrc-ide/global-lmic-reports/master/AFG/projections.csv
https://raw.githubusercontent.com/mrc-ide/global-lmic-reports/master/AFG/projections.csv
https://raw.githubusercontent.com/mrc-ide/global-lmic-reports/master/AFG/projections.csv
https://raw.githubusercontent.com/mrc-ide/global-lmic-reports/master/AFG/projections.csv
https://raw.githubusercontent.com/mrc-ide/global-lmic-reports/master/AFG/projections.csv
https://raw.githubusercontent.com/mrc-ide/global-lmic-reports/master/AFG/projections.csv
https://raw.githubusercontent.com/mrc-ide/global-lmic-reports/master/AFG/projections.csv
https://raw.githubusercontent.com/mrc-ide/global-lmic-reports/master/AFG/projections.csv
https://raw.githubusercontent.com/mrc-ide/global-lmic-reports/master/AFG/projections.csv
https://raw.githubusercontent.com/mrc-ide/global-lmic-reports/master/AFG/projections.csv
https://raw.githubusercontent.com/mrc-ide/global-lmic-reports/master/AFG/projections.csv
https://raw.githubusercontent.com/mrc-ide/global-lmic-reports/master/AFG/projections.csv
https://raw.githubusercontent.com/mrc-ide/global-lmic-reports/master/AFG/projections.csv
https://raw.githubusercontent.com/mrc-ide/global-lmic-reports/master/AFG/projections.csv
https://raw.githubusercontent.com/mrc-ide/global-lmic-reports/master/AFG/projections.csv
https://raw.githubusercontent.com/mrc-ide/global-lmic-reports/master/AFG/projections.csv
https://raw.githubusercontent.com/mrc-ide/global-lmic-reports/master/AFG/projections.csv
https://raw.githubusercontent.com/mrc-ide/global-lmic-reports/master/AFG/projections.csv
https://raw.githubusercontent.com/mrc-ide/global-lmic-reports/master/AFG/projections.csv
https://raw.githubusercontent.com/mrc-ide/global-lmic-reports/master/AFG/projections.csv
https://raw.githubusercontent.com/mrc-ide/global-lmic-reports/master/AFG/projections.csv
https://raw.githubusercontent.com/mrc-ide/global-lmic-reports/master/AFG/projections.csv
https://raw.githubusercontent.com/mrc-ide/global-lmic-reports/master/AFG/projections.csv
https://raw.githubusercontent.com/mrc-ide/global-lmic-reports/master/AFG/projections.csv
https://raw.githubusercontent.com/mrc-ide/global-lmic-reports/master/AFG/projections.csv
https://raw.githubusercontent.com/mrc-ide/global-lmic-reports/master/AFG/projections.csv
https://raw.githubusercontent.com/mrc-ide/global-lmic-reports/master/AFG/projections.csv
https://raw.githubusercontent.com/mrc-ide/global-lmic-reports/master/AFG/projections.csv
https://raw.githubusercontent.com/mrc-ide/global-lmic-reports/master/AFG/projections.csv
https://raw.githubusercontent.com/mrc-ide/global-lmic-reports/master/AFG/projections.csv
https://raw.githubusercontent.com/mrc-ide/global-lmic-reports/master/AFG/projections.csv
https://raw.githubusercontent.com/mrc-ide/global-lmic-reports/master/AFG/projections.csv
https://raw.githubusercontent.com/mrc-ide/global-lmic-reports/master/AFG/projections.csv
https://raw.githubusercontent.com/mrc-ide/global-lmic-reports/master/AFG/projections.csv
https://raw.githubusercontent.com/mrc-ide/global-lmic-reports/master/AFG/projections.csv
https://raw.githubusercontent.com/mrc-ide/global-lmic-reports/master/AFG/projections.csv
https://raw.githubusercontent.com/mrc-ide/global-lmic-reports/master/AFG/projections.csv
https://raw.githubusercontent.com/mrc-ide/global-lmic-reports/master/AFG/projections.csv
https://raw.githubusercontent.com/mrc-ide/global-lmic-reports/master/AFG/projections.csv
https://raw.githubusercontent.com/mrc-ide/global-lmic-reports/master/AFG/projections.csv
https://raw.githubusercontent.com/mrc-ide/global-lmic-reports/master/AFG/projections.csv
https://raw.githubusercontent.com/mrc-ide/global-lmic-reports/master/AFG/projections.csv
https://raw.githubusercontent.com/mrc-ide/global-lmic-reports/master/AFG/projections.csv
https://raw.githubusercontent.com/mrc-ide/global-lmic-reports/master/AFG/projections.csv
https://raw.githubusercontent.com/mrc-ide/global-lmic-reports/master/AFG/projections.csv
https://raw.githubusercontent.com/mrc-ide/global-lmic-reports/master/AFG/projections.csv
https://raw.githubusercontent.com/mrc-ide/global-lmic-reports/master/AFG/projections.csv
https://raw.githubusercontent.com/mrc-ide/global-lmic-reports/master/AFG/projections.csv
https://raw.githubusercontent.com/mrc-ide/global-lmic-reports/master/AFG/projections.csv
https://raw.githubusercontent.com/mrc-ide/global-lmic-reports/master/AFG/projections.csv
https://raw.githubusercontent.com/mrc-ide/global-lmic-reports/master/AFG/projections.csv
https://raw.githubusercontent.com/mrc-ide/global-lmic-reports/master/AFG/projections.csv
https://raw.githubusercontent.com/mrc-ide/global-lmic-reports/master/AFG/projections.csv
https://raw.githubusercontent.com/mrc-ide/global-lmic-reports/master/AFG/projections.csv
https://raw.githubusercontent.com/mrc-ide/global-lmic-reports/master/AFG/projections.csv
https://raw.githubusercontent.com/mrc-ide/global-lmic-reports/master/AFG/projections.csv
https://raw.githubusercontent.com/mrc-ide/global-lmic-reports/master/AFG/projections.csv
https://raw.githubusercontent.com/mrc-ide/global-lmic-reports/master/AFG/projections.csv
https://raw.githubusercontent.com/mrc-ide/global-lmic-reports/master/AFG/projections.csv
https://raw.githubusercontent.com/mrc-ide/global-lmic-reports/master/AFG/projections.csv
https://raw.githubusercontent.com/mrc-ide/global-lmic-reports/master/AFG/projections.csv
https://raw.githubusercontent.com/mrc-ide/global-lmic-reports/master/AFG/projections.csv
https://raw.githubusercontent.com/mrc-ide/global-lmic-reports/master/AFG/projections.csv
https://raw.githubusercontent.com/mrc-ide/global-lmic-reports/master/AFG/projections.csv
https://raw.githubusercontent.com/mrc-ide/global-lmic-reports/master/AFG/projections.csv
https://raw.githubusercontent.com/mrc-ide/global-lmic-reports/master/AFG/projections.csv
https://raw.githubusercontent.com/mrc-ide/global-lmic-reports/master/AFG/projections.csv
https://raw.githubusercontent.com/mrc-ide/global-lmic-reports/master/AFG/projections.csv
https://raw.githubusercontent.com/mrc-ide/global-lmic-reports/master/AFG/projections.csv
https://raw.githubusercontent.com/mrc-ide/global-lmic-reports/master/AFG/projections.csv
https://raw.githubusercontent.com/mrc-ide/global-lmic-reports/master/AFG/projections.csv
https://raw.githubusercontent.com/mrc-ide/global-lmic-reports/master/AFG/projections.csv
https://raw.githubusercontent.com/mrc-ide/global-lmic-reports/master/AFG/projections.csv
https://raw.githubusercontent.com/mrc-ide/global-lmic-reports/master/AFG/projections.csv
https://raw.githubusercontent.com/mrc-ide/global-lmic-reports/master/AFG/projections.csv
https://raw.githubusercontent.com/mrc-ide/global-lmic-reports/master/AFG/projections.csv
https://raw.githubusercontent.com/mrc-ide/global-lmic-reports/master/AFG/projections.csv
https://raw.githubusercontent.com/mrc-ide/global-lmic-reports/master/AFG/projections.csv
https://raw.githubusercontent.com/mrc-ide/global-lmic-reports/master/AFG/projections.csv
https://raw.githubusercontent.com/mrc-ide/global-lmic-reports/master/AFG/projections.csv
https://raw.githubusercontent.com/mrc-ide/global-lmic-reports/master/AFG/projections.csv
https://raw.githubusercontent.com/mrc-ide/global-lmic-reports/master/AFG/projections.csv
https://raw.githubusercontent.com/mrc-ide/global-lmic-reports/master/AFG/projections.csv
https://raw.githubusercontent.com/mrc-ide/global-lmic-reports/master/AFG/projections.csv
https://raw.githubusercontent.com/mrc-ide/global-lmic-reports/master/AFG/projections.csv
https://raw.githubusercontent.com/mrc-ide/global-lmic-reports/master/AFG/projections.csv
https://raw.githubusercontent.com/mrc-ide/global-lmic-reports/master/AFG/projections.csv
https://raw.githubusercontent.com/mrc-ide/global-lmic-reports/master/AFG/projections.csv
https://raw.githubusercontent.com/mrc-ide/global-lmic-reports/master/AFG/projections.csv
https://raw.githubusercontent.com/mrc-ide/global-lmic-reports/master/AFG/projections.csv
https://raw.githubusercontent.com/mrc-ide/global-lmic-reports/master/AFG/projections.csv
https://raw.githubusercontent.com/mrc-ide/global-lmic-reports/master/AFG/projections.csv
https://raw.githubusercontent.com/mrc-ide/global-lmic-reports/master/AFG/projections.csv
https://raw.githubusercontent.com/mrc-ide/global-lmic-reports/master/AFG/projections.csv
https://raw.githubusercontent.com/mrc-ide/global-lmic-reports/master/AFG/projections.csv
https://raw.githubusercontent.com/mrc-ide/global-lmic-reports/master/AFG/projections.csv
https://raw.githubusercontent.com/mrc-ide/global-lmic-reports/master/AFG/projections.csv
https://raw.githubusercontent.com/mrc-ide/global-lmic-reports/master/AFG/projections.csv
https://raw.githubusercontent.com/mrc-ide/global-lmic-reports/master/AFG/projections.csv
https://raw.githubusercontent.com/mrc-ide/global-lmic-reports/master/AFG/projections.csv
https://raw.githubusercontent.com/mrc-ide/global-lmic-reports/master/AFG/projections.csv
https://raw.githubusercontent.com/mrc-ide/global-lmic-reports/master/AFG/projections.csv
https://raw.githubusercontent.com/mrc-ide/global-lmic-reports/master/AFG/projections.csv
https://raw.githubusercontent.com/mrc-ide/global-lmic-reports/master/AFG/projections.csv
https://raw.githubusercontent.com/mrc-ide/global-lmic-reports/master/AFG/projections.csv
https://raw.githubusercontent.com/mrc-ide/global-lmic-reports/master/AFG/projections.csv
https://raw.githubusercontent.com/mrc-ide/global-lmic-reports/master/AFG/projections.csv
https://raw.githubusercontent.com/mrc-ide/global-lmic-reports/master/AFG/projections.csv
https://raw.githubusercontent.com/mrc-ide/global-lmic-reports/master/AFG/projections.csv
https://raw.githubusercontent.com/mrc-ide/global-lmic-reports/master/AFG/projections.csv
https://raw.githubusercontent.com/mrc-ide/global-lmic-reports/master/AFG/projections.csv
https://raw.githubusercontent.com/mrc-ide/global-lmic-reports/master/AFG/projections.csv
https://raw.githubusercontent.com/mrc-ide/global-lmic-reports/master/AFG/projections.csv
https://raw.githubusercontent.com/mrc-ide/global-lmic-reports/master/AFG/projections.csv
https://raw.githubusercontent.com/mrc-ide/global-lmic-reports/master/AFG/projections.csv
https://raw.githubusercontent.com/mrc-ide/global-lmic-reports/master/AFG/projections.csv
https://raw.githubusercontent.com/mrc-ide/global-lmic-reports/master/AFG/projections.csv
https://raw.githubusercontent.com/mrc-ide/global-lmic-reports/master/AFG/projections.csv
https://raw.githubusercontent.com/mrc-ide/global-lmic-reports/master/AFG/projections.csv
https://raw.githubusercontent.com/mrc-ide/global-lmic-reports/master/AFG/projections.csv
https://raw.githubusercontent.com/mrc-ide/global-lmic-reports/master/AFG/projections.csv
https://raw.githubusercontent.com/mrc-ide/global-lmic-reports/master/AFG/projections.csv
https://raw.githubusercontent.com/mrc-ide/global-lmic-reports/master/AFG/projections.csv
https://raw.githubusercontent.com/mrc-ide/global-lmic-reports/master/AFG/projections.csv
https://raw.githubusercontent.com/mrc-ide/global-lmic-reports/master/AFG/projections.csv
https://raw.githubusercontent.com/mrc-ide/global-lmic-reports/master/AFG/projections.csv
https://raw.githubusercontent.com/mrc-ide/global-lmic-reports/master/AFG/projections.csv
https://raw.githubusercontent.com/mrc-ide/global-lmic-reports/master/AFG/projections.csv
https://raw.githubusercontent.com/mrc-ide/global-lmic-reports/master/AFG/projections.csv
https://raw.githubusercontent.com/mrc-ide/global-lmic-reports/master/AFG/projections.csv
https://raw.githubusercontent.com/mrc-ide/global-lmic-reports/master/AFG/projections.csv
https://raw.githubusercontent.com/mrc-ide/global-lmic-reports/master/AFG/projections.csv
https://raw.githubusercontent.com/mrc-ide/global-lmic-reports/master/AFG/projections.csv
https://raw.githubusercontent.com/mrc-ide/global-lmic-reports/master/AFG/projections.csv
https://raw.githubusercontent.com/mrc-ide/global-lmic-reports/master/AFG/projections.csv
https://raw.githubusercontent.com/mrc-ide/global-lmic-reports/master/AFG/projections.csv
https://raw.githubusercontent.com/mrc-ide/global-lmic-reports/master/AFG/projections.csv
https://raw.githubusercontent.com/mrc-ide/global-lmic-reports/master/AFG/projections.csv
https://raw.githubusercontent.com/mrc-ide/global-lmic-reports/master/AFG/projections.csv
https://raw.githubusercontent.com/mrc-ide/global-lmic-reports/master/AFG/projections.csv
https://raw.githubusercontent.com/mrc-ide/global-lmic-reports/master/AFG/projections.csv
https://raw.githubusercontent.com/mrc-ide/global-lmic-reports/master/AFG/projections.csv
https://raw.githubusercontent.com/mrc-ide/global-lmic-reports/master/AFG/projections.csv
https://raw.githubusercontent.com/mrc-ide/global-lmic-reports/master/AFG/projections.csv
https://raw.githubusercontent.com/mrc-ide/global-lmic-reports/master/AFG/projections.csv
https://raw.githubusercontent.com/mrc-ide/global-lmic-reports/master/AFG/projections.csv
https://raw.githubusercontent.com/mrc-ide/global-lmic-reports/master/AFG/projections.csv
https://raw.githubusercontent.com/mrc-ide/global-lmic-reports/master/AFG/projections.csv
https://raw.githubusercontent.com/mrc-ide/global-lmic-reports/master/AFG/projections.csv
https://raw.githubusercontent.com/mrc-ide/global-lmic-reports/master/AFG/projections.csv
https://raw.githubusercontent.com/mrc-ide/global-lmic-reports/master/AFG/projections.csv
https://raw.githubusercontent.com/mrc-ide/global-lmic-reports/master/AFG/projections.csv
https://raw.githubusercontent.com/mrc-ide/global-lmic-reports/master/AFG/projections.csv
https://raw.githubusercontent.com/mrc-ide/global-lmic-reports/master/AFG/projections.csv
https://raw.githubusercontent.com/mrc-ide/global-lmic-reports/master/AFG/projections.csv
https://raw.githubusercontent.com/mrc-ide/global-lmic-reports/master/AFG/projections.csv
https://raw.githubusercontent.com/mrc-ide/global-lmic-reports/master/AFG/projections.csv
https://raw.githubusercontent.com/mrc-ide/global-lmic-reports/master/AFG/projections.csv
https://raw.githubusercontent.com/mrc-ide/global-lmic-reports/master/AFG/projections.csv
https://raw.githubusercontent.com/mrc-ide/global-lmic-reports/master/AFG/projections.csv
https://raw.githubusercontent.com/mrc-ide/global-lmic-reports/master/AFG/projections.csv
https://raw.githubusercontent.com/mrc-ide/global-lmic-reports/master/AFG/projections.csv
https://raw.githubusercontent.com/mrc-ide/global-lmic-reports/master/AFG/projections.csv
https://raw.githubusercontent.com/mrc-ide/global-lmic-reports/master/AFG/projections.csv
https://raw.githubusercontent.com/mrc-ide/global-lmic-reports/master/AFG/projections.csv
https://raw.githubusercontent.com/mrc-ide/global-lmic-reports/master/AFG/projections.csv
https://raw.githubusercontent.com/mrc-ide/global-lmic-reports/master/AFG/projections.csv
https://raw.githubusercontent.com/mrc-ide/global-lmic-reports/master/AFG/projections.csv
https://raw.githubusercontent.com/mrc-ide/global-lmic-reports/master/AFG/projections.csv
https://raw.githubusercontent.com/mrc-ide/global-lmic-reports/master/AFG/projections.csv
https://raw.githubusercontent.com/mrc-ide/global-lmic-reports/master/AFG/projections.csv
https://raw.githubusercontent.com/mrc-ide/global-lmic-reports/master/AFG/projections.csv
https://raw.githubusercontent.com/mrc-ide/global-lmic-reports/master/AFG/projections.csv
https://raw.githubusercontent.com/mrc-ide/global-lmic-reports/master/AFG/projections.csv
https://raw.githubusercontent.com/mrc-ide/global-lmic-reports/master/AFG/projections.csv
https://raw.githubusercontent.com/mrc-ide/global-lmic-reports/master/AFG/projections.csv
https://raw.githubusercontent.com/mrc-ide/global-lmic-reports/master/AFG/projections.csv
https://raw.githubusercontent.com/mrc-ide/global-lmic-reports/master/AFG/projections.csv
https://raw.githubusercontent.com/mrc-ide/global-lmic-reports/master/AFG/projections.csv
https://raw.githubusercontent.com/mrc-ide/global-lmic-reports/master/AFG/projections.csv
https://raw.githubusercontent.com/mrc-ide/global-lmic-reports/master/AFG/projections.csv
https://raw.githubusercontent.com/mrc-ide/global-lmic-reports/master/AFG/projections.csv
https://raw.githubusercontent.com/mrc-ide/global-lmic-reports/master/AFG/projections.csv
https://raw.githubusercontent.com/mrc-ide/global-lmic-reports/master/AFG/projections.csv
https://raw.githubusercontent.com/mrc-ide/global-lmic-reports/master/AFG/projections.csv
https://raw.githubusercontent.com/mrc-ide/global-lmic-reports/master/AFG/projections.csv
https://raw.githubusercontent.com/mrc-ide/global-lmic-reports/master/AFG/projections.csv
https://raw.githubusercontent.com/mrc-ide/global-lmic-reports/master/AFG/projections.csv
https://raw.githubusercontent.com/mrc-ide/global-lmic-reports/master/AFG/projections.csv
https://raw.githubusercontent.com/mrc-ide/global-lmic-reports/master/AFG/projections.csv
https://raw.githubusercontent.com/mrc-ide/global-lmic-reports/master/AFG/projections.csv
https://raw.githubusercontent.com/mrc-ide/global-lmic-reports/master/AFG/projections.csv
https://raw.githubusercontent.com/mrc-ide/global-lmic-reports/master/AFG/projections.csv
https://raw.githubusercontent.com/mrc-ide/global-lmic-reports/master/AFG/projections.csv
https://raw.githubusercontent.com/mrc-ide/global-lmic-reports/master/AFG/projections.csv
https://raw.githubusercontent.com/mrc-ide/global-lmic-reports/master/AFG/projections.csv
https://raw.githubusercontent.com/mrc-ide/global-lmic-reports/master/AFG/projections.csv
https://raw.githubusercontent.com/mrc-ide/global-lmic-reports/master/AFG/projections.csv
https://raw.githubusercontent.com/mrc-ide/global-lmic-reports/master/AFG/projections.csv
https://raw.githubusercontent.com/mrc-ide/global-lmic-reports/master/AFG/projections.csv
https://raw.githubusercontent.com/mrc-ide/global-lmic-reports/master/AFG/projections.csv
https://raw.githubusercontent.com/mrc-ide/global-lmic-reports/master/AFG/projections.csv
https://raw.githubusercontent.com/mrc-ide/global-lmic-reports/master/AFG/projections.csv
https://raw.githubusercontent.com/mrc-ide/global-lmic-reports/master/AFG/projections.csv
https://raw.githubusercontent.com/mrc-ide/global-lmic-reports/master/AFG/projections.csv
https://raw.githubusercontent.com/mrc-ide/global-lmic-reports/master/AFG/projections.csv
https://raw.githubusercontent.com/mrc-ide/global-lmic-reports/master/AFG/projections.csv
https://raw.githubusercontent.com/mrc-ide/global-lmic-reports/master/AFG/projections.csv
https://raw.githubusercontent.com/mrc-ide/global-lmic-reports/master/AFG/projections.csv
https://raw.githubusercontent.com/mrc-ide/global-lmic-reports/master/AFG/projections.csv
https://raw.githubusercontent.com/mrc-ide/global-lmic-reports/master/AFG/projections.csv
https://raw.githubusercontent.com/mrc-ide/global-lmic-reports/master/AFG/projections.csv
https://raw.githubusercontent.com/mrc-ide/global-lmic-reports/master/AFG/projections.csv
https://raw.githubusercontent.com/mrc-ide/global-lmic-reports/master/AFG/projections.csv
https://raw.githubusercontent.com/mrc-ide/global-lmic-reports/master/AFG/projections.csv
https://raw.githubusercontent.com/mrc-ide/global-lmic-reports/master/AFG/projections.csv
https://raw.githubusercontent.com/mrc-ide/global-lmic-reports/master/AFG/projections.csv
https://raw.githubusercontent.com/mrc-ide/global-lmic-reports/master/AFG/projections.csv
https://raw.githubusercontent.com/mrc-ide/global-lmic-reports/master/AFG/projections.csv
https://raw.githubusercontent.com/mrc-ide/global-lmic-reports/master/AFG/projections.csv
https://raw.githubusercontent.com/mrc-ide/global-lmic-reports/master/AFG/projections.csv
https://raw.githubusercontent.com/mrc-ide/global-lmic-reports/master/AFG/projections.csv
https://raw.githubusercontent.com/mrc-ide/global-lmic-reports/master/AFG/projections.csv
https://raw.githubusercontent.com/mrc-ide/global-lmic-reports/master/AFG/projections.csv
https://raw.githubusercontent.com/mrc-ide/global-lmic-reports/master/AFG/projections.csv
https://raw.githubusercontent.com/mrc-ide/global-lmic-reports/master/AFG/projections.csv
https://raw.githubusercontent.com/mrc-ide/global-lmic-reports/master/AFG/projections.csv
https://raw.githubusercontent.com/mrc-ide/global-lmic-reports/master/AFG/projections.csv
https://raw.githubusercontent.com/mrc-ide/global-lmic-reports/master/AFG/projections.csv
https://raw.githubusercontent.com/mrc-ide/global-lmic-reports/master/AFG/projections.csv
https://raw.githubusercontent.com/mrc-ide/global-lmic-reports/master/AFG/projections.csv
https://raw.githubusercontent.com/mrc-ide/global-lmic-reports/master/AFG/projections.csv
https://raw.githubusercontent.com/mrc-ide/global-lmic-reports/master/AFG/projections.csv
https://raw.githubusercontent.com/mrc-ide/global-lmic-reports/master/AFG/projections.csv
https://raw.githubusercontent.com/mrc-ide/global-lmic-reports/master/AFG/projections.csv
https://raw.githubusercontent.com/mrc-ide/global-lmic-reports/master/AFG/projections.csv
https://raw.githubusercontent.com/mrc-ide/global-lmic-reports/master/AFG/projections.csv
https://raw.githubusercontent.com/mrc-ide/global-lmic-reports/master/AFG/projections.csv
https://raw.githubusercontent.com/mrc-ide/global-lmic-reports/master/AFG/projections.csv
https://raw.githubusercontent.com/mrc-ide/global-lmic-reports/master/AFG/projections.csv
https://raw.githubusercontent.com/mrc-ide/global-lmic-reports/master/AFG/projections.csv
https://raw.githubusercontent.com/mrc-ide/global-lmic-reports/master/AFG/projections.csv
https://raw.githubusercontent.com/mrc-ide/global-lmic-reports/master/AFG/projections.csv
https://raw.githubusercontent.com/mrc-ide/global-lmic-reports/master/AFG/projections.csv
https://raw.githubusercontent.com/mrc-ide/global-lmic-reports/master/AFG/projections.csv
https://raw.githubusercontent.com/mrc-ide/global-lmic-reports/master/AFG/projections.csv
https://raw.githubusercontent.com/mrc-ide/global-lmic-reports/master/AFG/projections.csv
https://raw.githubusercontent.com/mrc-ide/global-lmic-reports/master/AFG/projections.csv
https://raw.githubusercontent.com/mrc-ide/global-lmic-reports/master/AFG/projections.csv
https://raw.githubusercontent.com/mrc-ide/global-lmic-reports/master/AFG/projections.csv
https://raw.githubusercontent.com/mrc-ide/global-lmic-reports/master/AFG/projections.csv
https://raw.githubusercontent.com/mrc-ide/global-lmic-reports/master/AFG/projections.csv
https://raw.githubusercontent.com/mrc-ide/global-lmic-reports/master/AFG/projections.csv
https://raw.githubusercontent.com/mrc-ide/global-lmic-reports/master/AFG/projections.csv
https://raw.githubusercontent.com/mrc-ide/global-lmic-reports/master/AFG/projections.csv
https://raw.githubusercontent.com/mrc-ide/global-lmic-reports/master/AFG/projections.csv
https://raw.githubusercontent.com/mrc-ide/global-lmic-reports/master/AFG/projections.csv
https://raw.githubusercontent.com/mrc-ide/global-lmic-reports/master/AFG/projections.csv
https://raw.githubusercontent.com/mrc-ide/global-lmic-reports/master/AFG/projections.csv
https://raw.githubusercontent.com/mrc-ide/global-lmic-reports/master/AFG/projections.csv
https://raw.githubusercontent.com/mrc-ide/global-lmic-reports/master/AFG/projections.csv
https://raw.githubusercontent.com/mrc-ide/global-lmic-reports/master/AFG/projections.csv
https://raw.githubusercontent.com/mrc-ide/global-lmic-reports/master/AFG/projections.csv
https://raw.githubusercontent.com/mrc-ide/global-lmic-reports/master/AFG/projections.csv
https://raw.githubusercontent.com/mrc-ide/global-lmic-reports/master/AFG/projections.csv
https://raw.githubusercontent.com/mrc-ide/global-lmic-reports/master/AFG/projections.csv
https://raw.githubusercontent.com/mrc-ide/global-lmic-reports/master/AFG/projections.csv
https://raw.githubusercontent.com/mrc-ide/global-lmic-reports/master/AFG/projections.csv
https://raw.githubusercontent.com/mrc-ide/global-lmic-reports/master/AFG/projections.csv
https://raw.githubusercontent.com/mrc-ide/global-lmic-reports/master/AFG/projections.csv
https://raw.githubusercontent.com/mrc-ide/global-lmic-reports/master/AFG/projections.csv
https://raw.githubusercontent.com/mrc-ide/global-lmic-reports/master/AFG/projections.csv
https://raw.githubusercontent.com/mrc-ide/global-lmic-reports/master/AFG/projections.csv
https://raw.githubusercontent.com/mrc-ide/global-lmic-reports/master/AFG/projections.csv
https://raw.githubusercontent.com/mrc-ide/global-lmic-reports/master/AFG/projections.csv
https://raw.githubusercontent.com/mrc-ide/global-lmic-reports/master/AFG/projections.csv
https://raw.githubusercontent.com/mrc-ide/global-lmic-reports/master/AFG/projections.csv
https://raw.githubusercontent.com/mrc-ide/global-lmic-reports/master/AFG/projections.csv
https://raw.githubusercontent.com/mrc-ide/global-lmic-reports/master/AFG/projections.csv
https://raw.githubusercontent.com/mrc-ide/global-lmic-reports/master/AFG/projections.csv
https://raw.githubusercontent.com/mrc-ide/global-lmic-reports/master/AFG/projections.csv
https://raw.githubusercontent.com/mrc-ide/global-lmic-reports/master/AFG/projections.csv
https://raw.githubusercontent.com/mrc-ide/global-lmic-reports/master/AFG/projections.csv
https://raw.githubusercontent.com/mrc-ide/global-lmic-reports/master/AFG/projections.csv
https://raw.githubusercontent.com/mrc-ide/global-lmic-reports/master/AFG/projections.csv
https://raw.githubusercontent.com/mrc-ide/global-lmic-reports/master/AFG/projections.csv
https://raw.githubusercontent.com/mrc-ide/global-lmic-reports/master/AFG/projections.csv
https://raw.githubusercontent.com/mrc-ide/global-lmic-reports/master/AFG/projections.csv
https://raw.githubusercontent.com/mrc-ide/global-lmic-reports/master/AFG/projections.csv
https://raw.githubusercontent.com/mrc-ide/global-lmic-reports/master/AFG/projections.csv
https://raw.githubusercontent.com/mrc-ide/global-lmic-reports/master/AFG/projections.csv
https://raw.githubusercontent.com/mrc-ide/global-lmic-reports/master/AFG/projections.csv
https://raw.githubusercontent.com/mrc-ide/global-lmic-reports/master/AFG/projections.csv
https://raw.githubusercontent.com/mrc-ide/global-lmic-reports/master/AFG/projections.csv
https://raw.githubusercontent.com/mrc-ide/global-lmic-reports/master/AFG/projections.csv
https://raw.githubusercontent.com/mrc-ide/global-lmic-reports/master/AFG/projections.csv
https://raw.githubusercontent.com/mrc-ide/global-lmic-reports/master/AFG/projections.csv
https://raw.githubusercontent.com/mrc-ide/global-lmic-reports/master/AFG/projections.csv
https://raw.githubusercontent.com/mrc-ide/global-lmic-reports/master/AFG/projections.csv
https://raw.githubusercontent.com/mrc-ide/global-lmic-reports/master/AFG/projections.csv
https://raw.githubusercontent.com/mrc-ide/global-lmic-reports/master/AFG/projections.csv
https://raw.githubusercontent.com/mrc-ide/global-lmic-reports/master/AFG/projections.csv
https://raw.githubusercontent.com/mrc-ide/global-lmic-reports/master/AFG/projections.csv
https://raw.githubusercontent.com/mrc-ide/global-lmic-reports/master/AFG/projections.csv
https://raw.githubusercontent.com/mrc-ide/global-lmic-reports/master/AFG/projections.csv
https://raw.githubusercontent.com/mrc-ide/global-lmic-reports/master/AFG/projections.csv
https://raw.githubusercontent.com/mrc-ide/global-lmic-reports/master/AFG/projections.csv
https://raw.githubusercontent.com/mrc-ide/global-lmic-reports/master/AFG/projections.csv
https://raw.githubusercontent.com/mrc-ide/global-lmic-reports/master/AFG/projections.csv
https://raw.githubusercontent.com/mrc-ide/global-lmic-reports/master/AFG/projections.csv
https://raw.githubusercontent.com/mrc-ide/global-lmic-reports/master/AFG/projections.csv
https://raw.githubusercontent.com/mrc-ide/global-lmic-reports/master/AFG/projections.csv
https://raw.githubusercontent.com/mrc-ide/global-lmic-reports/master/AFG/projections.csv
https://raw.githubusercontent.com/mrc-ide/global-lmic-reports/master/AFG/projections.csv
https://raw.githubusercontent.com/mrc-ide/global-lmic-reports/master/AFG/projections.csv
https://raw.githubusercontent.com/mrc-ide/global-lmic-reports/master/AFG/projections.csv
https://raw.githubusercontent.com/mrc-ide/global-lmic-reports/master/AFG/projections.csv
https://raw.githubusercontent.com/mrc-ide/global-lmic-reports/master/AFG/projections.csv
https://raw.githubusercontent.com/mrc-ide/global-lmic-reports/master/AFG/projections.csv
https://raw.githubusercontent.com/mrc-ide/global-lmic-reports/master/AFG/projections.csv
https://raw.githubusercontent.com/mrc-ide/global-lmic-reports/master/AFG/projections.csv
https://raw.githubusercontent.com/mrc-ide/global-lmic-reports/master/AFG/projections.csv
https://raw.githubusercontent.com/mrc-ide/global-lmic-reports/master/AFG/projections.csv
https://raw.githubusercontent.com/mrc-ide/global-lmic-reports/master/AFG/projections.csv
https://raw.githubusercontent.com/mrc-ide/global-lmic-reports/master/AFG/projections.csv
https://raw.githubusercontent.com/mrc-ide/global-lmic-reports/master/AFG/projections.csv
https://raw.githubusercontent.com/mrc-ide/global-lmic-reports/master/AFG/projections.csv
https://raw.githubusercontent.com/mrc-ide/global-lmic-reports/master/AFG/projections.csv
https://raw.githubusercontent.com/mrc-ide/global-lmic-reports/master/AFG/projections.csv
https://raw.githubusercontent.com/mrc-ide/global-lmic-reports/master/AFG/projections.csv
https://raw.githubusercontent.com/mrc-ide/global-lmic-reports/master/AFG/projections.csv
https://raw.githubusercontent.com/mrc-ide/global-lmic-reports/master/AFG/projections.csv
https://raw.githubusercontent.com/mrc-ide/global-lmic-reports/master/AFG/projections.csv
https://raw.githubusercontent.com/mrc-ide/global-lmic-reports/master/AFG/projections.csv
https://raw.githubusercontent.com/mrc-ide/global-lmic-reports/master/AFG/projections.csv
https://raw.githubusercontent.com/mrc-ide/global-lmic-reports/master/AFG/projections.csv
https://raw.githubusercontent.com/mrc-ide/global-lmic-reports/master/AFG/projections.csv
https://raw.githubusercontent.com/mrc-ide/global-lmic-reports/master/AFG/projections.csv
https://raw.githubusercontent.com/mrc-ide/global-lmic-reports/master/AFG/projections.csv
https://raw.githubusercontent.com/mrc-ide/global-lmic-reports/master/AFG/projections.csv
https://raw.githubusercontent.com/mrc-ide/global-lmic-reports/master/AFG/projections.csv
https://raw.githubusercontent.com/mrc-ide/global-lmic-reports/master/AFG/projections.csv
https://raw.githubusercontent.com/mrc-ide/global-lmic-reports/master/AFG/projections.csv
https://raw.githubusercontent.com/mrc-ide/global-lmic-reports/master/AFG/projections.csv
https://raw.githubusercontent.com/mrc-ide/global-lmic-reports/master/AFG/projections.csv
https://raw.githubusercontent.com/mrc-ide/global-lmic-reports/master/AFG/projections.csv
https://raw.githubusercontent.com/mrc-ide/global-lmic-reports/master/AFG/projections.csv
https://raw.githubusercontent.com/mrc-ide/global-lmic-reports/master/AFG/projections.csv
https://raw.githubusercontent.com/mrc-ide/global-lmic-reports/master/AFG/projections.csv
https://raw.githubusercontent.com/mrc-ide/global-lmic-reports/master/AFG/projections.csv
https://raw.githubusercontent.com/mrc-ide/global-lmic-reports/master/AFG/projections.csv
https://raw.githubusercontent.com/mrc-ide/global-lmic-reports/master/AFG/projections.csv
https://raw.githubusercontent.com/mrc-ide/global-lmic-reports/master/AFG/projections.csv
https://raw.githubusercontent.com/mrc-ide/global-lmic-reports/master/AFG/projections.csv
https://raw.githubusercontent.com/mrc-ide/global-lmic-reports/master/AFG/projections.csv
https://raw.githubusercontent.com/mrc-ide/global-lmic-reports/master/AFG/projections.csv
https://raw.githubusercontent.com/mrc-ide/global-lmic-reports/master/AFG/projections.csv
https://raw.githubusercontent.com/mrc-ide/global-lmic-reports/master/AFG/projections.csv
https://raw.githubusercontent.com/mrc-ide/global-lmic-reports/master/AFG/projections.csv
https://raw.githubusercontent.com/mrc-ide/global-lmic-reports/master/AFG/projections.csv
https://raw.githubusercontent.com/mrc-ide/global-lmic-reports/master/AFG/projections.csv
https://raw.githubusercontent.com/mrc-ide/global-lmic-reports/master/AFG/projections.csv
https://raw.githubusercontent.com/mrc-ide/global-lmic-reports/master/AFG/projections.csv
https://raw.githubusercontent.com/mrc-ide/global-lmic-reports/master/AFG/projections.csv
https://raw.githubusercontent.com/mrc-ide/global-lmic-reports/master/AFG/projections.csv
https://raw.githubusercontent.com/mrc-ide/global-lmic-reports/master/AFG/projections.csv
https://raw.githubusercontent.com/mrc-ide/global-lmic-reports/master/AFG/projections.csv
https://raw.githubusercontent.com/mrc-ide/global-lmic-reports/master/AFG/projections.csv
https://raw.githubusercontent.com/mrc-ide/global-lmic-reports/master/AFG/projections.csv
https://raw.githubusercontent.com/mrc-ide/global-lmic-reports/master/AFG/projections.csv
https://raw.githubusercontent.com/mrc-ide/global-lmic-reports/master/AFG/projections.csv
https://raw.githubusercontent.com/mrc-ide/global-lmic-reports/master/AFG/projections.csv
https://raw.githubusercontent.com/mrc-ide/global-lmic-reports/master/AFG/projections.csv
https://raw.githubusercontent.com/mrc-ide/global-lmic-reports/master/AFG/projections.csv
https://raw.githubusercontent.com/mrc-ide/global-lmic-reports/master/AFG/projections.csv
https://raw.githubusercontent.com/mrc-ide/global-lmic-reports/master/AFG/projections.csv
https://raw.githubusercontent.com/mrc-ide/global-lmic-reports/master/AFG/projections.csv
https://raw.githubusercontent.com/mrc-ide/global-lmic-reports/master/AFG/projections.csv
https://raw.githubusercontent.com/mrc-ide/global-lmic-reports/master/AFG/projections.csv
https://raw.githubusercontent.com/mrc-ide/global-lmic-reports/master/AFG/projections.csv
https://raw.githubusercontent.com/mrc-ide/global-lmic-reports/master/AFG/projections.csv
https://raw.githubusercontent.com/mrc-ide/global-lmic-reports/master/AFG/projections.csv
https://raw.githubusercontent.com/mrc-ide/global-lmic-reports/master/AFG/projections.csv
https://raw.githubusercontent.com/mrc-ide/global-lmic-reports/master/AFG/projections.csv
https://raw.githubusercontent.com/mrc-ide/global-lmic-reports/master/AFG/projections.csv
https://raw.githubusercontent.com/mrc-ide/global-lmic-reports/master/AFG/projections.csv
https://raw.githubusercontent.com/mrc-ide/global-lmic-reports/master/AFG/projections.csv
https://raw.githubusercontent.com/mrc-ide/global-lmic-reports/master/AFG/projections.csv
https://raw.githubusercontent.com/mrc-ide/global-lmic-reports/master/AFG/projections.csv
https://raw.githubusercontent.com/mrc-ide/global-lmic-reports/master/AFG/projections.csv
https://raw.githubusercontent.com/mrc-ide/global-lmic-reports/master/AFG/projections.csv
https://raw.githubusercontent.com/mrc-ide/global-lmic-reports/master/AFG/projections.csv
https://raw.githubusercontent.com/mrc-ide/global-lmic-reports/master/AFG/projections.csv
https://raw.githubusercontent.com/mrc-ide/global-lmic-reports/master/AFG/projections.csv
https://raw.githubusercontent.com/mrc-ide/global-lmic-reports/master/AFG/projections.csv
https://raw.githubusercontent.com/mrc-ide/global-lmic-reports/master/AFG/projections.csv
https://raw.githubusercontent.com/mrc-ide/global-lmic-reports/master/AFG/projections.csv
https://raw.githubusercontent.com/mrc-ide/global-lmic-reports/master/AFG/projections.csv
https://raw.githubusercontent.com/mrc-ide/global-lmic-reports/master/AFG/projections.csv
https://raw.githubusercontent.com/mrc-ide/global-lmic-reports/master/AFG/projections.csv
https://raw.githubusercontent.com/mrc-ide/global-lmic-reports/master/AFG/projections.csv
https://raw.githubusercontent.com/mrc-ide/global-lmic-reports/master/AFG/projections.csv
https://raw.githubusercontent.com/mrc-ide/global-lmic-reports/master/AFG/projections.csv
https://raw.githubusercontent.com/mrc-ide/global-lmic-reports/master/AFG/projections.csv
https://raw.githubusercontent.com/mrc-ide/global-lmic-reports/master/AFG/projections.csv
https://raw.githubusercontent.com/mrc-ide/global-lmic-reports/master/AFG/projections.csv
https://raw.githubusercontent.com/mrc-ide/global-lmic-reports/master/AFG/projections.csv
https://raw.githubusercontent.com/mrc-ide/global-lmic-reports/master/AFG/projections.csv
https://raw.githubusercontent.com/mrc-ide/global-lmic-reports/master/AFG/projections.csv
https://raw.githubusercontent.com/mrc-ide/global-lmic-reports/master/AFG/projections.csv
https://raw.githubusercontent.com/mrc-ide/global-lmic-reports/master/AFG/projections.csv
https://raw.githubusercontent.com/mrc-ide/global-lmic-reports/master/AFG/projections.csv
https://raw.githubusercontent.com/mrc-ide/global-lmic-reports/master/AFG/projections.csv
https://raw.githubusercontent.com/mrc-ide/global-lmic-reports/master/AFG/projections.csv
https://raw.githubusercontent.com/mrc-ide/global-lmic-reports/master/AFG/projections.csv
https://raw.githubusercontent.com/mrc-ide/global-lmic-reports/master/AFG/projections.csv
https://raw.githubusercontent.com/mrc-ide/global-lmic-reports/master/AFG/projections.csv
https://raw.githubusercontent.com/mrc-ide/global-lmic-reports/master/AFG/projections.csv
https://raw.githubusercontent.com/mrc-ide/global-lmic-reports/master/AFG/projections.csv
https://raw.githubusercontent.com/mrc-ide/global-lmic-reports/master/AFG/projections.csv
https://raw.githubusercontent.com/mrc-ide/global-lmic-reports/master/AFG/projections.csv
https://raw.githubusercontent.com/mrc-ide/global-lmic-reports/master/AFG/projections.csv
https://raw.githubusercontent.com/mrc-ide/global-lmic-reports/master/AFG/projections.csv
https://raw.githubusercontent.com/mrc-ide/global-lmic-reports/master/AFG/projections.csv
https://raw.githubusercontent.com/mrc-ide/global-lmic-reports/master/AFG/projections.csv
https://raw.githubusercontent.com/mrc-ide/global-lmic-reports/master/AFG/projections.csv
https://raw.githubusercontent.com/mrc-ide/global-lmic-reports/master/AFG/projections.csv
https://raw.githubusercontent.com/mrc-ide/global-lmic-reports/master/AFG/projections.csv
https://raw.githubusercontent.com/mrc-ide/global-lmic-reports/master/AFG/projections.csv
https://raw.githubusercontent.com/mrc-ide/global-lmic-reports/master/AFG/projections.csv
https://raw.githubusercontent.com/mrc-ide/global-lmic-reports/master/AFG/projections.csv
https://raw.githubusercontent.com/mrc-ide/global-lmic-reports/master/AFG/projections.csv
https://raw.githubusercontent.com/mrc-ide/global-lmic-reports/master/AFG/projections.csv
https://raw.githubusercontent.com/mrc-ide/global-lmic-reports/master/AFG/projections.csv
https://raw.githubusercontent.com/mrc-ide/global-lmic-reports/master/AFG/projections.csv
https://raw.githubusercontent.com/mrc-ide/global-lmic-reports/master/AFG/projections.csv
https://raw.githubusercontent.com/mrc-ide/global-lmic-reports/master/AFG/projections.csv
https://raw.githubusercontent.com/mrc-ide/global-lmic-reports/master/AFG/projections.csv
https://raw.githubusercontent.com/mrc-ide/global-lmic-reports/master/AFG/projections.csv
https://raw.githubusercontent.com/mrc-ide/global-lmic-reports/master/AFG/projections.csv
https://raw.githubusercontent.com/mrc-ide/global-lmic-reports/master/AFG/projections.csv
https://raw.githubusercontent.com/mrc-ide/global-lmic-reports/master/AFG/projections.csv
https://raw.githubusercontent.com/mrc-ide/global-lmic-reports/master/AFG/projections.csv
https://raw.githubusercontent.com/mrc-ide/global-lmic-reports/master/AFG/projections.csv
https://raw.githubusercontent.com/mrc-ide/global-lmic-reports/master/AFG/projections.csv
https://raw.githubusercontent.com/mrc-ide/global-lmic-reports/master/AFG/projections.csv
https://raw.githubusercontent.com/mrc-ide/global-lmic-reports/master/AFG/projections.csv
https://raw.githubusercontent.com/mrc-ide/global-lmic-reports/master/AFG/projections.csv
https://raw.githubusercontent.com/mrc-ide/global-lmic-reports/master/AFG/projections.csv
https://raw.githubusercontent.com/mrc-ide/global-lmic-reports/master/AFG/projections.csv
https://raw.githubusercontent.com/mrc-ide/global-lmic-reports/master/AFG/projections.csv
https://raw.githubusercontent.com/mrc-ide/global-lmic-reports/master/AFG/projections.csv
https://raw.githubusercontent.com/mrc-ide/global-lmic-reports/master/AFG/projections.csv
https://raw.githubusercontent.com/mrc-ide/global-lmic-reports/master/AFG/projections.csv
https://raw.githubusercontent.com/mrc-ide/global-lmic-reports/master/AFG/projections.csv
https://raw.githubusercontent.com/mrc-ide/global-lmic-reports/master/AFG/projections.csv
https://raw.githubusercontent.com/mrc-ide/global-lmic-reports/master/AFG/projections.csv
https://raw.githubusercontent.com/mrc-ide/global-lmic-reports/master/AFG/projections.csv
https://raw.githubusercontent.com/mrc-ide/global-lmic-reports/master/AFG/projections.csv
https://raw.githubusercontent.com/mrc-ide/global-lmic-reports/master/AFG/projections.csv
https://raw.githubusercontent.com/mrc-ide/global-lmic-reports/master/AFG/projections.csv
https://raw.githubusercontent.com/mrc-ide/global-lmic-reports/master/AFG/projections.csv
https://raw.githubusercontent.com/mrc-ide/global-lmic-reports/master/AFG/projections.csv
https://raw.githubusercontent.com/mrc-ide/global-lmic-reports/master/AFG/projections.csv
https://raw.githubusercontent.com/mrc-ide/global-lmic-reports/master/AFG/projections.csv
https://raw.githubusercontent.com/mrc-ide/global-lmic-reports/master/AFG/projections.csv
https://raw.githubusercontent.com/mrc-ide/global-lmic-reports/master/AFG/projections.csv
https://raw.githubusercontent.com/mrc-ide/global-lmic-reports/master/AFG/projections.csv
https://raw.githubusercontent.com/mrc-ide/global-lmic-reports/master/AFG/projections.csv
https://raw.githubusercontent.com/mrc-ide/global-lmic-reports/master/AFG/projections.csv
https://raw.githubusercontent.com/mrc-ide/global-lmic-reports/master/AFG/projections.csv
https://raw.githubusercontent.com/mrc-ide/global-lmic-reports/master/AFG/projections.csv
https://raw.githubusercontent.com/mrc-ide/global-lmic-reports/master/AFG/projections.csv
https://raw.githubusercontent.com/mrc-ide/global-lmic-reports/master/AFG/projections.csv
https://raw.githubusercontent.com/mrc-ide/global-lmic-reports/master/AFG/projections.csv
https://raw.githubusercontent.com/mrc-ide/global-lmic-reports/master/AFG/projections.csv
https://raw.githubusercontent.com/mrc-ide/global-lmic-reports/master/AFG/projections.csv
https://raw.githubusercontent.com/mrc-ide/global-lmic-reports/master/AFG/projections.csv
https://raw.githubusercontent.com/mrc-ide/global-lmic-reports/master/AFG/projections.csv
https://raw.githubusercontent.com/mrc-ide/global-lmic-reports/master/AFG/projections.csv
https://raw.githubusercontent.com/mrc-ide/global-lmic-reports/master/AFG/projections.csv
https://raw.githubusercontent.com/mrc-ide/global-lmic-reports/master/AFG/projections.csv
https://raw.githubusercontent.com/mrc-ide/global-lmic-reports/master/AFG/projections.csv
https://raw.githubusercontent.com/mrc-ide/global-lmic-reports/master/AFG/projections.csv
https://raw.githubusercontent.com/mrc-ide/global-lmic-reports/master/AFG/projections.csv
https://raw.githubusercontent.com/mrc-ide/global-lmic-reports/master/AFG/projections.csv
https://raw.githubusercontent.com/mrc-ide/global-lmic-reports/master/AFG/projections.csv
https://raw.githubusercontent.com/mrc-ide/global-lmic-reports/master/AFG/projections.csv
https://raw.githubusercontent.com/mrc-ide/global-lmic-reports/master/AFG/projections.csv
https://raw.githubusercontent.com/mrc-ide/global-lmic-reports/master/AFG/projections.csv
https://raw.githubusercontent.com/mrc-ide/global-lmic-reports/master/AFG/projections.csv
https://raw.githubusercontent.com/mrc-ide/global-lmic-reports/master/AFG/projections.csv
https://raw.githubusercontent.com/mrc-ide/global-lmic-reports/master/AFG/projections.csv
https://raw.githubusercontent.com/mrc-ide/global-lmic-reports/master/AFG/projections.csv
https://raw.githubusercontent.com/mrc-ide/global-lmic-reports/master/AFG/projections.csv
https://raw.githubusercontent.com/mrc-ide/global-lmic-reports/master/AFG/projections.csv
https://raw.githubusercontent.com/mrc-ide/global-lmic-reports/master/AFG/projections.csv
https://raw.githubusercontent.com/mrc-ide/global-lmic-reports/master/AFG/projections.csv
https://raw.githubusercontent.com/mrc-ide/global-lmic-reports/master/AFG/projections.csv
https://raw.githubusercontent.com/mrc-ide/global-lmic-reports/master/AFG/projections.csv
https://raw.githubusercontent.com/mrc-ide/global-lmic-reports/master/AFG/projections.csv
https://raw.githubusercontent.com/mrc-ide/global-lmic-reports/master/AFG/projections.csv
https://raw.githubusercontent.com/mrc-ide/global-lmic-reports/master/AFG/projections.csv
https://raw.githubusercontent.com/mrc-ide/global-lmic-reports/master/AFG/projections.csv
https://raw.githubusercontent.com/mrc-ide/global-lmic-reports/master/AFG/projections.csv
https://raw.githubusercontent.com/mrc-ide/global-lmic-reports/master/AFG/projections.csv
https://raw.githubusercontent.com/mrc-ide/global-lmic-reports/master/AFG/projections.csv
https://raw.githubusercontent.com/mrc-ide/global-lmic-reports/master/AFG/projections.csv
https://raw.githubusercontent.com/mrc-ide/global-lmic-reports/master/AFG/projections.csv
https://raw.githubusercontent.com/mrc-ide/global-lmic-reports/master/AFG/projections.csv
https://raw.githubusercontent.com/mrc-ide/global-lmic-reports/master/AFG/projections.csv
https://raw.githubusercontent.com/mrc-ide/global-lmic-reports/master/AFG/projections.csv
https://raw.githubusercontent.com/mrc-ide/global-lmic-reports/master/AFG/projections.csv
https://raw.githubusercontent.com/mrc-ide/global-lmic-reports/master/AFG/projections.csv
https://raw.githubusercontent.com/mrc-ide/global-lmic-reports/master/AFG/projections.csv
https://raw.githubusercontent.com/mrc-ide/global-lmic-reports/master/AFG/projections.csv
https://raw.githubusercontent.com/mrc-ide/global-lmic-reports/master/AFG/projections.csv
https://raw.githubusercontent.com/mrc-ide/global-lmic-reports/master/AFG/projections.csv
https://raw.githubusercontent.com/mrc-ide/global-lmic-reports/master/AFG/projections.csv
https://raw.githubusercontent.com/mrc-ide/global-lmic-reports/master/AFG/projections.csv
https://raw.githubusercontent.com/mrc-ide/global-lmic-reports/master/AFG/projections.csv
https://raw.githubusercontent.com/mrc-ide/global-lmic-reports/master/AFG/projections.csv
https://raw.githubusercontent.com/mrc-ide/global-lmic-reports/master/AFG/projections.csv
https://raw.githubusercontent.com/mrc-ide/global-lmic-reports/master/AFG/projections.csv
https://raw.githubusercontent.com/mrc-ide/global-lmic-reports/master/AFG/projections.csv
https://raw.githubusercontent.com/mrc-ide/global-lmic-reports/master/AFG/projections.csv
https://raw.githubusercontent.com/mrc-ide/global-lmic-reports/master/AFG/projections.csv
https://raw.githubusercontent.com/mrc-ide/global-lmic-reports/master/AFG/projections.csv
https://raw.githubusercontent.com/mrc-ide/global-lmic-reports/master/AFG/projections.csv
https://raw.githubusercontent.com/mrc-ide/global-lmic-reports/master/AFG/projections.csv
https://raw.githubusercontent.com/mrc-ide/global-lmic-reports/master/AFG/projections.csv
https://raw.githubusercontent.com/mrc-ide/global-lmic-reports/master/AFG/projections.csv
https://raw.githubusercontent.com/mrc-ide/global-lmic-reports/master/AFG/projections.csv
https://raw.githubusercontent.com/mrc-ide/global-lmic-reports/master/AFG/projections.csv
https://raw.githubusercontent.com/mrc-ide/global-lmic-reports/master/AFG/projections.csv
https://raw.githubusercontent.com/mrc-ide/global-lmic-reports/master/AFG/projections.csv
https://raw.githubusercontent.com/mrc-ide/global-lmic-reports/master/AFG/projections.csv
https://raw.githubusercontent.com/mrc-ide/global-lmic-reports/master/AFG/projections.csv
https://raw.githubusercontent.com/mrc-ide/global-lmic-reports/master/AFG/projections.csv
https://raw.githubusercontent.com/mrc-ide/global-lmic-reports/master/AFG/projections.csv
https://raw.githubusercontent.com/mrc-ide/global-lmic-reports/master/AFG/projections.csv
https://raw.githubusercontent.com/mrc-ide/global-lmic-reports/master/AFG/projections.csv
https://raw.githubusercontent.com/mrc-ide/global-lmic-reports/master/AFG/projections.csv
https://raw.githubusercontent.com/mrc-ide/global-lmic-reports/master/AFG/projections.csv
https://raw.githubusercontent.com/mrc-ide/global-lmic-reports/master/AFG/projections.csv
https://raw.githubusercontent.com/mrc-ide/global-lmic-reports/master/AFG/projections.csv
https://raw.githubusercontent.com/mrc-ide/global-lmic-reports/master/AFG/projections.csv
https://raw.githubusercontent.com/mrc-ide/global-lmic-reports/master/AFG/projections.csv
https://raw.githubusercontent.com/mrc-ide/global-lmic-reports/master/AFG/projections.csv
https://raw.githubusercontent.com/mrc-ide/global-lmic-reports/master/AFG/projections.csv
https://raw.githubusercontent.com/mrc-ide/global-lmic-reports/master/AFG/projections.csv
https://raw.githubusercontent.com/mrc-ide/global-lmic-reports/master/AFG/projections.csv
https://raw.githubusercontent.com/mrc-ide/global-lmic-reports/master/AFG/projections.csv
https://raw.githubusercontent.com/mrc-ide/global-lmic-reports/master/AFG/projections.csv
https://raw.githubusercontent.com/mrc-ide/global-lmic-reports/master/AFG/projections.csv
https://raw.githubusercontent.com/mrc-ide/global-lmic-reports/master/AFG/projections.csv
https://raw.githubusercontent.com/mrc-ide/global-lmic-reports/master/AFG/projections.csv
https://raw.githubusercontent.com/mrc-ide/global-lmic-reports/master/AFG/projections.csv
https://raw.githubusercontent.com/mrc-ide/global-lmic-reports/master/AFG/projections.csv
https://raw.githubusercontent.com/mrc-ide/global-lmic-reports/master/AFG/projections.csv
https://raw.githubusercontent.com/mrc-ide/global-lmic-reports/master/AFG/projections.csv
https://raw.githubusercontent.com/mrc-ide/global-lmic-reports/master/AFG/projections.csv
https://raw.githubusercontent.com/mrc-ide/global-lmic-reports/master/AFG/projections.csv
https://raw.githubusercontent.com/mrc-ide/global-lmic-reports/master/AFG/projections.csv
https://raw.githubusercontent.com/mrc-ide/global-lmic-reports/master/AFG/projections.csv
https://raw.githubusercontent.com/mrc-ide/global-lmic-reports/master/AFG/projections.csv
https://raw.githubusercontent.com/mrc-ide/global-lmic-reports/master/AFG/projections.csv
https://raw.githubusercontent.com/mrc-ide/global-lmic-reports/master/AFG/projections.csv
https://raw.githubusercontent.com/mrc-ide/global-lmic-reports/master/AFG/projections.csv
https://raw.githubusercontent.com/mrc-ide/global-lmic-reports/master/AFG/projections.csv
https://raw.githubusercontent.com/mrc-ide/global-lmic-reports/master/AFG/projections.csv
https://raw.githubusercontent.com/mrc-ide/global-lmic-reports/master/AFG/projections.csv
https://raw.githubusercontent.com/mrc-ide/global-lmic-reports/master/AFG/projections.csv
https://raw.githubusercontent.com/mrc-ide/global-lmic-reports/master/AFG/projections.csv
https://raw.githubusercontent.com/mrc-ide/global-lmic-reports/master/AFG/projections.csv
https://raw.githubusercontent.com/mrc-ide/global-lmic-reports/master/AFG/projections.csv
https://raw.githubusercontent.com/mrc-ide/global-lmic-reports/master/AFG/projections.csv
https://raw.githubusercontent.com/mrc-ide/global-lmic-reports/master/AFG/projections.csv
https://raw.githubusercontent.com/mrc-ide/global-lmic-reports/master/AFG/projections.csv
https://raw.githubusercontent.com/mrc-ide/global-lmic-reports/master/AFG/projections.csv
https://raw.githubusercontent.com/mrc-ide/global-lmic-reports/master/AFG/projections.csv
https://raw.githubusercontent.com/mrc-ide/global-lmic-reports/master/AFG/projections.csv
https://raw.githubusercontent.com/mrc-ide/global-lmic-reports/master/AFG/projections.csv
https://raw.githubusercontent.com/mrc-ide/global-lmic-reports/master/AFG/projections.csv
https://raw.githubusercontent.com/mrc-ide/global-lmic-reports/master/AFG/projections.csv
https://raw.githubusercontent.com/mrc-ide/global-lmic-reports/master/AFG/projections.csv
https://raw.githubusercontent.com/mrc-ide/global-lmic-reports/master/AFG/projections.csv
https://raw.githubusercontent.com/mrc-ide/global-lmic-reports/master/AFG/projections.csv
https://raw.githubusercontent.com/mrc-ide/global-lmic-reports/master/AFG/projections.csv
https://raw.githubusercontent.com/mrc-ide/global-lmic-reports/master/AFG/projections.csv
https://raw.githubusercontent.com/mrc-ide/global-lmic-reports/master/AFG/projections.csv
https://raw.githubusercontent.com/mrc-ide/global-lmic-reports/master/AFG/projections.csv
https://raw.githubusercontent.com/mrc-ide/global-lmic-reports/master/AFG/projections.csv
https://raw.githubusercontent.com/mrc-ide/global-lmic-reports/master/AFG/projections.csv
https://raw.githubusercontent.com/mrc-ide/global-lmic-reports/master/AFG/projections.csv
https://raw.githubusercontent.com/mrc-ide/global-lmic-reports/master/AFG/projections.csv
https://raw.githubusercontent.com/mrc-ide/global-lmic-reports/master/AFG/projections.csv
https://raw.githubusercontent.com/mrc-ide/global-lmic-reports/master/AFG/projections.csv
https://raw.githubusercontent.com/mrc-ide/global-lmic-reports/master/AFG/projections.csv
https://raw.githubusercontent.com/mrc-ide/global-lmic-reports/master/AFG/projections.csv
https://raw.githubusercontent.com/mrc-ide/global-lmic-reports/master/AFG/projections.csv
https://raw.githubusercontent.com/mrc-ide/global-lmic-reports/master/AFG/projections.csv
https://raw.githubusercontent.com/mrc-ide/global-lmic-reports/master/AFG/projections.csv
https://raw.githubusercontent.com/mrc-ide/global-lmic-reports/master/AFG/projections.csv
https://raw.githubusercontent.com/mrc-ide/global-lmic-reports/master/AFG/projections.csv
https://raw.githubusercontent.com/mrc-ide/global-lmic-reports/master/AFG/projections.csv
https://raw.githubusercontent.com/mrc-ide/global-lmic-reports/master/AFG/projections.csv
https://raw.githubusercontent.com/mrc-ide/global-lmic-reports/master/AFG/projections.csv
https://raw.githubusercontent.com/mrc-ide/global-lmic-reports/master/AFG/projections.csv
https://raw.githubusercontent.com/mrc-ide/global-lmic-reports/master/AFG/projections.csv
https://raw.githubusercontent.com/mrc-ide/global-lmic-reports/master/AFG/projections.csv
https://raw.githubusercontent.com/mrc-ide/global-lmic-reports/master/AFG/projections.csv
https://raw.githubusercontent.com/mrc-ide/global-lmic-reports/master/AFG/projections.csv
https://raw.githubusercontent.com/mrc-ide/global-lmic-reports/master/AFG/projections.csv
https://raw.githubusercontent.com/mrc-ide/global-lmic-reports/master/AFG/projections.csv
https://raw.githubusercontent.com/mrc-ide/global-lmic-reports/master/AFG/projections.csv
https://raw.githubusercontent.com/mrc-ide/global-lmic-reports/master/AFG/projections.csv
https://raw.githubusercontent.com/mrc-ide/global-lmic-reports/master/AFG/projections.csv
https://raw.githubusercontent.com/mrc-ide/global-lmic-reports/master/AFG/projections.csv
https://raw.githubusercontent.com/mrc-ide/global-lmic-reports/master/AFG/projections.csv
https://raw.githubusercontent.com/mrc-ide/global-lmic-reports/master/AFG/projections.csv
https://raw.githubusercontent.com/mrc-ide/global-lmic-reports/master/AFG/projections.csv
https://raw.githubusercontent.com/mrc-ide/global-lmic-reports/master/AFG/projections.csv
https://raw.githubusercontent.com/mrc-ide/global-lmic-reports/master/AFG/projections.csv
https://raw.githubusercontent.com/mrc-ide/global-lmic-reports/master/AFG/projections.csv
https://raw.githubusercontent.com/mrc-ide/global-lmic-reports/master/AFG/projections.csv
https://raw.githubusercontent.com/mrc-ide/global-lmic-reports/master/AFG/projections.csv
https://raw.githubusercontent.com/mrc-ide/global-lmic-reports/master/AFG/projections.csv
https://raw.githubusercontent.com/mrc-ide/global-lmic-reports/master/AFG/projections.csv
https://raw.githubusercontent.com/mrc-ide/global-lmic-reports/master/AFG/projections.csv
https://raw.githubusercontent.com/mrc-ide/global-lmic-reports/master/AFG/projections.csv
https://raw.githubusercontent.com/mrc-ide/global-lmic-reports/master/AFG/projections.csv
https://raw.githubusercontent.com/mrc-ide/global-lmic-reports/master/AFG/projections.csv
https://raw.githubusercontent.com/mrc-ide/global-lmic-reports/master/AFG/projections.csv
https://raw.githubusercontent.com/mrc-ide/global-lmic-reports/master/AFG/projections.csv
https://raw.githubusercontent.com/mrc-ide/global-lmic-reports/master/AFG/projections.csv
https://raw.githubusercontent.com/mrc-ide/global-lmic-reports/master/AFG/projections.csv
https://raw.githubusercontent.com/mrc-ide/global-lmic-reports/master/AFG/projections.csv
https://raw.githubusercontent.com/mrc-ide/global-lmic-reports/master/AFG/projections.csv
https://raw.githubusercontent.com/mrc-ide/global-lmic-reports/master/AFG/projections.csv
https://raw.githubusercontent.com/mrc-ide/global-lmic-reports/master/AFG/projections.csv
https://raw.githubusercontent.com/mrc-ide/global-lmic-reports/master/AFG/projections.csv
https://raw.githubusercontent.com/mrc-ide/global-lmic-reports/master/AFG/projections.csv
https://raw.githubusercontent.com/mrc-ide/global-lmic-reports/master/AFG/projections.csv
https://raw.githubusercontent.com/mrc-ide/global-lmic-reports/master/AFG/projections.csv
https://raw.githubusercontent.com/mrc-ide/global-lmic-reports/master/AFG/projections.csv
https://raw.githubusercontent.com/mrc-ide/global-lmic-reports/master/AFG/projections.csv
https://raw.githubusercontent.com/mrc-ide/global-lmic-reports/master/AFG/projections.csv
https://raw.githubusercontent.com/mrc-ide/global-lmic-reports/master/AFG/projections.csv
https://raw.githubusercontent.com/mrc-ide/global-lmic-reports/master/AFG/projections.csv
https://raw.githubusercontent.com/mrc-ide/global-lmic-reports/master/AFG/projections.csv
https://raw.githubusercontent.com/mrc-ide/global-lmic-reports/master/AFG/projections.csv
https://raw.githubusercontent.com/mrc-ide/global-lmic-reports/master/AFG/projections.csv
https://raw.githubusercontent.com/mrc-ide/global-lmic-reports/master/AFG/projections.csv
https://raw.githubusercontent.com/mrc-ide/global-lmic-reports/master/AFG/projections.csv
https://raw.githubusercontent.com/mrc-ide/global-lmic-reports/master/AFG/projections.csv
https://raw.githubusercontent.com/mrc-ide/global-lmic-reports/master/AFG/projections.csv
https://raw.githubusercontent.com/mrc-ide/global-lmic-reports/master/AFG/projections.csv
https://raw.githubusercontent.com/mrc-ide/global-lmic-reports/master/AFG/projections.csv
https://raw.githubusercontent.com/mrc-ide/global-lmic-reports/master/AFG/projections.csv
https://raw.githubusercontent.com/mrc-ide/global-lmic-reports/master/AFG/projections.csv
https://raw.githubusercontent.com/mrc-ide/global-lmic-reports/master/AFG/projections.csv
https://raw.githubusercontent.com/mrc-ide/global-lmic-reports/master/AFG/projections.csv
https://raw.githubusercontent.com/mrc-ide/global-lmic-reports/master/AFG/projections.csv
https://raw.githubusercontent.com/mrc-ide/global-lmic-reports/master/AFG/projections.csv
https://raw.githubusercontent.com/mrc-ide/global-lmic-reports/master/AFG/projections.csv
https://raw.githubusercontent.com/mrc-ide/global-lmic-reports/master/AFG/projections.csv
https://raw.githubusercontent.com/mrc-ide/global-lmic-reports/master/AFG/projections.csv
https://raw.githubusercontent.com/mrc-ide/global-lmic-reports/master/AFG/projections.csv
https://raw.githubusercontent.com/mrc-ide/global-lmic-reports/master/AFG/projections.csv
https://raw.githubusercontent.com/mrc-ide/global-lmic-reports/master/AFG/projections.csv
https://raw.githubusercontent.com/mrc-ide/global-lmic-reports/master/AFG/projections.csv
https://raw.githubusercontent.com/mrc-ide/global-lmic-reports/master/AFG/projections.csv
https://raw.githubusercontent.com/mrc-ide/global-lmic-reports/master/AFG/projections.csv
https://raw.githubusercontent.com/mrc-ide/global-lmic-reports/master/AFG/projections.csv
https://raw.githubusercontent.com/mrc-ide/global-lmic-reports/master/AFG/projections.csv
https://raw.githubusercontent.com/mrc-ide/global-lmic-reports/master/AFG/projections.csv
https://raw.githubusercontent.com/mrc-ide/global-lmic-reports/master/AFG/projections.csv
https://raw.githubusercontent.com/mrc-ide/global-lmic-reports/master/AFG/projections.csv
https://raw.githubusercontent.com/mrc-ide/global-lmic-reports/master/AFG/projections.csv
https://raw.githubusercontent.com/mrc-ide/global-lmic-reports/master/AFG/projections.csv
https://raw.githubusercontent.com/mrc-ide/global-lmic-reports/master/AFG/projections.csv
https://raw.githubusercontent.com/mrc-ide/global-lmic-reports/master/AFG/projections.csv
https://raw.githubusercontent.com/mrc-ide/global-lmic-reports/master/AFG/projections.csv
https://raw.githubusercontent.com/mrc-ide/global-lmic-reports/master/AFG/projections.csv
https://raw.githubusercontent.com/mrc-ide/global-lmic-reports/master/AFG/projections.csv
https://raw.githubusercontent.com/mrc-ide/global-lmic-reports/master/AFG/projections.csv
https://raw.githubusercontent.com/mrc-ide/global-lmic-reports/master/AFG/projections.csv
https://raw.githubusercontent.com/mrc-ide/global-lmic-reports/master/AFG/projections.csv
https://raw.githubusercontent.com/mrc-ide/global-lmic-reports/master/AFG/projections.csv
https://raw.githubusercontent.com/mrc-ide/global-lmic-reports/master/AFG/projections.csv
https://raw.githubusercontent.com/mrc-ide/global-lmic-reports/master/AFG/projections.csv
https://raw.githubusercontent.com/mrc-ide/global-lmic-reports/master/AFG/projections.csv
https://raw.githubusercontent.com/mrc-ide/global-lmic-reports/master/AFG/projections.csv
https://raw.githubusercontent.com/mrc-ide/global-lmic-reports/master/AFG/projections.csv
https://raw.githubusercontent.com/mrc-ide/global-lmic-reports/master/AFG/projections.csv
https://raw.githubusercontent.com/mrc-ide/global-lmic-reports/master/AFG/projections.csv
https://raw.githubusercontent.com/mrc-ide/global-lmic-reports/master/AFG/projections.csv
https://raw.githubusercontent.com/mrc-ide/global-lmic-reports/master/AFG/projections.csv
https://raw.githubusercontent.com/mrc-ide/global-lmic-reports/master/AFG/projections.csv
https://raw.githubusercontent.com/mrc-ide/global-lmic-reports/master/AFG/projections.csv
https://raw.githubusercontent.com/mrc-ide/global-lmic-reports/master/AFG/projections.csv
https://raw.githubusercontent.com/mrc-ide/global-lmic-reports/master/AFG/projections.csv
https://raw.githubusercontent.com/mrc-ide/global-lmic-reports/master/AFG/projections.csv
https://raw.githubusercontent.com/mrc-ide/global-lmic-reports/master/AFG/projections.csv
https://raw.githubusercontent.com/mrc-ide/global-lmic-reports/master/AFG/projections.csv
https://raw.githubusercontent.com/mrc-ide/global-lmic-reports/master/AFG/projections.csv
https://raw.githubusercontent.com/mrc-ide/global-lmic-reports/master/AFG/projections.csv
https://raw.githubusercontent.com/mrc-ide/global-lmic-reports/master/AFG/projections.csv
https://raw.githubusercontent.com/mrc-ide/global-lmic-reports/master/AFG/projections.csv
https://raw.githubusercontent.com/mrc-ide/global-lmic-reports/master/AFG/projections.csv
https://raw.githubusercontent.com/mrc-ide/global-lmic-reports/master/AFG/projections.csv
https://raw.githubusercontent.com/mrc-ide/global-lmic-reports/master/AFG/projections.csv
https://raw.githubusercontent.com/mrc-ide/global-lmic-reports/master/AFG/projections.csv
https://raw.githubusercontent.com/mrc-ide/global-lmic-reports/master/AFG/projections.csv
https://raw.githubusercontent.com/mrc-ide/global-lmic-reports/master/AFG/projections.csv
https://raw.githubusercontent.com/mrc-ide/global-lmic-reports/master/AFG/projections.csv
https://raw.githubusercontent.com/mrc-ide/global-lmic-reports/master/AFG/projections.csv
https://raw.githubusercontent.com/mrc-ide/global-lmic-reports/master/AFG/projections.csv
https://raw.githubusercontent.com/mrc-ide/global-lmic-reports/master/AFG/projections.csv
https://raw.githubusercontent.com/mrc-ide/global-lmic-reports/master/AFG/projections.csv
https://raw.githubusercontent.com/mrc-ide/global-lmic-reports/master/AFG/projections.csv
https://raw.githubusercontent.com/mrc-ide/global-lmic-reports/master/AFG/projections.csv
https://raw.githubusercontent.com/mrc-ide/global-lmic-reports/master/AFG/projections.csv
https://raw.githubusercontent.com/mrc-ide/global-lmic-reports/master/AFG/projections.csv
https://raw.githubusercontent.com/mrc-ide/global-lmic-reports/master/AFG/projections.csv
https://raw.githubusercontent.com/mrc-ide/global-lmic-reports/master/AFG/projections.csv
https://raw.githubusercontent.com/mrc-ide/global-lmic-reports/master/AFG/projections.csv
https://raw.githubusercontent.com/mrc-ide/global-lmic-reports/master/AFG/projections.csv
https://raw.githubusercontent.com/mrc-ide/global-lmic-reports/master/AFG/projections.csv
https://raw.githubusercontent.com/mrc-ide/global-lmic-reports/master/AFG/projections.csv
https://raw.githubusercontent.com/mrc-ide/global-lmic-reports/master/AFG/projections.csv
https://raw.githubusercontent.com/mrc-ide/global-lmic-reports/master/AFG/projections.csv
https://raw.githubusercontent.com/mrc-ide/global-lmic-reports/master/AFG/projections.csv
https://raw.githubusercontent.com/mrc-ide/global-lmic-reports/master/AFG/projections.csv
https://raw.githubusercontent.com/mrc-ide/global-lmic-reports/master/AFG/projections.csv
https://raw.githubusercontent.com/mrc-ide/global-lmic-reports/master/AFG/projections.csv
https://raw.githubusercontent.com/mrc-ide/global-lmic-reports/master/AFG/projections.csv
https://raw.githubusercontent.com/mrc-ide/global-lmic-reports/master/AFG/projections.csv
https://raw.githubusercontent.com/mrc-ide/global-lmic-reports/master/AFG/projections.csv
https://raw.githubusercontent.com/mrc-ide/global-lmic-reports/master/AFG/projections.csv
https://raw.githubusercontent.com/mrc-ide/global-lmic-reports/master/AFG/projections.csv
https://raw.githubusercontent.com/mrc-ide/global-lmic-reports/master/AFG/projections.csv
https://raw.githubusercontent.com/mrc-ide/global-lmic-reports/master/AFG/projections.csv
https://raw.githubusercontent.com/mrc-ide/global-lmic-reports/master/AFG/projections.csv
https://raw.githubusercontent.com/mrc-ide/global-lmic-reports/master/AFG/projections.csv
https://raw.githubusercontent.com/mrc-ide/global-lmic-reports/master/AFG/projections.csv
https://raw.githubusercontent.com/mrc-ide/global-lmic-reports/master/AFG/projections.csv
https://raw.githubusercontent.com/mrc-ide/global-lmic-reports/master/AFG/projections.csv
https://raw.githubusercontent.com/mrc-ide/global-lmic-reports/master/AFG/projections.csv
https://raw.githubusercontent.com/mrc-ide/global-lmic-reports/master/AFG/projections.csv
https://raw.githubusercontent.com/mrc-ide/global-lmic-reports/master/AFG/projections.csv
https://raw.githubusercontent.com/mrc-ide/global-lmic-reports/master/AFG/projections.csv
https://raw.githubusercontent.com/mrc-ide/global-lmic-reports/master/AFG/projections.csv
https://raw.githubusercontent.com/mrc-ide/global-lmic-reports/master/AFG/projections.csv
https://raw.githubusercontent.com/mrc-ide/global-lmic-reports/master/AFG/projections.csv
https://raw.githubusercontent.com/mrc-ide/global-lmic-reports/master/AFG/projections.csv
https://raw.githubusercontent.com/mrc-ide/global-lmic-reports/master/AFG/projections.csv
https://raw.githubusercontent.com/mrc-ide/global-lmic-reports/master/AFG/projections.csv
https://raw.githubusercontent.com/mrc-ide/global-lmic-reports/master/AFG/projections.csv
https://raw.githubusercontent.com/mrc-ide/global-lmic-reports/master/AFG/projections.csv
https://raw.githubusercontent.com/mrc-ide/global-lmic-reports/master/AFG/projections.csv
https://raw.githubusercontent.com/mrc-ide/global-lmic-reports/master/AFG/projections.csv
https://raw.githubusercontent.com/mrc-ide/global-lmic-reports/master/AFG/projections.csv
https://raw.githubusercontent.com/mrc-ide/global-lmic-reports/master/AFG/projections.csv
https://raw.githubusercontent.com/mrc-ide/global-lmic-reports/master/AFG/projections.csv
https://raw.githubusercontent.com/mrc-ide/global-lmic-reports/master/AFG/projections.csv
https://raw.githubusercontent.com/mrc-ide/global-lmic-reports/master/AFG/projections.csv
https://raw.githubusercontent.com/mrc-ide/global-lmic-reports/master/AFG/projections.csv
https://raw.githubusercontent.com/mrc-ide/global-lmic-reports/master/AFG/projections.csv
https://raw.githubusercontent.com/mrc-ide/global-lmic-reports/master/AFG/projections.csv
https://raw.githubusercontent.com/mrc-ide/global-lmic-reports/master/AFG/projections.csv
https://raw.githubusercontent.com/mrc-ide/global-lmic-reports/master/AFG/projections.csv
https://raw.githubusercontent.com/mrc-ide/global-lmic-reports/master/AFG/projections.csv
https://raw.githubusercontent.com/mrc-ide/global-lmic-reports/master/AFG/projections.csv
https://raw.githubusercontent.com/mrc-ide/global-lmic-reports/master/AFG/projections.csv
https://raw.githubusercontent.com/mrc-ide/global-lmic-reports/master/AFG/projections.csv
https://raw.githubusercontent.com/mrc-ide/global-lmic-reports/master/AFG/projections.csv
https://raw.githubusercontent.com/mrc-ide/global-lmic-reports/master/AFG/projections.csv
https://raw.githubusercontent.com/mrc-ide/global-lmic-reports/master/AFG/projections.csv
https://raw.githubusercontent.com/mrc-ide/global-lmic-reports/master/AFG/projections.csv
https://raw.githubusercontent.com/mrc-ide/global-lmic-reports/master/AFG/projections.csv
https://raw.githubusercontent.com/mrc-ide/global-lmic-reports/master/AFG/projections.csv
https://raw.githubusercontent.com/mrc-ide/global-lmic-reports/master/AFG/projections.csv
https://raw.githubusercontent.com/mrc-ide/global-lmic-reports/master/AFG/projections.csv
https://raw.githubusercontent.com/mrc-ide/global-lmic-reports/master/AFG/projections.csv
https://raw.githubusercontent.com/mrc-ide/global-lmic-reports/master/AFG/projections.csv
https://raw.githubusercontent.com/mrc-ide/global-lmic-reports/master/AFG/projections.csv
https://raw.githubusercontent.com/mrc-ide/global-lmic-reports/master/AFG/projections.csv
https://raw.githubusercontent.com/mrc-ide/global-lmic-reports/master/AFG/projections.csv
https://raw.githubusercontent.com/mrc-ide/global-lmic-reports/master/AFG/projections.csv
https://raw.githubusercontent.com/mrc-ide/global-lmic-reports/master/AFG/projections.csv
https://raw.githubusercontent.com/mrc-ide/global-lmic-reports/master/AFG/projections.csv
https://raw.githubusercontent.com/mrc-ide/global-lmic-reports/master/AFG/projections.csv
https://raw.githubusercontent.com/mrc-ide/global-lmic-reports/master/AFG/projections.csv
https://raw.githubusercontent.com/mrc-ide/global-lmic-reports/master/AFG/projections.csv
https://raw.githubusercontent.com/mrc-ide/global-lmic-reports/master/AFG/projections.csv
https://raw.githubusercontent.com/mrc-ide/global-lmic-reports/master/AFG/projections.csv
https://raw.githubusercontent.com/mrc-ide/global-lmic-reports/master/AFG/projections.csv
https://raw.githubusercontent.com/mrc-ide/global-lmic-reports/master/AFG/projections.csv
https://raw.githubusercontent.com/mrc-ide/global-lmic-reports/master/AFG/projections.csv
https://raw.githubusercontent.com/mrc-ide/global-lmic-reports/master/AFG/projections.csv
https://raw.githubusercontent.com/mrc-ide/global-lmic-reports/master/AFG/projections.csv
https://raw.githubusercontent.com/mrc-ide/global-lmic-reports/master/AFG/projections.csv
https://raw.githubusercontent.com/mrc-ide/global-lmic-reports/master/AFG/projections.csv
https://raw.githubusercontent.com/mrc-ide/global-lmic-reports/master/AFG/projections.csv
https://raw.githubusercontent.com/mrc-ide/global-lmic-reports/master/AFG/projections.csv
https://raw.githubusercontent.com/mrc-ide/global-lmic-reports/master/AFG/projections.csv
https://raw.githubusercontent.com/mrc-ide/global-lmic-reports/master/AFG/projections.csv
https://raw.githubusercontent.com/mrc-ide/global-lmic-reports/master/AFG/projections.csv
https://raw.githubusercontent.com/mrc-ide/global-lmic-reports/master/AFG/projections.csv
https://raw.githubusercontent.com/mrc-ide/global-lmic-reports/master/AFG/projections.csv
https://raw.githubusercontent.com/mrc-ide/global-lmic-reports/master/AFG/projections.csv
https://raw.githubusercontent.com/mrc-ide/global-lmic-reports/master/AFG/projections.csv
https://raw.githubusercontent.com/mrc-ide/global-lmic-reports/master/AFG/projections.csv
https://raw.githubusercontent.com/mrc-ide/global-lmic-reports/master/AFG/projections.csv
https://raw.githubusercontent.com/mrc-ide/global-lmic-reports/master/AFG/projections.csv
https://raw.githubusercontent.com/mrc-ide/global-lmic-reports/master/AFG/projections.csv
https://raw.githubusercontent.com/mrc-ide/global-lmic-reports/master/AFG/projections.csv
https://raw.githubusercontent.com/mrc-ide/global-lmic-reports/master/AFG/projections.csv
https://raw.githubusercontent.com/mrc-ide/global-lmic-reports/master/AFG/projections.csv
https://raw.githubusercontent.com/mrc-ide/global-lmic-reports/master/AFG/projections.csv
https://raw.githubusercontent.com/mrc-ide/global-lmic-reports/master/AFG/projections.csv
https://raw.githubusercontent.com/mrc-ide/global-lmic-reports/master/AFG/projections.csv
https://raw.githubusercontent.com/mrc-ide/global-lmic-reports/master/AFG/projections.csv
https://raw.githubusercontent.com/mrc-ide/global-lmic-reports/master/AFG/projections.csv
https://raw.githubusercontent.com/mrc-ide/global-lmic-reports/master/AFG/projections.csv
https://raw.githubusercontent.com/mrc-ide/global-lmic-reports/master/AFG/projections.csv
https://raw.githubusercontent.com/mrc-ide/global-lmic-reports/master/AFG/projections.csv
https://raw.githubusercontent.com/mrc-ide/global-lmic-reports/master/AFG/projections.csv
https://raw.githubusercontent.com/mrc-ide/global-lmic-reports/master/AFG/projections.csv
https://raw.githubusercontent.com/mrc-ide/global-lmic-reports/master/AFG/projections.csv
https://raw.githubusercontent.com/mrc-ide/global-lmic-reports/master/AFG/projections.csv
https://raw.githubusercontent.com/mrc-ide/global-lmic-reports/master/AFG/projections.csv
https://raw.githubusercontent.com/mrc-ide/global-lmic-reports/master/AFG/projections.csv
https://raw.githubusercontent.com/mrc-ide/global-lmic-reports/master/AFG/projections.csv
https://raw.githubusercontent.com/mrc-ide/global-lmic-reports/master/AFG/projections.csv
https://raw.githubusercontent.com/mrc-ide/global-lmic-reports/master/AFG/projections.csv
https://raw.githubusercontent.com/mrc-ide/global-lmic-reports/master/AFG/projections.csv
https://raw.githubusercontent.com/mrc-ide/global-lmic-reports/master/AFG/projections.csv
https://raw.githubusercontent.com/mrc-ide/global-lmic-reports/master/AFG/projections.csv
https://raw.githubusercontent.com/mrc-ide/global-lmic-reports/master/AFG/projections.csv
https://raw.githubusercontent.com/mrc-ide/global-lmic-reports/master/AFG/projections.csv
https://raw.githubusercontent.com/mrc-ide/global-lmic-reports/master/AFG/projections.csv
https://raw.githubusercontent.com/mrc-ide/global-lmic-reports/master/AFG/projections.csv
https://raw.githubusercontent.com/mrc-ide/global-lmic-reports/master/AFG/projections.csv
https://raw.githubusercontent.com/mrc-ide/global-lmic-reports/master/AFG/projections.csv
https://raw.githubusercontent.com/mrc-ide/global-lmic-reports/master/AFG/projections.csv
https://raw.githubusercontent.com/mrc-ide/global-lmic-reports/master/AFG/projections.csv
https://raw.githubusercontent.com/mrc-ide/global-lmic-reports/master/AFG/projections.csv
https://raw.githubusercontent.com/mrc-ide/global-lmic-reports/master/AFG/projections.csv
https://raw.githubusercontent.com/mrc-ide/global-lmic-reports/master/AFG/projections.csv
https://raw.githubusercontent.com/mrc-ide/global-lmic-reports/master/AFG/projections.csv
https://raw.githubusercontent.com/mrc-ide/global-lmic-reports/master/AFG/projections.csv
https://raw.githubusercontent.com/mrc-ide/global-lmic-reports/master/AFG/projections.csv
https://raw.githubusercontent.com/mrc-ide/global-lmic-reports/master/AFG/projections.csv
https://raw.githubusercontent.com/mrc-ide/global-lmic-reports/master/AFG/projections.csv
https://raw.githubusercontent.com/mrc-ide/global-lmic-reports/master/AFG/projections.csv
https://raw.githubusercontent.com/mrc-ide/global-lmic-reports/master/AFG/projections.csv
https://raw.githubusercontent.com/mrc-ide/global-lmic-reports/master/AFG/projections.csv
https://raw.githubusercontent.com/mrc-ide/global-lmic-reports/master/AFG/projections.csv
https://raw.githubusercontent.com/mrc-ide/global-lmic-reports/master/AFG/projections.csv
https://raw.githubusercontent.com/mrc-ide/global-lmic-reports/master/AFG/projections.csv
https://raw.githubusercontent.com/mrc-ide/global-lmic-reports/master/AFG/projections.csv
https://raw.githubusercontent.com/mrc-ide/global-lmic-reports/master/AFG/projections.csv
https://raw.githubusercontent.com/mrc-ide/global-lmic-reports/master/AFG/projections.csv
https://raw.githubusercontent.com/mrc-ide/global-lmic-reports/master/AFG/projections.csv
https://raw.githubusercontent.com/mrc-ide/global-lmic-reports/master/AFG/projections.csv
https://raw.githubusercontent.com/mrc-ide/global-lmic-reports/master/AFG/projections.csv
https://raw.githubusercontent.com/mrc-ide/global-lmic-reports/master/AFG/projections.csv
https://raw.githubusercontent.com/mrc-ide/global-lmic-reports/master/AFG/projections.csv
https://raw.githubusercontent.com/mrc-ide/global-lmic-reports/master/AFG/projections.csv
https://raw.githubusercontent.com/mrc-ide/global-lmic-reports/master/AFG/projections.csv
https://raw.githubusercontent.com/mrc-ide/global-lmic-reports/master/AFG/projections.csv
https://raw.githubusercontent.com/mrc-ide/global-lmic-reports/master/AFG/projections.csv
https://raw.githubusercontent.com/mrc-ide/global-lmic-reports/master/AFG/projections.csv
https://raw.githubusercontent.com/mrc-ide/global-lmic-reports/master/AFG/projections.csv
https://raw.githubusercontent.com/mrc-ide/global-lmic-reports/master/AFG/projections.csv
https://raw.githubusercontent.com/mrc-ide/global-lmic-reports/master/AFG/projections.csv
https://raw.githubusercontent.com/mrc-ide/global-lmic-reports/master/AFG/projections.csv
https://raw.githubusercontent.com/mrc-ide/global-lmic-reports/master/AFG/projections.csv
https://raw.githubusercontent.com/mrc-ide/global-lmic-reports/master/AFG/projections.csv
https://raw.githubusercontent.com/mrc-ide/global-lmic-reports/master/AFG/projections.csv
https://raw.githubusercontent.com/mrc-ide/global-lmic-reports/master/AFG/projections.csv
https://raw.githubusercontent.com/mrc-ide/global-lmic-reports/master/AFG/projections.csv
https://raw.githubusercontent.com/mrc-ide/global-lmic-reports/master/AFG/projections.csv
https://raw.githubusercontent.com/mrc-ide/global-lmic-reports/master/AFG/projections.csv
https://raw.githubusercontent.com/mrc-ide/global-lmic-reports/master/AFG/projections.csv
https://raw.githubusercontent.com/mrc-ide/global-lmic-reports/master/AFG/projections.csv
https://raw.githubusercontent.com/mrc-ide/global-lmic-reports/master/AFG/projections.csv
https://raw.githubusercontent.com/mrc-ide/global-lmic-reports/master/AFG/projections.csv
https://raw.githubusercontent.com/mrc-ide/global-lmic-reports/master/AFG/projections.csv
https://raw.githubusercontent.com/mrc-ide/global-lmic-reports/master/AFG/projections.csv
https://raw.githubusercontent.com/mrc-ide/global-lmic-reports/master/AFG/projections.csv
https://raw.githubusercontent.com/mrc-ide/global-lmic-reports/master/AFG/projections.csv
https://raw.githubusercontent.com/mrc-ide/global-lmic-reports/master/AFG/projections.csv
https://raw.githubusercontent.com/mrc-ide/global-lmic-reports/master/AFG/projections.csv
https://raw.githubusercontent.com/mrc-ide/global-lmic-reports/master/AFG/projections.csv
https://raw.githubusercontent.com/mrc-ide/global-lmic-reports/master/AFG/projections.csv
https://raw.githubusercontent.com/mrc-ide/global-lmic-reports/master/AFG/projections.csv
https://raw.githubusercontent.com/mrc-ide/global-lmic-reports/master/AFG/projections.csv
https://raw.githubusercontent.com/mrc-ide/global-lmic-reports/master/AFG/projections.csv
https://raw.githubusercontent.com/mrc-ide/global-lmic-reports/master/AFG/projections.csv
https://raw.githubusercontent.com/mrc-ide/global-lmic-reports/master/AFG/projections.csv
https://raw.githubusercontent.com/mrc-ide/global-lmic-reports/master/AFG/projections.csv
https://raw.githubusercontent.com/mrc-ide/global-lmic-reports/master/AFG/projections.csv
https://raw.githubusercontent.com/mrc-ide/global-lmic-reports/master/AFG/projections.csv
https://raw.githubusercontent.com/mrc-ide/global-lmic-reports/master/AFG/projections.csv
https://raw.githubusercontent.com/mrc-ide/global-lmic-reports/master/AFG/projections.csv
https://raw.githubusercontent.com/mrc-ide/global-lmic-reports/master/AFG/projections.csv
https://raw.githubusercontent.com/mrc-ide/global-lmic-reports/master/AFG/projections.csv
https://raw.githubusercontent.com/mrc-ide/global-lmic-reports/master/AFG/projections.csv
https://raw.githubusercontent.com/mrc-ide/global-lmic-reports/master/AFG/projections.csv
https://raw.githubusercontent.com/mrc-ide/global-lmic-reports/master/AFG/projections.csv
https://raw.githubusercontent.com/mrc-ide/global-lmic-reports/master/AFG/projections.csv
https://raw.githubusercontent.com/mrc-ide/global-lmic-reports/master/AFG/projections.csv
https://raw.githubusercontent.com/mrc-ide/global-lmic-reports/master/AFG/projections.csv
https://raw.githubusercontent.com/mrc-ide/global-lmic-reports/master/AFG/projections.csv
https://raw.githubusercontent.com/mrc-ide/global-lmic-reports/master/AFG/projections.csv
https://raw.githubusercontent.com/mrc-ide/global-lmic-reports/master/AFG/projections.csv
https://raw.githubusercontent.com/mrc-ide/global-lmic-reports/master/AFG/projections.csv
https://raw.githubusercontent.com/mrc-ide/global-lmic-reports/master/AFG/projections.csv
https://raw.githubusercontent.com/mrc-ide/global-lmic-reports/master/AFG/projections.csv
https://raw.githubusercontent.com/mrc-ide/global-lmic-reports/master/AFG/projections.csv
https://raw.githubusercontent.com/mrc-ide/global-lmic-reports/master/AFG/projections.csv
https://raw.githubusercontent.com/mrc-ide/global-lmic-reports/master/AFG/projections.csv
https://raw.githubusercontent.com/mrc-ide/global-lmic-reports/master/AFG/projections.csv
https://raw.githubusercontent.com/mrc-ide/global-lmic-reports/master/AFG/projections.csv
https://raw.githubusercontent.com/mrc-ide/global-lmic-reports/master/AFG/projections.csv
https://raw.githubusercontent.com/mrc-ide/global-lmic-reports/master/AFG/projections.csv
https://raw.githubusercontent.com/mrc-ide/global-lmic-reports/master/AFG/projections.csv
https://raw.githubusercontent.com/mrc-ide/global-lmic-reports/master/AFG/projections.csv
https://raw.githubusercontent.com/mrc-ide/global-lmic-reports/master/AFG/projections.csv
https://raw.githubusercontent.com/mrc-ide/global-lmic-reports/master/AFG/projections.csv
https://raw.githubusercontent.com/mrc-ide/global-lmic-reports/master/AFG/projections.csv
https://raw.githubusercontent.com/mrc-ide/global-lmic-reports/master/AFG/projections.csv
https://raw.githubusercontent.com/mrc-ide/global-lmic-reports/master/AFG/projections.csv
https://raw.githubusercontent.com/mrc-ide/global-lmic-reports/master/AFG/projections.csv
https://raw.githubusercontent.com/mrc-ide/global-lmic-reports/master/AFG/projections.csv
https://raw.githubusercontent.com/mrc-ide/global-lmic-reports/master/AFG/projections.csv
https://raw.githubusercontent.com/mrc-ide/global-lmic-reports/master/AFG/projections.csv
https://raw.githubusercontent.com/mrc-ide/global-lmic-reports/master/AFG/projections.csv
https://raw.githubusercontent.com/mrc-ide/global-lmic-reports/master/AFG/projections.csv
https://raw.githubusercontent.com/mrc-ide/global-lmic-reports/master/AFG/projections.csv
https://raw.githubusercontent.com/mrc-ide/global-lmic-reports/master/AFG/projections.csv
https://raw.githubusercontent.com/mrc-ide/global-lmic-reports/master/AFG/projections.csv
https://raw.githubusercontent.com/mrc-ide/global-lmic-reports/master/AFG/projections.csv
https://raw.githubusercontent.com/mrc-ide/global-lmic-reports/master/AFG/projections.csv
https://raw.githubusercontent.com/mrc-ide/global-lmic-reports/master/AFG/projections.csv
https://raw.githubusercontent.com/mrc-ide/global-lmic-reports/master/AFG/projections.csv
https://raw.githubusercontent.com/mrc-ide/global-lmic-reports/master/AFG/projections.csv
https://raw.githubusercontent.com/mrc-ide/global-lmic-reports/master/AFG/projections.csv
https://raw.githubusercontent.com/mrc-ide/global-lmic-reports/master/AFG/projections.csv
https://raw.githubusercontent.com/mrc-ide/global-lmic-reports/master/AFG/projections.csv
https://raw.githubusercontent.com/mrc-ide/global-lmic-reports/master/AFG/projections.csv
https://raw.githubusercontent.com/mrc-ide/global-lmic-reports/master/AFG/projections.csv
https://raw.githubusercontent.com/mrc-ide/global-lmic-reports/master/AFG/projections.csv
https://raw.githubusercontent.com/mrc-ide/global-lmic-reports/master/AFG/projections.csv
https://raw.githubusercontent.com/mrc-ide/global-lmic-reports/master/AFG/projections.csv
https://raw.githubusercontent.com/mrc-ide/global-lmic-reports/master/AFG/projections.csv
https://raw.githubusercontent.com/mrc-ide/global-lmic-reports/master/AFG/projections.csv
https://raw.githubusercontent.com/mrc-ide/global-lmic-reports/master/AFG/projections.csv
https://raw.githubusercontent.com/mrc-ide/global-lmic-reports/master/AFG/projections.csv
https://raw.githubusercontent.com/mrc-ide/global-lmic-reports/master/AFG/projections.csv
https://raw.githubusercontent.com/mrc-ide/global-lmic-reports/master/AFG/projections.csv
https://raw.githubusercontent.com/mrc-ide/global-lmic-reports/master/AFG/projections.csv
https://raw.githubusercontent.com/mrc-ide/global-lmic-reports/master/AFG/projections.csv
https://raw.githubusercontent.com/mrc-ide/global-lmic-reports/master/AFG/projections.csv
https://raw.githubusercontent.com/mrc-ide/global-lmic-reports/master/AFG/projections.csv
https://raw.githubusercontent.com/mrc-ide/global-lmic-reports/master/AFG/projections.csv
https://raw.githubusercontent.com/mrc-ide/global-lmic-reports/master/AFG/projections.csv
https://raw.githubusercontent.com/mrc-ide/global-lmic-reports/master/AFG/projections.csv
https://raw.githubusercontent.com/mrc-ide/global-lmic-reports/master/AFG/projections.csv
https://raw.githubusercontent.com/mrc-ide/global-lmic-reports/master/AFG/projections.csv
https://raw.githubusercontent.com/mrc-ide/global-lmic-reports/master/AFG/projections.csv
https://raw.githubusercontent.com/mrc-ide/global-lmic-reports/master/AFG/projections.csv
https://raw.githubusercontent.com/mrc-ide/global-lmic-reports/master/AFG/projections.csv
https://raw.githubusercontent.com/mrc-ide/global-lmic-reports/master/AFG/projections.csv
https://raw.githubusercontent.com/mrc-ide/global-lmic-reports/master/AFG/projections.csv
https://raw.githubusercontent.com/mrc-ide/global-lmic-reports/master/AFG/projections.csv
https://raw.githubusercontent.com/mrc-ide/global-lmic-reports/master/AFG/projections.csv
https://raw.githubusercontent.com/mrc-ide/global-lmic-reports/master/AFG/projections.csv
https://raw.githubusercontent.com/mrc-ide/global-lmic-reports/master/AFG/projections.csv
https://raw.githubusercontent.com/mrc-ide/global-lmic-reports/master/AFG/projections.csv
https://raw.githubusercontent.com/mrc-ide/global-lmic-reports/master/AFG/projections.csv
https://raw.githubusercontent.com/mrc-ide/global-lmic-reports/master/AFG/projections.csv
https://raw.githubusercontent.com/mrc-ide/global-lmic-reports/master/AFG/projections.csv
https://raw.githubusercontent.com/mrc-ide/global-lmic-reports/master/AFG/projections.csv
https://raw.githubusercontent.com/mrc-ide/global-lmic-reports/master/AFG/projections.csv
https://raw.githubusercontent.com/mrc-ide/global-lmic-reports/master/AFG/projections.csv
https://raw.githubusercontent.com/mrc-ide/global-lmic-reports/master/AFG/projections.csv
https://raw.githubusercontent.com/mrc-ide/global-lmic-reports/master/AFG/projections.csv
https://raw.githubusercontent.com/mrc-ide/global-lmic-reports/master/AFG/projections.csv
https://raw.githubusercontent.com/mrc-ide/global-lmic-reports/master/AFG/projections.csv
https://raw.githubusercontent.com/mrc-ide/global-lmic-reports/master/AFG/projections.csv
https://raw.githubusercontent.com/mrc-ide/global-lmic-reports/master/AFG/projections.csv
https://raw.githubusercontent.com/mrc-ide/global-lmic-reports/master/AFG/projections.csv
https://raw.githubusercontent.com/mrc-ide/global-lmic-reports/master/AFG/projections.csv
https://raw.githubusercontent.com/mrc-ide/global-lmic-reports/master/AFG/projections.csv
https://raw.githubusercontent.com/mrc-ide/global-lmic-reports/master/AFG/projections.csv
https://raw.githubusercontent.com/mrc-ide/global-lmic-reports/master/AFG/projections.csv
https://raw.githubusercontent.com/mrc-ide/global-lmic-reports/master/AFG/projections.csv
https://raw.githubusercontent.com/mrc-ide/global-lmic-reports/master/AFG/projections.csv
https://raw.githubusercontent.com/mrc-ide/global-lmic-reports/master/AFG/projections.csv
https://raw.githubusercontent.com/mrc-ide/global-lmic-reports/master/AFG/projections.csv
https://raw.githubusercontent.com/mrc-ide/global-lmic-reports/master/AFG/projections.csv
https://raw.githubusercontent.com/mrc-ide/global-lmic-reports/master/AFG/projections.csv
https://raw.githubusercontent.com/mrc-ide/global-lmic-reports/master/AFG/projections.csv
https://raw.githubusercontent.com/mrc-ide/global-lmic-reports/master/AFG/projections.csv
https://raw.githubusercontent.com/mrc-ide/global-lmic-reports/master/AFG/projections.csv
https://raw.githubusercontent.com/mrc-ide/global-lmic-reports/master/AFG/projections.csv
https://raw.githubusercontent.com/mrc-ide/global-lmic-reports/master/AFG/projections.csv
https://raw.githubusercontent.com/mrc-ide/global-lmic-reports/master/AFG/projections.csv
https://raw.githubusercontent.com/mrc-ide/global-lmic-reports/master/AFG/projections.csv
https://raw.githubusercontent.com/mrc-ide/global-lmic-reports/master/AFG/projections.csv
https://raw.githubusercontent.com/mrc-ide/global-lmic-reports/master/AFG/projections.csv
https://raw.githubusercontent.com/mrc-ide/global-lmic-reports/master/AFG/projections.csv
https://raw.githubusercontent.com/mrc-ide/global-lmic-reports/master/AFG/projections.csv
https://raw.githubusercontent.com/mrc-ide/global-lmic-reports/master/AFG/projections.csv
https://raw.githubusercontent.com/mrc-ide/global-lmic-reports/master/AFG/projections.csv
https://raw.githubusercontent.com/mrc-ide/global-lmic-reports/master/AFG/projections.csv
https://raw.githubusercontent.com/mrc-ide/global-lmic-reports/master/AFG/projections.csv
https://raw.githubusercontent.com/mrc-ide/global-lmic-reports/master/AFG/projections.csv
https://raw.githubusercontent.com/mrc-ide/global-lmic-reports/master/AFG/projections.csv
https://raw.githubusercontent.com/mrc-ide/global-lmic-reports/master/AFG/projections.csv
https://raw.githubusercontent.com/mrc-ide/global-lmic-reports/master/AFG/projections.csv
https://raw.githubusercontent.com/mrc-ide/global-lmic-reports/master/AFG/projections.csv
https://raw.githubusercontent.com/mrc-ide/global-lmic-reports/master/AFG/projections.csv
https://raw.githubusercontent.com/mrc-ide/global-lmic-reports/master/AFG/projections.csv
https://raw.githubusercontent.com/mrc-ide/global-lmic-reports/master/AFG/projections.csv
https://raw.githubusercontent.com/mrc-ide/global-lmic-reports/master/AFG/projections.csv
https://raw.githubusercontent.com/mrc-ide/global-lmic-reports/master/AFG/projections.csv
https://raw.githubusercontent.com/mrc-ide/global-lmic-reports/master/AFG/projections.csv
https://raw.githubusercontent.com/mrc-ide/global-lmic-reports/master/AFG/projections.csv
https://raw.githubusercontent.com/mrc-ide/global-lmic-reports/master/AFG/projections.csv
https://raw.githubusercontent.com/mrc-ide/global-lmic-reports/master/AFG/projections.csv
https://raw.githubusercontent.com/mrc-ide/global-lmic-reports/master/AFG/projections.csv
https://raw.githubusercontent.com/mrc-ide/global-lmic-reports/master/AFG/projections.csv
https://raw.githubusercontent.com/mrc-ide/global-lmic-reports/master/AFG/projections.csv
https://raw.githubusercontent.com/mrc-ide/global-lmic-reports/master/AFG/projections.csv
https://raw.githubusercontent.com/mrc-ide/global-lmic-reports/master/AFG/projections.csv
https://raw.githubusercontent.com/mrc-ide/global-lmic-reports/master/AFG/projections.csv
https://raw.githubusercontent.com/mrc-ide/global-lmic-reports/master/AFG/projections.csv
https://raw.githubusercontent.com/mrc-ide/global-lmic-reports/master/AFG/projections.csv
https://raw.githubusercontent.com/mrc-ide/global-lmic-reports/master/AFG/projections.csv
https://raw.githubusercontent.com/mrc-ide/global-lmic-reports/master/AFG/projections.csv
https://raw.githubusercontent.com/mrc-ide/global-lmic-reports/master/AFG/projections.csv
https://raw.githubusercontent.com/mrc-ide/global-lmic-reports/master/AFG/projections.csv
https://raw.githubusercontent.com/mrc-ide/global-lmic-reports/master/AFG/projections.csv
https://raw.githubusercontent.com/mrc-ide/global-lmic-reports/master/AFG/projections.csv
https://raw.githubusercontent.com/mrc-ide/global-lmic-reports/master/AFG/projections.csv
https://raw.githubusercontent.com/mrc-ide/global-lmic-reports/master/AFG/projections.csv
https://raw.githubusercontent.com/mrc-ide/global-lmic-reports/master/AFG/projections.csv
https://raw.githubusercontent.com/mrc-ide/global-lmic-reports/master/AFG/projections.csv
https://raw.githubusercontent.com/mrc-ide/global-lmic-reports/master/AFG/projections.csv
https://raw.githubusercontent.com/mrc-ide/global-lmic-reports/master/AFG/projections.csv
https://raw.githubusercontent.com/mrc-ide/global-lmic-reports/master/AFG/projections.csv
https://raw.githubusercontent.com/mrc-ide/global-lmic-reports/master/AFG/projections.csv
https://raw.githubusercontent.com/mrc-ide/global-lmic-reports/master/AFG/projections.csv
https://raw.githubusercontent.com/mrc-ide/global-lmic-reports/master/AFG/projections.csv
https://raw.githubusercontent.com/mrc-ide/global-lmic-reports/master/AFG/projections.csv
https://raw.githubusercontent.com/mrc-ide/global-lmic-reports/master/AFG/projections.csv
https://raw.githubusercontent.com/mrc-ide/global-lmic-reports/master/AFG/projections.csv
https://raw.githubusercontent.com/mrc-ide/global-lmic-reports/master/AFG/projections.csv
https://raw.githubusercontent.com/mrc-ide/global-lmic-reports/master/AFG/projections.csv
https://raw.githubusercontent.com/mrc-ide/global-lmic-reports/master/AFG/projections.csv
https://raw.githubusercontent.com/mrc-ide/global-lmic-reports/master/AFG/projections.csv
https://raw.githubusercontent.com/mrc-ide/global-lmic-reports/master/AFG/projections.csv
https://raw.githubusercontent.com/mrc-ide/global-lmic-reports/master/AFG/projections.csv
https://raw.githubusercontent.com/mrc-ide/global-lmic-reports/master/AFG/projections.csv
https://raw.githubusercontent.com/mrc-ide/global-lmic-reports/master/AFG/projections.csv
https://raw.githubusercontent.com/mrc-ide/global-lmic-reports/master/AFG/projections.csv
https://raw.githubusercontent.com/mrc-ide/global-lmic-reports/master/AFG/projections.csv
https://raw.githubusercontent.com/mrc-ide/global-lmic-reports/master/AFG/projections.csv
https://raw.githubusercontent.com/mrc-ide/global-lmic-reports/master/AFG/projections.csv
https://raw.githubusercontent.com/mrc-ide/global-lmic-reports/master/AFG/projections.csv
https://raw.githubusercontent.com/mrc-ide/global-lmic-reports/master/AFG/projections.csv
https://raw.githubusercontent.com/mrc-ide/global-lmic-reports/master/AFG/projections.csv
https://raw.githubusercontent.com/mrc-ide/global-lmic-reports/master/AFG/projections.csv
https://raw.githubusercontent.com/mrc-ide/global-lmic-reports/master/AFG/projections.csv
https://raw.githubusercontent.com/mrc-ide/global-lmic-reports/master/AFG/projections.csv
https://raw.githubusercontent.com/mrc-ide/global-lmic-reports/master/AFG/projections.csv
https://raw.githubusercontent.com/mrc-ide/global-lmic-reports/master/AFG/projections.csv
https://raw.githubusercontent.com/mrc-ide/global-lmic-reports/master/AFG/projections.csv
https://raw.githubusercontent.com/mrc-ide/global-lmic-reports/master/AFG/projections.csv
https://raw.githubusercontent.com/mrc-ide/global-lmic-reports/master/AFG/projections.csv
https://raw.githubusercontent.com/mrc-ide/global-lmic-reports/master/AFG/projections.csv
https://raw.githubusercontent.com/mrc-ide/global-lmic-reports/master/AFG/projections.csv
https://raw.githubusercontent.com/mrc-ide/global-lmic-reports/master/AFG/projections.csv
https://raw.githubusercontent.com/mrc-ide/global-lmic-reports/master/AFG/projections.csv
https://raw.githubusercontent.com/mrc-ide/global-lmic-reports/master/AFG/projections.csv
https://raw.githubusercontent.com/mrc-ide/global-lmic-reports/master/AFG/projections.csv
https://raw.githubusercontent.com/mrc-ide/global-lmic-reports/master/AFG/projections.csv
https://raw.githubusercontent.com/mrc-ide/global-lmic-reports/master/AFG/projections.csv
https://raw.githubusercontent.com/mrc-ide/global-lmic-reports/master/AFG/projections.csv
https://raw.githubusercontent.com/mrc-ide/global-lmic-reports/master/AFG/projections.csv
https://raw.githubusercontent.com/mrc-ide/global-lmic-reports/master/AFG/projections.csv
https://raw.githubusercontent.com/mrc-ide/global-lmic-reports/master/AFG/projections.csv
https://raw.githubusercontent.com/mrc-ide/global-lmic-reports/master/AFG/projections.csv
https://raw.githubusercontent.com/mrc-ide/global-lmic-reports/master/AFG/projections.csv
https://raw.githubusercontent.com/mrc-ide/global-lmic-reports/master/AFG/projections.csv
https://raw.githubusercontent.com/mrc-ide/global-lmic-reports/master/AFG/projections.csv
https://raw.githubusercontent.com/mrc-ide/global-lmic-reports/master/AFG/projections.csv
https://raw.githubusercontent.com/mrc-ide/global-lmic-reports/master/AFG/projections.csv
https://raw.githubusercontent.com/mrc-ide/global-lmic-reports/master/AFG/projections.csv
https://raw.githubusercontent.com/mrc-ide/global-lmic-reports/master/AFG/projections.csv
https://raw.githubusercontent.com/mrc-ide/global-lmic-reports/master/AFG/projections.csv
https://raw.githubusercontent.com/mrc-ide/global-lmic-reports/master/AFG/projections.csv
https://raw.githubusercontent.com/mrc-ide/global-lmic-reports/master/AFG/projections.csv
https://raw.githubusercontent.com/mrc-ide/global-lmic-reports/master/AFG/projections.csv
https://raw.githubusercontent.com/mrc-ide/global-lmic-reports/master/AFG/projections.csv
https://raw.githubusercontent.com/mrc-ide/global-lmic-reports/master/AFG/projections.csv
https://raw.githubusercontent.com/mrc-ide/global-lmic-reports/master/AFG/projections.csv
https://raw.githubusercontent.com/mrc-ide/global-lmic-reports/master/AFG/projections.csv
https://raw.githubusercontent.com/mrc-ide/global-lmic-reports/master/AFG/projections.csv
https://raw.githubusercontent.com/mrc-ide/global-lmic-reports/master/AFG/projections.csv
https://raw.githubusercontent.com/mrc-ide/global-lmic-reports/master/AFG/projections.csv
https://raw.githubusercontent.com/mrc-ide/global-lmic-reports/master/AFG/projections.csv
https://raw.githubusercontent.com/mrc-ide/global-lmic-reports/master/AFG/projections.csv
https://raw.githubusercontent.com/mrc-ide/global-lmic-reports/master/AFG/projections.csv
https://raw.githubusercontent.com/mrc-ide/global-lmic-reports/master/AFG/projections.csv
https://raw.githubusercontent.com/mrc-ide/global-lmic-reports/master/AFG/projections.csv
https://raw.githubusercontent.com/mrc-ide/global-lmic-reports/master/AFG/projections.csv
https://raw.githubusercontent.com/mrc-ide/global-lmic-reports/master/AFG/projections.csv
https://raw.githubusercontent.com/mrc-ide/global-lmic-reports/master/AFG/projections.csv
https://raw.githubusercontent.com/mrc-ide/global-lmic-reports/master/AFG/projections.csv
https://raw.githubusercontent.com/mrc-ide/global-lmic-reports/master/AFG/projections.csv
https://raw.githubusercontent.com/mrc-ide/global-lmic-reports/master/AFG/projections.csv
https://raw.githubusercontent.com/mrc-ide/global-lmic-reports/master/AFG/projections.csv
https://raw.githubusercontent.com/mrc-ide/global-lmic-reports/master/AFG/projections.csv
https://raw.githubusercontent.com/mrc-ide/global-lmic-reports/master/AFG/projections.csv
https://raw.githubusercontent.com/mrc-ide/global-lmic-reports/master/AFG/projections.csv
https://raw.githubusercontent.com/mrc-ide/global-lmic-reports/master/AFG/projections.csv
https://raw.githubusercontent.com/mrc-ide/global-lmic-reports/master/AFG/projections.csv
https://raw.githubusercontent.com/mrc-ide/global-lmic-reports/master/AFG/projections.csv
https://raw.githubusercontent.com/mrc-ide/global-lmic-reports/master/AFG/projections.csv
https://raw.githubusercontent.com/mrc-ide/global-lmic-reports/master/AFG/projections.csv
https://raw.githubusercontent.com/mrc-ide/global-lmic-reports/master/AFG/projections.csv
https://raw.githubusercontent.com/mrc-ide/global-lmic-reports/master/AFG/projections.csv
https://raw.githubusercontent.com/mrc-ide/global-lmic-reports/master/AFG/projections.csv
https://raw.githubusercontent.com/mrc-ide/global-lmic-reports/master/AFG/projections.csv
https://raw.githubusercontent.com/mrc-ide/global-lmic-reports/master/AFG/projections.csv
https://raw.githubusercontent.com/mrc-ide/global-lmic-reports/master/AFG/projections.csv
https://raw.githubusercontent.com/mrc-ide/global-lmic-reports/master/AFG/projections.csv
https://raw.githubusercontent.com/mrc-ide/global-lmic-reports/master/AFG/projections.csv
https://raw.githubusercontent.com/mrc-ide/global-lmic-reports/master/AFG/projections.csv
https://raw.githubusercontent.com/mrc-ide/global-lmic-reports/master/AFG/projections.csv
https://raw.githubusercontent.com/mrc-ide/global-lmic-reports/master/AFG/projections.csv
https://raw.githubusercontent.com/mrc-ide/global-lmic-reports/master/AFG/projections.csv
https://raw.githubusercontent.com/mrc-ide/global-lmic-reports/master/AFG/projections.csv
https://raw.githubusercontent.com/mrc-ide/global-lmic-reports/master/AFG/projections.csv
https://raw.githubusercontent.com/mrc-ide/global-lmic-reports/master/AFG/projections.csv
https://raw.githubusercontent.com/mrc-ide/global-lmic-reports/master/AFG/projections.csv
https://raw.githubusercontent.com/mrc-ide/global-lmic-reports/master/AFG/projections.csv
https://raw.githubusercontent.com/mrc-ide/global-lmic-reports/master/AFG/projections.csv
https://raw.githubusercontent.com/mrc-ide/global-lmic-reports/master/AFG/projections.csv
https://raw.githubusercontent.com/mrc-ide/global-lmic-reports/master/AFG/projections.csv
https://raw.githubusercontent.com/mrc-ide/global-lmic-reports/master/AFG/projections.csv
https://raw.githubusercontent.com/mrc-ide/global-lmic-reports/master/AFG/projections.csv
https://raw.githubusercontent.com/mrc-ide/global-lmic-reports/master/AFG/projections.csv
https://raw.githubusercontent.com/mrc-ide/global-lmic-reports/master/AFG/projections.csv
https://raw.githubusercontent.com/mrc-ide/global-lmic-reports/master/AFG/projections.csv
https://raw.githubusercontent.com/mrc-ide/global-lmic-reports/master/AFG/projections.csv
https://raw.githubusercontent.com/mrc-ide/global-lmic-reports/master/AFG/projections.csv
https://raw.githubusercontent.com/mrc-ide/global-lmic-reports/master/AFG/projections.csv
https://raw.githubusercontent.com/mrc-ide/global-lmic-reports/master/AFG/projections.csv
https://raw.githubusercontent.com/mrc-ide/global-lmic-reports/master/AFG/projections.csv
https://raw.githubusercontent.com/mrc-ide/global-lmic-reports/master/AFG/projections.csv
https://raw.githubusercontent.com/mrc-ide/global-lmic-reports/master/AFG/projections.csv
https://raw.githubusercontent.com/mrc-ide/global-lmic-reports/master/AFG/projections.csv
https://raw.githubusercontent.com/mrc-ide/global-lmic-reports/master/AFG/projections.csv
https://raw.githubusercontent.com/mrc-ide/global-lmic-reports/master/AFG/projections.csv
https://raw.githubusercontent.com/mrc-ide/global-lmic-reports/master/AFG/projections.csv
https://raw.githubusercontent.com/mrc-ide/global-lmic-reports/master/AFG/projections.csv
https://raw.githubusercontent.com/mrc-ide/global-lmic-reports/master/AFG/projections.csv
https://raw.githubusercontent.com/mrc-ide/global-lmic-reports/master/AFG/projections.csv
https://raw.githubusercontent.com/mrc-ide/global-lmic-reports/master/AFG/projections.csv
https://raw.githubusercontent.com/mrc-ide/global-lmic-reports/master/AFG/projections.csv
https://raw.githubusercontent.com/mrc-ide/global-lmic-reports/master/AFG/projections.csv
https://raw.githubusercontent.com/mrc-ide/global-lmic-reports/master/AFG/projections.csv
https://raw.githubusercontent.com/mrc-ide/global-lmic-reports/master/AFG/projections.csv
https://raw.githubusercontent.com/mrc-ide/global-lmic-reports/master/AFG/projections.csv
https://raw.githubusercontent.com/mrc-ide/global-lmic-reports/master/AFG/projections.csv
https://raw.githubusercontent.com/mrc-ide/global-lmic-reports/master/AFG/projections.csv
https://raw.githubusercontent.com/mrc-ide/global-lmic-reports/master/AFG/projections.csv
https://raw.githubusercontent.com/mrc-ide/global-lmic-reports/master/AFG/projections.csv
https://raw.githubusercontent.com/mrc-ide/global-lmic-reports/master/AFG/projections.csv
https://raw.githubusercontent.com/mrc-ide/global-lmic-reports/master/AFG/projections.csv
https://raw.githubusercontent.com/mrc-ide/global-lmic-reports/master/AFG/projections.csv
https://raw.githubusercontent.com/mrc-ide/global-lmic-reports/master/AFG/projections.csv
https://raw.githubusercontent.com/mrc-ide/global-lmic-reports/master/AFG/projections.csv
https://raw.githubusercontent.com/mrc-ide/global-lmic-reports/master/AFG/projections.csv
https://raw.githubusercontent.com/mrc-ide/global-lmic-reports/master/AFG/projections.csv
https://raw.githubusercontent.com/mrc-ide/global-lmic-reports/master/AFG/projections.csv
https://raw.githubusercontent.com/mrc-ide/global-lmic-reports/master/AFG/projections.csv
https://raw.githubusercontent.com/mrc-ide/global-lmic-reports/master/AFG/projections.csv
https://raw.githubusercontent.com/mrc-ide/global-lmic-reports/master/AFG/projections.csv
https://raw.githubusercontent.com/mrc-ide/global-lmic-reports/master/AFG/projections.csv
https://raw.githubusercontent.com/mrc-ide/global-lmic-reports/master/AFG/projections.csv
https://raw.githubusercontent.com/mrc-ide/global-lmic-reports/master/AFG/projections.csv
https://raw.githubusercontent.com/mrc-ide/global-lmic-reports/master/AFG/projections.csv
https://raw.githubusercontent.com/mrc-ide/global-lmic-reports/master/AFG/projections.csv
https://raw.githubusercontent.com/mrc-ide/global-lmic-reports/master/AFG/projections.csv
https://raw.githubusercontent.com/mrc-ide/global-lmic-reports/master/AFG/projections.csv
https://raw.githubusercontent.com/mrc-ide/global-lmic-reports/master/AFG/projections.csv
https://raw.githubusercontent.com/mrc-ide/global-lmic-reports/master/AFG/projections.csv
https://raw.githubusercontent.com/mrc-ide/global-lmic-reports/master/AFG/projections.csv
https://raw.githubusercontent.com/mrc-ide/global-lmic-reports/master/AFG/projections.csv
https://raw.githubusercontent.com/mrc-ide/global-lmic-reports/master/AFG/projections.csv
https://raw.githubusercontent.com/mrc-ide/global-lmic-reports/master/AFG/projections.csv
https://raw.githubusercontent.com/mrc-ide/global-lmic-reports/master/AFG/projections.csv
https://raw.githubusercontent.com/mrc-ide/global-lmic-reports/master/AFG/projections.csv
https://raw.githubusercontent.com/mrc-ide/global-lmic-reports/master/AFG/projections.csv
https://raw.githubusercontent.com/mrc-ide/global-lmic-reports/master/AFG/projections.csv
https://raw.githubusercontent.com/mrc-ide/global-lmic-reports/master/AFG/projections.csv
https://raw.githubusercontent.com/mrc-ide/global-lmic-reports/master/AFG/projections.csv
https://raw.githubusercontent.com/mrc-ide/global-lmic-reports/master/AFG/projections.csv
https://raw.githubusercontent.com/mrc-ide/global-lmic-reports/master/AFG/projections.csv
https://raw.githubusercontent.com/mrc-ide/global-lmic-reports/master/AFG/projections.csv
https://raw.githubusercontent.com/mrc-ide/global-lmic-reports/master/AFG/projections.csv
https://raw.githubusercontent.com/mrc-ide/global-lmic-reports/master/AFG/projections.csv
https://raw.githubusercontent.com/mrc-ide/global-lmic-reports/master/AFG/projections.csv
https://raw.githubusercontent.com/mrc-ide/global-lmic-reports/master/AFG/projections.csv
https://raw.githubusercontent.com/mrc-ide/global-lmic-reports/master/AFG/projections.csv
https://raw.githubusercontent.com/mrc-ide/global-lmic-reports/master/AFG/projections.csv
https://raw.githubusercontent.com/mrc-ide/global-lmic-reports/master/AFG/projections.csv
https://raw.githubusercontent.com/mrc-ide/global-lmic-reports/master/AFG/projections.csv
https://raw.githubusercontent.com/mrc-ide/global-lmic-reports/master/AFG/projections.csv
https://raw.githubusercontent.com/mrc-ide/global-lmic-reports/master/AFG/projections.csv
https://raw.githubusercontent.com/mrc-ide/global-lmic-reports/master/AFG/projections.csv
https://raw.githubusercontent.com/mrc-ide/global-lmic-reports/master/AFG/projections.csv
https://raw.githubusercontent.com/mrc-ide/global-lmic-reports/master/AFG/projections.csv
https://raw.githubusercontent.com/mrc-ide/global-lmic-reports/master/AFG/projections.csv
https://raw.githubusercontent.com/mrc-ide/global-lmic-reports/master/AFG/projections.csv
https://raw.githubusercontent.com/mrc-ide/global-lmic-reports/master/AFG/projections.csv
https://raw.githubusercontent.com/mrc-ide/global-lmic-reports/master/AFG/projections.csv
https://raw.githubusercontent.com/mrc-ide/global-lmic-reports/master/AFG/projections.csv
https://raw.githubusercontent.com/mrc-ide/global-lmic-reports/master/AFG/projections.csv
https://raw.githubusercontent.com/mrc-ide/global-lmic-reports/master/AFG/projections.csv
https://raw.githubusercontent.com/mrc-ide/global-lmic-reports/master/AFG/projections.csv
https://raw.githubusercontent.com/mrc-ide/global-lmic-reports/master/AFG/projections.csv
https://raw.githubusercontent.com/mrc-ide/global-lmic-reports/master/AFG/projections.csv
https://raw.githubusercontent.com/mrc-ide/global-lmic-reports/master/AFG/projections.csv
https://raw.githubusercontent.com/mrc-ide/global-lmic-reports/master/AFG/projections.csv
https://raw.githubusercontent.com/mrc-ide/global-lmic-reports/master/AFG/projections.csv
https://raw.githubusercontent.com/mrc-ide/global-lmic-reports/master/AFG/projections.csv
https://raw.githubusercontent.com/mrc-ide/global-lmic-reports/master/AFG/projections.csv
https://raw.githubusercontent.com/mrc-ide/global-lmic-reports/master/AFG/projections.csv
https://raw.githubusercontent.com/mrc-ide/global-lmic-reports/master/AFG/projections.csv
https://raw.githubusercontent.com/mrc-ide/global-lmic-reports/master/AFG/projections.csv
https://raw.githubusercontent.com/mrc-ide/global-lmic-reports/master/AFG/projections.csv
https://raw.githubusercontent.com/mrc-ide/global-lmic-reports/master/AFG/projections.csv
https://raw.githubusercontent.com/mrc-ide/global-lmic-reports/master/AFG/projections.csv
https://raw.githubusercontent.com/mrc-ide/global-lmic-reports/master/AFG/projections.csv
https://raw.githubusercontent.com/mrc-ide/global-lmic-reports/master/AFG/projections.csv
https://raw.githubusercontent.com/mrc-ide/global-lmic-reports/master/AFG/projections.csv
https://raw.githubusercontent.com/mrc-ide/global-lmic-reports/master/AFG/projections.csv
https://raw.githubusercontent.com/mrc-ide/global-lmic-reports/master/AFG/projections.csv
https://raw.githubusercontent.com/mrc-ide/global-lmic-reports/master/AFG/projections.csv
https://raw.githubusercontent.com/mrc-ide/global-lmic-reports/master/AFG/projections.csv
https://raw.githubusercontent.com/mrc-ide/global-lmic-reports/master/AFG/projections.csv
https://raw.githubusercontent.com/mrc-ide/global-lmic-reports/master/AFG/projections.csv
https://raw.githubusercontent.com/mrc-ide/global-lmic-reports/master/AFG/projections.csv
https://raw.githubusercontent.com/mrc-ide/global-lmic-reports/master/AFG/projections.csv
https://raw.githubusercontent.com/mrc-ide/global-lmic-reports/master/AFG/projections.csv
https://raw.githubusercontent.com/mrc-ide/global-lmic-reports/master/AFG/projections.csv
https://raw.githubusercontent.com/mrc-ide/global-lmic-reports/master/AFG/projections.csv
https://raw.githubusercontent.com/mrc-ide/global-lmic-reports/master/AFG/projections.csv
https://raw.githubusercontent.com/mrc-ide/global-lmic-reports/master/AFG/projections.csv
https://raw.githubusercontent.com/mrc-ide/global-lmic-reports/master/AFG/projections.csv
https://raw.githubusercontent.com/mrc-ide/global-lmic-reports/master/AFG/projections.csv
https://raw.githubusercontent.com/mrc-ide/global-lmic-reports/master/AFG/projections.csv
https://raw.githubusercontent.com/mrc-ide/global-lmic-reports/master/AFG/projections.csv
https://raw.githubusercontent.com/mrc-ide/global-lmic-reports/master/AFG/projections.csv
https://raw.githubusercontent.com/mrc-ide/global-lmic-reports/master/AFG/projections.csv
https://raw.githubusercontent.com/mrc-ide/global-lmic-reports/master/AFG/projections.csv
https://raw.githubusercontent.com/mrc-ide/global-lmic-reports/master/AFG/projections.csv
https://raw.githubusercontent.com/mrc-ide/global-lmic-reports/master/AFG/projections.csv
https://raw.githubusercontent.com/mrc-ide/global-lmic-reports/master/AFG/projections.csv
https://raw.githubusercontent.com/mrc-ide/global-lmic-reports/master/AFG/projections.csv
https://raw.githubusercontent.com/mrc-ide/global-lmic-reports/master/AFG/projections.csv
https://raw.githubusercontent.com/mrc-ide/global-lmic-reports/master/AFG/projections.csv
https://raw.githubusercontent.com/mrc-ide/global-lmic-reports/master/AFG/projections.csv
https://raw.githubusercontent.com/mrc-ide/global-lmic-reports/master/AFG/projections.csv
https://raw.githubusercontent.com/mrc-ide/global-lmic-reports/master/AFG/projections.csv
https://raw.githubusercontent.com/mrc-ide/global-lmic-reports/master/AFG/projections.csv
https://raw.githubusercontent.com/mrc-ide/global-lmic-reports/master/AFG/projections.csv
https://raw.githubusercontent.com/mrc-ide/global-lmic-reports/master/AFG/projections.csv
https://raw.githubusercontent.com/mrc-ide/global-lmic-reports/master/AFG/projections.csv
https://raw.githubusercontent.com/mrc-ide/global-lmic-reports/master/AFG/projections.csv
https://raw.githubusercontent.com/mrc-ide/global-lmic-reports/master/AFG/projections.csv
https://raw.githubusercontent.com/mrc-ide/global-lmic-reports/master/AFG/projections.csv
https://raw.githubusercontent.com/mrc-ide/global-lmic-reports/master/AFG/projections.csv
https://raw.githubusercontent.com/mrc-ide/global-lmic-reports/master/AFG/projections.csv
https://raw.githubusercontent.com/mrc-ide/global-lmic-reports/master/AFG/projections.csv
https://raw.githubusercontent.com/mrc-ide/global-lmic-reports/master/AFG/projections.csv
https://raw.githubusercontent.com/mrc-ide/global-lmic-reports/master/AFG/projections.csv
https://raw.githubusercontent.com/mrc-ide/global-lmic-reports/master/AFG/projections.csv
https://raw.githubusercontent.com/mrc-ide/global-lmic-reports/master/AFG/projections.csv
https://raw.githubusercontent.com/mrc-ide/global-lmic-reports/master/AFG/projections.csv
https://raw.githubusercontent.com/mrc-ide/global-lmic-reports/master/AFG/projections.csv
https://raw.githubusercontent.com/mrc-ide/global-lmic-reports/master/AFG/projections.csv
https://raw.githubusercontent.com/mrc-ide/global-lmic-reports/master/AFG/projections.csv
https://raw.githubusercontent.com/mrc-ide/global-lmic-reports/master/AFG/projections.csv
https://raw.githubusercontent.com/mrc-ide/global-lmic-reports/master/AFG/projections.csv
https://raw.githubusercontent.com/mrc-ide/global-lmic-reports/master/AFG/projections.csv
https://raw.githubusercontent.com/mrc-ide/global-lmic-reports/master/AFG/projections.csv
https://raw.githubusercontent.com/mrc-ide/global-lmic-reports/master/AFG/projections.csv
https://raw.githubusercontent.com/mrc-ide/global-lmic-reports/master/AFG/projections.csv
https://raw.githubusercontent.com/mrc-ide/global-lmic-reports/master/AFG/projections.csv
https://raw.githubusercontent.com/mrc-ide/global-lmic-reports/master/AFG/projections.csv
https://raw.githubusercontent.com/mrc-ide/global-lmic-reports/master/AFG/projections.csv
https://raw.githubusercontent.com/mrc-ide/global-lmic-reports/master/AFG/projections.csv
https://raw.githubusercontent.com/mrc-ide/global-lmic-reports/master/AFG/projections.csv
https://raw.githubusercontent.com/mrc-ide/global-lmic-reports/master/AFG/projections.csv
https://raw.githubusercontent.com/mrc-ide/global-lmic-reports/master/AFG/projections.csv
https://raw.githubusercontent.com/mrc-ide/global-lmic-reports/master/AFG/projections.csv
https://raw.githubusercontent.com/mrc-ide/global-lmic-reports/master/AFG/projections.csv
https://raw.githubusercontent.com/mrc-ide/global-lmic-reports/master/AFG/projections.csv
https://raw.githubusercontent.com/mrc-ide/global-lmic-reports/master/AFG/projections.csv
https://raw.githubusercontent.com/mrc-ide/global-lmic-reports/master/AFG/projections.csv
https://raw.githubusercontent.com/mrc-ide/global-lmic-reports/master/AFG/projections.csv
https://raw.githubusercontent.com/mrc-ide/global-lmic-reports/master/AFG/projections.csv
https://raw.githubusercontent.com/mrc-ide/global-lmic-reports/master/AFG/projections.csv
https://raw.githubusercontent.com/mrc-ide/global-lmic-reports/master/AFG/projections.csv
https://raw.githubusercontent.com/mrc-ide/global-lmic-reports/master/AFG/projections.csv
https://raw.githubusercontent.com/mrc-ide/global-lmic-reports/master/AFG/projections.csv
https://raw.githubusercontent.com/mrc-ide/global-lmic-reports/master/AFG/projections.csv
https://raw.githubusercontent.com/mrc-ide/global-lmic-reports/master/AFG/projections.csv
https://raw.githubusercontent.com/mrc-ide/global-lmic-reports/master/AFG/projections.csv
https://raw.githubusercontent.com/mrc-ide/global-lmic-reports/master/AFG/projections.csv
https://raw.githubusercontent.com/mrc-ide/global-lmic-reports/master/AFG/projections.csv
https://raw.githubusercontent.com/mrc-ide/global-lmic-reports/master/AFG/projections.csv
https://raw.githubusercontent.com/mrc-ide/global-lmic-reports/master/AFG/projections.csv
https://raw.githubusercontent.com/mrc-ide/global-lmic-reports/master/AFG/projections.csv
https://raw.githubusercontent.com/mrc-ide/global-lmic-reports/master/AFG/projections.csv
https://raw.githubusercontent.com/mrc-ide/global-lmic-reports/master/AFG/projections.csv
https://raw.githubusercontent.com/mrc-ide/global-lmic-reports/master/AFG/projections.csv
https://raw.githubusercontent.com/mrc-ide/global-lmic-reports/master/AFG/projections.csv
https://raw.githubusercontent.com/mrc-ide/global-lmic-reports/master/AFG/projections.csv
https://raw.githubusercontent.com/mrc-ide/global-lmic-reports/master/AFG/projections.csv
https://raw.githubusercontent.com/mrc-ide/global-lmic-reports/master/AFG/projections.csv
https://raw.githubusercontent.com/mrc-ide/global-lmic-reports/master/AFG/projections.csv
https://raw.githubusercontent.com/mrc-ide/global-lmic-reports/master/AFG/projections.csv
https://raw.githubusercontent.com/mrc-ide/global-lmic-reports/master/AFG/projections.csv
https://raw.githubusercontent.com/mrc-ide/global-lmic-reports/master/AFG/projections.csv
https://raw.githubusercontent.com/mrc-ide/global-lmic-reports/master/AFG/projections.csv
https://raw.githubusercontent.com/mrc-ide/global-lmic-reports/master/AFG/projections.csv
https://raw.githubusercontent.com/mrc-ide/global-lmic-reports/master/AFG/projections.csv
https://raw.githubusercontent.com/mrc-ide/global-lmic-reports/master/AFG/projections.csv
https://raw.githubusercontent.com/mrc-ide/global-lmic-reports/master/AFG/projections.csv
https://raw.githubusercontent.com/mrc-ide/global-lmic-reports/master/AFG/projections.csv
https://raw.githubusercontent.com/mrc-ide/global-lmic-reports/master/AFG/projections.csv
https://raw.githubusercontent.com/mrc-ide/global-lmic-reports/master/AFG/projections.csv
https://raw.githubusercontent.com/mrc-ide/global-lmic-reports/master/AFG/projections.csv
https://raw.githubusercontent.com/mrc-ide/global-lmic-reports/master/AFG/projections.csv
https://raw.githubusercontent.com/mrc-ide/global-lmic-reports/master/AFG/projections.csv
https://raw.githubusercontent.com/mrc-ide/global-lmic-reports/master/AFG/projections.csv
https://raw.githubusercontent.com/mrc-ide/global-lmic-reports/master/AFG/projections.csv
https://raw.githubusercontent.com/mrc-ide/global-lmic-reports/master/AFG/projections.csv
https://raw.githubusercontent.com/mrc-ide/global-lmic-reports/master/AFG/projections.csv
https://raw.githubusercontent.com/mrc-ide/global-lmic-reports/master/AFG/projections.csv
https://raw.githubusercontent.com/mrc-ide/global-lmic-reports/master/AFG/projections.csv
https://raw.githubusercontent.com/mrc-ide/global-lmic-reports/master/AFG/projections.csv
https://raw.githubusercontent.com/mrc-ide/global-lmic-reports/master/AFG/projections.csv
https://raw.githubusercontent.com/mrc-ide/global-lmic-reports/master/AFG/projections.csv
https://raw.githubusercontent.com/mrc-ide/global-lmic-reports/master/AFG/projections.csv
https://raw.githubusercontent.com/mrc-ide/global-lmic-reports/master/AFG/projections.csv
https://raw.githubusercontent.com/mrc-ide/global-lmic-reports/master/AFG/projections.csv
https://raw.githubusercontent.com/mrc-ide/global-lmic-reports/master/AFG/projections.csv
https://raw.githubusercontent.com/mrc-ide/global-lmic-reports/master/AFG/projections.csv
https://raw.githubusercontent.com/mrc-ide/global-lmic-reports/master/AFG/projections.csv
https://raw.githubusercontent.com/mrc-ide/global-lmic-reports/master/AFG/projections.csv
https://raw.githubusercontent.com/mrc-ide/global-lmic-reports/master/AFG/projections.csv
https://raw.githubusercontent.com/mrc-ide/global-lmic-reports/master/AFG/projections.csv
https://raw.githubusercontent.com/mrc-ide/global-lmic-reports/master/AFG/projections.csv
https://raw.githubusercontent.com/mrc-ide/global-lmic-reports/master/AFG/projections.csv
https://raw.githubusercontent.com/mrc-ide/global-lmic-reports/master/AFG/projections.csv
https://raw.githubusercontent.com/mrc-ide/global-lmic-reports/master/AFG/projections.csv
https://raw.githubusercontent.com/mrc-ide/global-lmic-reports/master/AFG/projections.csv
https://raw.githubusercontent.com/mrc-ide/global-lmic-reports/master/AFG/projections.csv
https://raw.githubusercontent.com/mrc-ide/global-lmic-reports/master/AFG/projections.csv
https://raw.githubusercontent.com/mrc-ide/global-lmic-reports/master/AFG/projections.csv
https://raw.githubusercontent.com/mrc-ide/global-lmic-reports/master/AFG/projections.csv
https://raw.githubusercontent.com/mrc-ide/global-lmic-reports/master/AFG/projections.csv
https://raw.githubusercontent.com/mrc-ide/global-lmic-reports/master/AFG/projections.csv
https://raw.githubusercontent.com/mrc-ide/global-lmic-reports/master/AFG/projections.csv
https://raw.githubusercontent.com/mrc-ide/global-lmic-reports/master/AFG/projections.csv
https://raw.githubusercontent.com/mrc-ide/global-lmic-reports/master/AFG/projections.csv
https://raw.githubusercontent.com/mrc-ide/global-lmic-reports/master/AFG/projections.csv
https://raw.githubusercontent.com/mrc-ide/global-lmic-reports/master/AFG/projections.csv
https://raw.githubusercontent.com/mrc-ide/global-lmic-reports/master/AFG/projections.csv
https://raw.githubusercontent.com/mrc-ide/global-lmic-reports/master/AFG/projections.csv
https://raw.githubusercontent.com/mrc-ide/global-lmic-reports/master/AFG/projections.csv
https://raw.githubusercontent.com/mrc-ide/global-lmic-reports/master/AFG/projections.csv
https://raw.githubusercontent.com/mrc-ide/global-lmic-reports/master/AFG/projections.csv
https://raw.githubusercontent.com/mrc-ide/global-lmic-reports/master/AFG/projections.csv
https://raw.githubusercontent.com/mrc-ide/global-lmic-reports/master/AFG/projections.csv
https://raw.githubusercontent.com/mrc-ide/global-lmic-reports/master/AFG/projections.csv
https://raw.githubusercontent.com/mrc-ide/global-lmic-reports/master/AFG/projections.csv
https://raw.githubusercontent.com/mrc-ide/global-lmic-reports/master/AFG/projections.csv
https://raw.githubusercontent.com/mrc-ide/global-lmic-reports/master/AFG/projections.csv
https://raw.githubusercontent.com/mrc-ide/global-lmic-reports/master/AFG/projections.csv
https://raw.githubusercontent.com/mrc-ide/global-lmic-reports/master/AFG/projections.csv
https://raw.githubusercontent.com/mrc-ide/global-lmic-reports/master/AFG/projections.csv
https://raw.githubusercontent.com/mrc-ide/global-lmic-reports/master/AFG/projections.csv
https://raw.githubusercontent.com/mrc-ide/global-lmic-reports/master/AFG/projections.csv
https://raw.githubusercontent.com/mrc-ide/global-lmic-reports/master/AFG/projections.csv
https://raw.githubusercontent.com/mrc-ide/global-lmic-reports/master/AFG/projections.csv
https://raw.githubusercontent.com/mrc-ide/global-lmic-reports/master/AFG/projections.csv
https://raw.githubusercontent.com/mrc-ide/global-lmic-reports/master/AFG/projections.csv
https://raw.githubusercontent.com/mrc-ide/global-lmic-reports/master/AFG/projections.csv
https://raw.githubusercontent.com/mrc-ide/global-lmic-reports/master/AFG/projections.csv
https://raw.githubusercontent.com/mrc-ide/global-lmic-reports/master/AFG/projections.csv
https://raw.githubusercontent.com/mrc-ide/global-lmic-reports/master/AFG/projections.csv
https://raw.githubusercontent.com/mrc-ide/global-lmic-reports/master/AFG/projections.csv
https://raw.githubusercontent.com/mrc-ide/global-lmic-reports/master/AFG/projections.csv
https://raw.githubusercontent.com/mrc-ide/global-lmic-reports/master/AFG/projections.csv
https://raw.githubusercontent.com/mrc-ide/global-lmic-reports/master/AFG/projections.csv
https://raw.githubusercontent.com/mrc-ide/global-lmic-reports/master/AFG/projections.csv
https://raw.githubusercontent.com/mrc-ide/global-lmic-reports/master/AFG/projections.csv
https://raw.githubusercontent.com/mrc-ide/global-lmic-reports/master/AFG/projections.csv
https://raw.githubusercontent.com/mrc-ide/global-lmic-reports/master/AFG/projections.csv
https://raw.githubusercontent.com/mrc-ide/global-lmic-reports/master/AFG/projections.csv
https://raw.githubusercontent.com/mrc-ide/global-lmic-reports/master/AFG/projections.csv
https://raw.githubusercontent.com/mrc-ide/global-lmic-reports/master/AFG/projections.csv
https://raw.githubusercontent.com/mrc-ide/global-lmic-reports/master/AFG/projections.csv
https://raw.githubusercontent.com/mrc-ide/global-lmic-reports/master/AFG/projections.csv
https://raw.githubusercontent.com/mrc-ide/global-lmic-reports/master/AFG/projections.csv
https://raw.githubusercontent.com/mrc-ide/global-lmic-reports/master/AFG/projections.csv
https://raw.githubusercontent.com/mrc-ide/global-lmic-reports/master/AFG/projections.csv
https://raw.githubusercontent.com/mrc-ide/global-lmic-reports/master/AFG/projections.csv
https://raw.githubusercontent.com/mrc-ide/global-lmic-reports/master/AFG/projections.csv
https://raw.githubusercontent.com/mrc-ide/global-lmic-reports/master/AFG/projections.csv
https://raw.githubusercontent.com/mrc-ide/global-lmic-reports/master/AFG/projections.csv
https://raw.githubusercontent.com/mrc-ide/global-lmic-reports/master/AFG/projections.csv
https://raw.githubusercontent.com/mrc-ide/global-lmic-reports/master/AFG/projections.csv
https://raw.githubusercontent.com/mrc-ide/global-lmic-reports/master/AFG/projections.csv
https://raw.githubusercontent.com/mrc-ide/global-lmic-reports/master/AFG/projections.csv
https://raw.githubusercontent.com/mrc-ide/global-lmic-reports/master/AFG/projections.csv
https://raw.githubusercontent.com/mrc-ide/global-lmic-reports/master/AFG/projections.csv
https://raw.githubusercontent.com/mrc-ide/global-lmic-reports/master/AFG/projections.csv
https://raw.githubusercontent.com/mrc-ide/global-lmic-reports/master/AFG/projections.csv
https://raw.githubusercontent.com/mrc-ide/global-lmic-reports/master/AFG/projections.csv
https://raw.githubusercontent.com/mrc-ide/global-lmic-reports/master/AFG/projections.csv
https://raw.githubusercontent.com/mrc-ide/global-lmic-reports/master/AFG/projections.csv
https://raw.githubusercontent.com/mrc-ide/global-lmic-reports/master/AFG/projections.csv
https://raw.githubusercontent.com/mrc-ide/global-lmic-reports/master/AFG/projections.csv
https://raw.githubusercontent.com/mrc-ide/global-lmic-reports/master/AFG/projections.csv
https://raw.githubusercontent.com/mrc-ide/global-lmic-reports/master/AFG/projections.csv
https://raw.githubusercontent.com/mrc-ide/global-lmic-reports/master/AFG/projections.csv
https://raw.githubusercontent.com/mrc-ide/global-lmic-reports/master/AFG/projections.csv
https://raw.githubusercontent.com/mrc-ide/global-lmic-reports/master/AFG/projections.csv
https://raw.githubusercontent.com/mrc-ide/global-lmic-reports/master/AFG/projections.csv
https://raw.githubusercontent.com/mrc-ide/global-lmic-reports/master/AFG/projections.csv
https://raw.githubusercontent.com/mrc-ide/global-lmic-reports/master/AFG/projections.csv
https://raw.githubusercontent.com/mrc-ide/global-lmic-reports/master/AFG/projections.csv
https://raw.githubusercontent.com/mrc-ide/global-lmic-reports/master/AFG/projections.csv
https://raw.githubusercontent.com/mrc-ide/global-lmic-reports/master/AFG/projections.csv
https://raw.githubusercontent.com/mrc-ide/global-lmic-reports/master/AFG/projections.csv
https://raw.githubusercontent.com/mrc-ide/global-lmic-reports/master/AFG/projections.csv
https://raw.githubusercontent.com/mrc-ide/global-lmic-reports/master/AFG/projections.csv
https://raw.githubusercontent.com/mrc-ide/global-lmic-reports/master/AFG/projections.csv
https://raw.githubusercontent.com/mrc-ide/global-lmic-reports/master/AFG/projections.csv
https://raw.githubusercontent.com/mrc-ide/global-lmic-reports/master/AFG/projections.csv
https://raw.githubusercontent.com/mrc-ide/global-lmic-reports/master/AFG/projections.csv
https://raw.githubusercontent.com/mrc-ide/global-lmic-reports/master/AFG/projections.csv
https://raw.githubusercontent.com/mrc-ide/global-lmic-reports/master/AFG/projections.csv
https://raw.githubusercontent.com/mrc-ide/global-lmic-reports/master/AFG/projections.csv
https://raw.githubusercontent.com/mrc-ide/global-lmic-reports/master/AFG/projections.csv
https://raw.githubusercontent.com/mrc-ide/global-lmic-reports/master/AFG/projections.csv
https://raw.githubusercontent.com/mrc-ide/global-lmic-reports/master/AFG/projections.csv
https://raw.githubusercontent.com/mrc-ide/global-lmic-reports/master/AFG/projections.csv
https://raw.githubusercontent.com/mrc-ide/global-lmic-reports/master/AFG/projections.csv
https://raw.githubusercontent.com/mrc-ide/global-lmic-reports/master/AFG/projections.csv
https://raw.githubusercontent.com/mrc-ide/global-lmic-reports/master/AFG/projections.csv
https://raw.githubusercontent.com/mrc-ide/global-lmic-reports/master/AFG/projections.csv
https://raw.githubusercontent.com/mrc-ide/global-lmic-reports/master/AFG/projections.csv
https://raw.githubusercontent.com/mrc-ide/global-lmic-reports/master/AFG/projections.csv
https://raw.githubusercontent.com/mrc-ide/global-lmic-reports/master/AFG/projections.csv
https://raw.githubusercontent.com/mrc-ide/global-lmic-reports/master/AFG/projections.csv
https://raw.githubusercontent.com/mrc-ide/global-lmic-reports/master/AFG/projections.csv
https://raw.githubusercontent.com/mrc-ide/global-lmic-reports/master/AFG/projections.csv
https://raw.githubusercontent.com/mrc-ide/global-lmic-reports/master/AFG/projections.csv
https://raw.githubusercontent.com/mrc-ide/global-lmic-reports/master/AFG/projections.csv
https://raw.githubusercontent.com/mrc-ide/global-lmic-reports/master/AFG/projections.csv
https://raw.githubusercontent.com/mrc-ide/global-lmic-reports/master/AFG/projections.csv
https://raw.githubusercontent.com/mrc-ide/global-lmic-reports/master/AFG/projections.csv
https://raw.githubusercontent.com/mrc-ide/global-lmic-reports/master/AFG/projections.csv
https://raw.githubusercontent.com/mrc-ide/global-lmic-reports/master/AFG/projections.csv
https://raw.githubusercontent.com/mrc-ide/global-lmic-reports/master/AFG/projections.csv
https://raw.githubusercontent.com/mrc-ide/global-lmic-reports/master/AFG/projections.csv
https://raw.githubusercontent.com/mrc-ide/global-lmic-reports/master/AFG/projections.csv
https://raw.githubusercontent.com/mrc-ide/global-lmic-reports/master/AFG/projections.csv
https://raw.githubusercontent.com/mrc-ide/global-lmic-reports/master/AFG/projections.csv
https://raw.githubusercontent.com/mrc-ide/global-lmic-reports/master/AFG/projections.csv
https://raw.githubusercontent.com/mrc-ide/global-lmic-reports/master/AFG/projections.csv
https://raw.githubusercontent.com/mrc-ide/global-lmic-reports/master/AFG/projections.csv
https://raw.githubusercontent.com/mrc-ide/global-lmic-reports/master/AFG/projections.csv
https://raw.githubusercontent.com/mrc-ide/global-lmic-reports/master/AFG/projections.csv
https://raw.githubusercontent.com/mrc-ide/global-lmic-reports/master/AFG/projections.csv
https://raw.githubusercontent.com/mrc-ide/global-lmic-reports/master/AFG/projections.csv
https://raw.githubusercontent.com/mrc-ide/global-lmic-reports/master/AFG/projections.csv
https://raw.githubusercontent.com/mrc-ide/global-lmic-reports/master/AFG/projections.csv
https://raw.githubusercontent.com/mrc-ide/global-lmic-reports/master/AFG/projections.csv
https://raw.githubusercontent.com/mrc-ide/global-lmic-reports/master/AFG/projections.csv
https://raw.githubusercontent.com/mrc-ide/global-lmic-reports/master/AFG/projections.csv
https://raw.githubusercontent.com/mrc-ide/global-lmic-reports/master/AFG/projections.csv
https://raw.githubusercontent.com/mrc-ide/global-lmic-reports/master/AFG/projections.csv
https://raw.githubusercontent.com/mrc-ide/global-lmic-reports/master/AFG/projections.csv
https://raw.githubusercontent.com/mrc-ide/global-lmic-reports/master/AFG/projections.csv
https://raw.githubusercontent.com/mrc-ide/global-lmic-reports/master/AFG/projections.csv
https://raw.githubusercontent.com/mrc-ide/global-lmic-reports/master/AFG/projections.csv
https://raw.githubusercontent.com/mrc-ide/global-lmic-reports/master/AFG/projections.csv
https://raw.githubusercontent.com/mrc-ide/global-lmic-reports/master/AFG/projections.csv
https://raw.githubusercontent.com/mrc-ide/global-lmic-reports/master/AFG/projections.csv
https://raw.githubusercontent.com/mrc-ide/global-lmic-reports/master/AFG/projections.csv
https://raw.githubusercontent.com/mrc-ide/global-lmic-reports/master/AFG/projections.csv
https://raw.githubusercontent.com/mrc-ide/global-lmic-reports/master/AFG/projections.csv
https://raw.githubusercontent.com/mrc-ide/global-lmic-reports/master/AFG/projections.csv
https://raw.githubusercontent.com/mrc-ide/global-lmic-reports/master/AFG/projections.csv
https://raw.githubusercontent.com/mrc-ide/global-lmic-reports/master/AFG/projections.csv
https://raw.githubusercontent.com/mrc-ide/global-lmic-reports/master/AFG/projections.csv
https://raw.githubusercontent.com/mrc-ide/global-lmic-reports/master/AFG/projections.csv
https://raw.githubusercontent.com/mrc-ide/global-lmic-reports/master/AFG/projections.csv
https://raw.githubusercontent.com/mrc-ide/global-lmic-reports/master/AFG/projections.csv
https://raw.githubusercontent.com/mrc-ide/global-lmic-reports/master/AFG/projections.csv
https://raw.githubusercontent.com/mrc-ide/global-lmic-reports/master/AFG/projections.csv
https://raw.githubusercontent.com/mrc-ide/global-lmic-reports/master/AFG/projections.csv
https://raw.githubusercontent.com/mrc-ide/global-lmic-reports/master/AFG/projections.csv
https://raw.githubusercontent.com/mrc-ide/global-lmic-reports/master/AFG/projections.csv
https://raw.githubusercontent.com/mrc-ide/global-lmic-reports/master/AFG/projections.csv
https://raw.githubusercontent.com/mrc-ide/global-lmic-reports/master/AFG/projections.csv
https://raw.githubusercontent.com/mrc-ide/global-lmic-reports/master/AFG/projections.csv
https://raw.githubusercontent.com/mrc-ide/global-lmic-reports/master/AFG/projections.csv
https://raw.githubusercontent.com/mrc-ide/global-lmic-reports/master/AFG/projections.csv
https://raw.githubusercontent.com/mrc-ide/global-lmic-reports/master/AFG/projections.csv
https://raw.githubusercontent.com/mrc-ide/global-lmic-reports/master/AFG/projections.csv
https://raw.githubusercontent.com/mrc-ide/global-lmic-reports/master/AFG/projections.csv
https://raw.githubusercontent.com/mrc-ide/global-lmic-reports/master/AFG/projections.csv
https://raw.githubusercontent.com/mrc-ide/global-lmic-reports/master/AFG/projections.csv
https://raw.githubusercontent.com/mrc-ide/global-lmic-reports/master/AFG/projections.csv
https://raw.githubusercontent.com/mrc-ide/global-lmic-reports/master/AFG/projections.csv
https://raw.githubusercontent.com/mrc-ide/global-lmic-reports/master/AFG/projections.csv
https://raw.githubusercontent.com/mrc-ide/global-lmic-reports/master/AFG/projections.csv
https://raw.githubusercontent.com/mrc-ide/global-lmic-reports/master/AFG/projections.csv
https://raw.githubusercontent.com/mrc-ide/global-lmic-reports/master/AFG/projections.csv
https://raw.githubusercontent.com/mrc-ide/global-lmic-reports/master/AFG/projections.csv
https://raw.githubusercontent.com/mrc-ide/global-lmic-reports/master/AFG/projections.csv
https://raw.githubusercontent.com/mrc-ide/global-lmic-reports/master/AFG/projections.csv
https://raw.githubusercontent.com/mrc-ide/global-lmic-reports/master/AFG/projections.csv
https://raw.githubusercontent.com/mrc-ide/global-lmic-reports/master/AFG/projections.csv
https://raw.githubusercontent.com/mrc-ide/global-lmic-reports/master/AFG/projections.csv
https://raw.githubusercontent.com/mrc-ide/global-lmic-reports/master/AFG/projections.csv
https://raw.githubusercontent.com/mrc-ide/global-lmic-reports/master/AFG/projections.csv
https://raw.githubusercontent.com/mrc-ide/global-lmic-reports/master/AFG/projections.csv
https://raw.githubusercontent.com/mrc-ide/global-lmic-reports/master/AFG/projections.csv
https://raw.githubusercontent.com/mrc-ide/global-lmic-reports/master/AFG/projections.csv
https://raw.githubusercontent.com/mrc-ide/global-lmic-reports/master/AFG/projections.csv
https://raw.githubusercontent.com/mrc-ide/global-lmic-reports/master/AFG/projections.csv
https://raw.githubusercontent.com/mrc-ide/global-lmic-reports/master/AFG/projections.csv
https://raw.githubusercontent.com/mrc-ide/global-lmic-reports/master/AFG/projections.csv
https://raw.githubusercontent.com/mrc-ide/global-lmic-reports/master/AFG/projections.csv
https://raw.githubusercontent.com/mrc-ide/global-lmic-reports/master/AFG/projections.csv
https://raw.githubusercontent.com/mrc-ide/global-lmic-reports/master/AFG/projections.csv
https://raw.githubusercontent.com/mrc-ide/global-lmic-reports/master/AFG/projections.csv
https://raw.githubusercontent.com/mrc-ide/global-lmic-reports/master/AFG/projections.csv
https://raw.githubusercontent.com/mrc-ide/global-lmic-reports/master/AFG/projections.csv
https://raw.githubusercontent.com/mrc-ide/global-lmic-reports/master/AFG/projections.csv
https://raw.githubusercontent.com/mrc-ide/global-lmic-reports/master/AFG/projections.csv
https://raw.githubusercontent.com/mrc-ide/global-lmic-reports/master/AFG/projections.csv
https://raw.githubusercontent.com/mrc-ide/global-lmic-reports/master/AFG/projections.csv
https://raw.githubusercontent.com/mrc-ide/global-lmic-reports/master/AFG/projections.csv
https://raw.githubusercontent.com/mrc-ide/global-lmic-reports/master/AFG/projections.csv
https://raw.githubusercontent.com/mrc-ide/global-lmic-reports/master/AFG/projections.csv
https://raw.githubusercontent.com/mrc-ide/global-lmic-reports/master/AFG/projections.csv
https://raw.githubusercontent.com/mrc-ide/global-lmic-reports/master/AFG/projections.csv
https://raw.githubusercontent.com/mrc-ide/global-lmic-reports/master/AFG/projections.csv
https://raw.githubusercontent.com/mrc-ide/global-lmic-reports/master/AFG/projections.csv
https://raw.githubusercontent.com/mrc-ide/global-lmic-reports/master/AFG/projections.csv
https://raw.githubusercontent.com/mrc-ide/global-lmic-reports/master/AFG/projections.csv
https://raw.githubusercontent.com/mrc-ide/global-lmic-reports/master/AFG/projections.csv
https://raw.githubusercontent.com/mrc-ide/global-lmic-reports/master/AFG/projections.csv
https://raw.githubusercontent.com/mrc-ide/global-lmic-reports/master/AFG/projections.csv
https://raw.githubusercontent.com/mrc-ide/global-lmic-reports/master/AFG/projections.csv
https://raw.githubusercontent.com/mrc-ide/global-lmic-reports/master/AFG/projections.csv
https://raw.githubusercontent.com/mrc-ide/global-lmic-reports/master/AFG/projections.csv
https://raw.githubusercontent.com/mrc-ide/global-lmic-reports/master/AFG/projections.csv
https://raw.githubusercontent.com/mrc-ide/global-lmic-reports/master/AFG/projections.csv
https://raw.githubusercontent.com/mrc-ide/global-lmic-reports/master/AFG/projections.csv
https://raw.githubusercontent.com/mrc-ide/global-lmic-reports/master/AFG/projections.csv
https://raw.githubusercontent.com/mrc-ide/global-lmic-reports/master/AFG/projections.csv
https://raw.githubusercontent.com/mrc-ide/global-lmic-reports/master/AFG/projections.csv
https://raw.githubusercontent.com/mrc-ide/global-lmic-reports/master/AFG/projections.csv
https://raw.githubusercontent.com/mrc-ide/global-lmic-reports/master/AFG/projections.csv
https://raw.githubusercontent.com/mrc-ide/global-lmic-reports/master/AFG/projections.csv
https://raw.githubusercontent.com/mrc-ide/global-lmic-reports/master/AFG/projections.csv
https://raw.githubusercontent.com/mrc-ide/global-lmic-reports/master/AFG/projections.csv
https://raw.githubusercontent.com/mrc-ide/global-lmic-reports/master/AFG/projections.csv
https://raw.githubusercontent.com/mrc-ide/global-lmic-reports/master/AFG/projections.csv
https://raw.githubusercontent.com/mrc-ide/global-lmic-reports/master/AFG/projections.csv
https://raw.githubusercontent.com/mrc-ide/global-lmic-reports/master/AFG/projections.csv
https://raw.githubusercontent.com/mrc-ide/global-lmic-reports/master/AFG/projections.csv
https://raw.githubusercontent.com/mrc-ide/global-lmic-reports/master/AFG/projections.csv
https://raw.githubusercontent.com/mrc-ide/global-lmic-reports/master/AFG/projections.csv
https://raw.githubusercontent.com/mrc-ide/global-lmic-reports/master/AFG/projections.csv
https://raw.githubusercontent.com/mrc-ide/global-lmic-reports/master/AFG/projections.csv
https://raw.githubusercontent.com/mrc-ide/global-lmic-reports/master/AFG/projections.csv
https://raw.githubusercontent.com/mrc-ide/global-lmic-reports/master/AFG/projections.csv
https://raw.githubusercontent.com/mrc-ide/global-lmic-reports/master/AFG/projections.csv
https://raw.githubusercontent.com/mrc-ide/global-lmic-reports/master/AFG/projections.csv
https://raw.githubusercontent.com/mrc-ide/global-lmic-reports/master/AFG/projections.csv
https://raw.githubusercontent.com/mrc-ide/global-lmic-reports/master/AFG/projections.csv
https://raw.githubusercontent.com/mrc-ide/global-lmic-reports/master/AFG/projections.csv
https://raw.githubusercontent.com/mrc-ide/global-lmic-reports/master/AFG/projections.csv
https://raw.githubusercontent.com/mrc-ide/global-lmic-reports/master/AFG/projections.csv
https://raw.githubusercontent.com/mrc-ide/global-lmic-reports/master/AFG/projections.csv
https://raw.githubusercontent.com/mrc-ide/global-lmic-reports/master/AFG/projections.csv
https://raw.githubusercontent.com/mrc-ide/global-lmic-reports/master/AFG/projections.csv
https://raw.githubusercontent.com/mrc-ide/global-lmic-reports/master/AFG/projections.csv
https://raw.githubusercontent.com/mrc-ide/global-lmic-reports/master/AFG/projections.csv
https://raw.githubusercontent.com/mrc-ide/global-lmic-reports/master/AFG/projections.csv
https://raw.githubusercontent.com/mrc-ide/global-lmic-reports/master/AFG/projections.csv
https://raw.githubusercontent.com/mrc-ide/global-lmic-reports/master/AFG/projections.csv
https://raw.githubusercontent.com/mrc-ide/global-lmic-reports/master/AFG/projections.csv
https://raw.githubusercontent.com/mrc-ide/global-lmic-reports/master/AFG/projections.csv
https://raw.githubusercontent.com/mrc-ide/global-lmic-reports/master/AFG/projections.csv
https://raw.githubusercontent.com/mrc-ide/global-lmic-reports/master/AFG/projections.csv
https://raw.githubusercontent.com/mrc-ide/global-lmic-reports/master/AFG/projections.csv
https://raw.githubusercontent.com/mrc-ide/global-lmic-reports/master/AFG/projections.csv
https://raw.githubusercontent.com/mrc-ide/global-lmic-reports/master/AFG/projections.csv
https://raw.githubusercontent.com/mrc-ide/global-lmic-reports/master/AFG/projections.csv
https://raw.githubusercontent.com/mrc-ide/global-lmic-reports/master/AFG/projections.csv
https://raw.githubusercontent.com/mrc-ide/global-lmic-reports/master/AFG/projections.csv
https://raw.githubusercontent.com/mrc-ide/global-lmic-reports/master/AFG/projections.csv
https://raw.githubusercontent.com/mrc-ide/global-lmic-reports/master/AFG/projections.csv
https://raw.githubusercontent.com/mrc-ide/global-lmic-reports/master/AFG/projections.csv
https://raw.githubusercontent.com/mrc-ide/global-lmic-reports/master/AFG/projections.csv
https://raw.githubusercontent.com/mrc-ide/global-lmic-reports/master/AFG/projections.csv
https://raw.githubusercontent.com/mrc-ide/global-lmic-reports/master/AFG/projections.csv
https://raw.githubusercontent.com/mrc-ide/global-lmic-reports/master/AFG/projections.csv
https://raw.githubusercontent.com/mrc-ide/global-lmic-reports/master/AFG/projections.csv
https://raw.githubusercontent.com/mrc-ide/global-lmic-reports/master/AFG/projections.csv
https://raw.githubusercontent.com/mrc-ide/global-lmic-reports/master/AFG/projections.csv
https://raw.githubusercontent.com/mrc-ide/global-lmic-reports/master/AFG/projections.csv
https://raw.githubusercontent.com/mrc-ide/global-lmic-reports/master/AFG/projections.csv
https://raw.githubusercontent.com/mrc-ide/global-lmic-reports/master/AFG/projections.csv
https://raw.githubusercontent.com/mrc-ide/global-lmic-reports/master/AFG/projections.csv
https://raw.githubusercontent.com/mrc-ide/global-lmic-reports/master/AFG/projections.csv
https://raw.githubusercontent.com/mrc-ide/global-lmic-reports/master/AFG/projections.csv
https://raw.githubusercontent.com/mrc-ide/global-lmic-reports/master/AFG/projections.csv
https://raw.githubusercontent.com/mrc-ide/global-lmic-reports/master/AFG/projections.csv
https://raw.githubusercontent.com/mrc-ide/global-lmic-reports/master/AFG/projections.csv
https://raw.githubusercontent.com/mrc-ide/global-lmic-reports/master/AFG/projections.csv
https://raw.githubusercontent.com/mrc-ide/global-lmic-reports/master/AFG/projections.csv
https://raw.githubusercontent.com/mrc-ide/global-lmic-reports/master/AFG/projections.csv
https://raw.githubusercontent.com/mrc-ide/global-lmic-reports/master/AFG/projections.csv
https://raw.githubusercontent.com/mrc-ide/global-lmic-reports/master/AFG/projections.csv
https://raw.githubusercontent.com/mrc-ide/global-lmic-reports/master/AFG/projections.csv
https://raw.githubusercontent.com/mrc-ide/global-lmic-reports/master/AFG/projections.csv
https://raw.githubusercontent.com/mrc-ide/global-lmic-reports/master/AFG/projections.csv
https://raw.githubusercontent.com/mrc-ide/global-lmic-reports/master/AFG/projections.csv
https://raw.githubusercontent.com/mrc-ide/global-lmic-reports/master/AFG/projections.csv
https://raw.githubusercontent.com/mrc-ide/global-lmic-reports/master/AFG/projections.csv
https://raw.githubusercontent.com/mrc-ide/global-lmic-reports/master/AFG/projections.csv
https://raw.githubusercontent.com/mrc-ide/global-lmic-reports/master/AFG/projections.csv
https://raw.githubusercontent.com/mrc-ide/global-lmic-reports/master/AFG/projections.csv
https://raw.githubusercontent.com/mrc-ide/global-lmic-reports/master/AFG/projections.csv
https://raw.githubusercontent.com/mrc-ide/global-lmic-reports/master/AFG/projections.csv
https://raw.githubusercontent.com/mrc-ide/global-lmic-reports/master/AFG/projections.csv
https://raw.githubusercontent.com/mrc-ide/global-lmic-reports/master/AFG/projections.csv
https://raw.githubusercontent.com/mrc-ide/global-lmic-reports/master/AFG/projections.csv
https://raw.githubusercontent.com/mrc-ide/global-lmic-reports/master/AFG/projections.csv
https://raw.githubusercontent.com/mrc-ide/global-lmic-reports/master/AFG/projections.csv
https://raw.githubusercontent.com/mrc-ide/global-lmic-reports/master/AFG/projections.csv
https://raw.githubusercontent.com/mrc-ide/global-lmic-reports/master/AFG/projections.csv
https://raw.githubusercontent.com/mrc-ide/global-lmic-reports/master/AFG/projections.csv
https://raw.githubusercontent.com/mrc-ide/global-lmic-reports/master/AFG/projections.csv
https://raw.githubusercontent.com/mrc-ide/global-lmic-reports/master/AFG/projections.csv
https://raw.githubusercontent.com/mrc-ide/global-lmic-reports/master/AFG/projections.csv
https://raw.githubusercontent.com/mrc-ide/global-lmic-reports/master/AFG/projections.csv
https://raw.githubusercontent.com/mrc-ide/global-lmic-reports/master/AFG/projections.csv
https://raw.githubusercontent.com/mrc-ide/global-lmic-reports/master/AFG/projections.csv
https://raw.githubusercontent.com/mrc-ide/global-lmic-reports/master/AFG/projections.csv
https://raw.githubusercontent.com/mrc-ide/global-lmic-reports/master/AFG/projections.csv
https://raw.githubusercontent.com/mrc-ide/global-lmic-reports/master/AFG/projections.csv
https://raw.githubusercontent.com/mrc-ide/global-lmic-reports/master/AFG/projections.csv
https://raw.githubusercontent.com/mrc-ide/global-lmic-reports/master/AFG/projections.csv
https://raw.githubusercontent.com/mrc-ide/global-lmic-reports/master/AFG/projections.csv
https://raw.githubusercontent.com/mrc-ide/global-lmic-reports/master/AFG/projections.csv
https://raw.githubusercontent.com/mrc-ide/global-lmic-reports/master/AFG/projections.csv
https://raw.githubusercontent.com/mrc-ide/global-lmic-reports/master/AFG/projections.csv
https://raw.githubusercontent.com/mrc-ide/global-lmic-reports/master/AFG/projections.csv
https://raw.githubusercontent.com/mrc-ide/global-lmic-reports/master/AFG/projections.csv
https://raw.githubusercontent.com/mrc-ide/global-lmic-reports/master/AFG/projections.csv
https://raw.githubusercontent.com/mrc-ide/global-lmic-reports/master/AFG/projections.csv
https://raw.githubusercontent.com/mrc-ide/global-lmic-reports/master/AFG/projections.csv
https://raw.githubusercontent.com/mrc-ide/global-lmic-reports/master/AFG/projections.csv
https://raw.githubusercontent.com/mrc-ide/global-lmic-reports/master/AFG/projections.csv
https://raw.githubusercontent.com/mrc-ide/global-lmic-reports/master/AFG/projections.csv
https://raw.githubusercontent.com/mrc-ide/global-lmic-reports/master/AFG/projections.csv
https://raw.githubusercontent.com/mrc-ide/global-lmic-reports/master/AFG/projections.csv
https://raw.githubusercontent.com/mrc-ide/global-lmic-reports/master/AFG/projections.csv
https://raw.githubusercontent.com/mrc-ide/global-lmic-reports/master/AFG/projections.csv
https://raw.githubusercontent.com/mrc-ide/global-lmic-reports/master/AFG/projections.csv
https://raw.githubusercontent.com/mrc-ide/global-lmic-reports/master/AFG/projections.csv
https://raw.githubusercontent.com/mrc-ide/global-lmic-reports/master/AFG/projections.csv
https://raw.githubusercontent.com/mrc-ide/global-lmic-reports/master/AFG/projections.csv
https://raw.githubusercontent.com/mrc-ide/global-lmic-reports/master/AFG/projections.csv
https://raw.githubusercontent.com/mrc-ide/global-lmic-reports/master/AFG/projections.csv
https://raw.githubusercontent.com/mrc-ide/global-lmic-reports/master/AFG/projections.csv
https://raw.githubusercontent.com/mrc-ide/global-lmic-reports/master/AFG/projections.csv
https://raw.githubusercontent.com/mrc-ide/global-lmic-reports/master/AFG/projections.csv
https://raw.githubusercontent.com/mrc-ide/global-lmic-reports/master/AFG/projections.csv
https://raw.githubusercontent.com/mrc-ide/global-lmic-reports/master/AFG/projections.csv
https://raw.githubusercontent.com/mrc-ide/global-lmic-reports/master/AFG/projections.csv
https://raw.githubusercontent.com/mrc-ide/global-lmic-reports/master/AFG/projections.csv
https://raw.githubusercontent.com/mrc-ide/global-lmic-reports/master/AFG/projections.csv
https://raw.githubusercontent.com/mrc-ide/global-lmic-reports/master/AFG/projections.csv
https://raw.githubusercontent.com/mrc-ide/global-lmic-reports/master/AFG/projections.csv
https://raw.githubusercontent.com/mrc-ide/global-lmic-reports/master/AFG/projections.csv
https://raw.githubusercontent.com/mrc-ide/global-lmic-reports/master/AFG/projections.csv
https://raw.githubusercontent.com/mrc-ide/global-lmic-reports/master/AFG/projections.csv
https://raw.githubusercontent.com/mrc-ide/global-lmic-reports/master/AFG/projections.csv
https://raw.githubusercontent.com/mrc-ide/global-lmic-reports/master/AFG/projections.csv
https://raw.githubusercontent.com/mrc-ide/global-lmic-reports/master/AFG/projections.csv
https://raw.githubusercontent.com/mrc-ide/global-lmic-reports/master/AFG/projections.csv
https://raw.githubusercontent.com/mrc-ide/global-lmic-reports/master/AFG/projections.csv
https://raw.githubusercontent.com/mrc-ide/global-lmic-reports/master/AFG/projections.csv
https://raw.githubusercontent.com/mrc-ide/global-lmic-reports/master/AFG/projections.csv
https://raw.githubusercontent.com/mrc-ide/global-lmic-reports/master/AFG/projections.csv
https://raw.githubusercontent.com/mrc-ide/global-lmic-reports/master/AFG/projections.csv
https://raw.githubusercontent.com/mrc-ide/global-lmic-reports/master/AFG/projections.csv
https://raw.githubusercontent.com/mrc-ide/global-lmic-reports/master/AFG/projections.csv
https://raw.githubusercontent.com/mrc-ide/global-lmic-reports/master/AFG/projections.csv
https://raw.githubusercontent.com/mrc-ide/global-lmic-reports/master/AFG/projections.csv
https://raw.githubusercontent.com/mrc-ide/global-lmic-reports/master/AFG/projections.csv
https://raw.githubusercontent.com/mrc-ide/global-lmic-reports/master/AFG/projections.csv
https://raw.githubusercontent.com/mrc-ide/global-lmic-reports/master/AFG/projections.csv
https://raw.githubusercontent.com/mrc-ide/global-lmic-reports/master/AFG/projections.csv
https://raw.githubusercontent.com/mrc-ide/global-lmic-reports/master/AFG/projections.csv
https://raw.githubusercontent.com/mrc-ide/global-lmic-reports/master/AFG/projections.csv
https://raw.githubusercontent.com/mrc-ide/global-lmic-reports/master/AFG/projections.csv
https://raw.githubusercontent.com/mrc-ide/global-lmic-reports/master/AFG/projections.csv
https://raw.githubusercontent.com/mrc-ide/global-lmic-reports/master/AFG/projections.csv
https://raw.githubusercontent.com/mrc-ide/global-lmic-reports/master/AFG/projections.csv
https://raw.githubusercontent.com/mrc-ide/global-lmic-reports/master/AFG/projections.csv
https://raw.githubusercontent.com/mrc-ide/global-lmic-reports/master/AFG/projections.csv
https://raw.githubusercontent.com/mrc-ide/global-lmic-reports/master/AFG/projections.csv
https://raw.githubusercontent.com/mrc-ide/global-lmic-reports/master/AFG/projections.csv
https://raw.githubusercontent.com/mrc-ide/global-lmic-reports/master/AFG/projections.csv
https://raw.githubusercontent.com/mrc-ide/global-lmic-reports/master/AFG/projections.csv
https://raw.githubusercontent.com/mrc-ide/global-lmic-reports/master/AFG/projections.csv
https://raw.githubusercontent.com/mrc-ide/global-lmic-reports/master/AFG/projections.csv
https://raw.githubusercontent.com/mrc-ide/global-lmic-reports/master/AFG/projections.csv
https://raw.githubusercontent.com/mrc-ide/global-lmic-reports/master/AFG/projections.csv
https://raw.githubusercontent.com/mrc-ide/global-lmic-reports/master/AFG/projections.csv
https://raw.githubusercontent.com/mrc-ide/global-lmic-reports/master/AFG/projections.csv
https://raw.githubusercontent.com/mrc-ide/global-lmic-reports/master/AFG/projections.csv
https://raw.githubusercontent.com/mrc-ide/global-lmic-reports/master/AFG/projections.csv
https://raw.githubusercontent.com/mrc-ide/global-lmic-reports/master/AFG/projections.csv
https://raw.githubusercontent.com/mrc-ide/global-lmic-reports/master/AFG/projections.csv
https://raw.githubusercontent.com/mrc-ide/global-lmic-reports/master/AFG/projections.csv
https://raw.githubusercontent.com/mrc-ide/global-lmic-reports/master/AFG/projections.csv
https://raw.githubusercontent.com/mrc-ide/global-lmic-reports/master/AFG/projections.csv
https://raw.githubusercontent.com/mrc-ide/global-lmic-reports/master/AFG/projections.csv
https://raw.githubusercontent.com/mrc-ide/global-lmic-reports/master/AFG/projections.csv
https://raw.githubusercontent.com/mrc-ide/global-lmic-reports/master/AFG/projections.csv
https://raw.githubusercontent.com/mrc-ide/global-lmic-reports/master/AFG/projections.csv
https://raw.githubusercontent.com/mrc-ide/global-lmic-reports/master/AFG/projections.csv
https://raw.githubusercontent.com/mrc-ide/global-lmic-reports/master/AFG/projections.csv
https://raw.githubusercontent.com/mrc-ide/global-lmic-reports/master/AFG/projections.csv
https://raw.githubusercontent.com/mrc-ide/global-lmic-reports/master/AFG/projections.csv
https://raw.githubusercontent.com/mrc-ide/global-lmic-reports/master/AFG/projections.csv
https://raw.githubusercontent.com/mrc-ide/global-lmic-reports/master/AFG/projections.csv
https://raw.githubusercontent.com/mrc-ide/global-lmic-reports/master/AFG/projections.csv
https://raw.githubusercontent.com/mrc-ide/global-lmic-reports/master/AFG/projections.csv
https://raw.githubusercontent.com/mrc-ide/global-lmic-reports/master/AFG/projections.csv
https://raw.githubusercontent.com/mrc-ide/global-lmic-reports/master/AFG/projections.csv
https://raw.githubusercontent.com/mrc-ide/global-lmic-reports/master/AFG/projections.csv
https://raw.githubusercontent.com/mrc-ide/global-lmic-reports/master/AFG/projections.csv
https://raw.githubusercontent.com/mrc-ide/global-lmic-reports/master/AFG/projections.csv
https://raw.githubusercontent.com/mrc-ide/global-lmic-reports/master/AFG/projections.csv
https://raw.githubusercontent.com/mrc-ide/global-lmic-reports/master/AFG/projections.csv
https://raw.githubusercontent.com/mrc-ide/global-lmic-reports/master/AFG/projections.csv
https://raw.githubusercontent.com/mrc-ide/global-lmic-reports/master/AFG/projections.csv
https://raw.githubusercontent.com/mrc-ide/global-lmic-reports/master/AFG/projections.csv
https://raw.githubusercontent.com/mrc-ide/global-lmic-reports/master/AFG/projections.csv
https://raw.githubusercontent.com/mrc-ide/global-lmic-reports/master/AFG/projections.csv
https://raw.githubusercontent.com/mrc-ide/global-lmic-reports/master/AFG/projections.csv
https://raw.githubusercontent.com/mrc-ide/global-lmic-reports/master/AFG/projections.csv
https://raw.githubusercontent.com/mrc-ide/global-lmic-reports/master/AFG/projections.csv
https://raw.githubusercontent.com/mrc-ide/global-lmic-reports/master/AFG/projections.csv
https://raw.githubusercontent.com/mrc-ide/global-lmic-reports/master/AFG/projections.csv
https://raw.githubusercontent.com/mrc-ide/global-lmic-reports/master/AFG/projections.csv
https://raw.githubusercontent.com/mrc-ide/global-lmic-reports/master/AFG/projections.csv
https://raw.githubusercontent.com/mrc-ide/global-lmic-reports/master/AFG/projections.csv
https://raw.githubusercontent.com/mrc-ide/global-lmic-reports/master/AFG/projections.csv
https://raw.githubusercontent.com/mrc-ide/global-lmic-reports/master/AFG/projections.csv
https://raw.githubusercontent.com/mrc-ide/global-lmic-reports/master/AFG/projections.csv
https://raw.githubusercontent.com/mrc-ide/global-lmic-reports/master/AFG/projections.csv
https://raw.githubusercontent.com/mrc-ide/global-lmic-reports/master/AFG/projections.csv
https://raw.githubusercontent.com/mrc-ide/global-lmic-reports/master/AFG/projections.csv
https://raw.githubusercontent.com/mrc-ide/global-lmic-reports/master/AFG/projections.csv
https://raw.githubusercontent.com/mrc-ide/global-lmic-reports/master/AFG/projections.csv
https://raw.githubusercontent.com/mrc-ide/global-lmic-reports/master/AFG/projections.csv
https://raw.githubusercontent.com/mrc-ide/global-lmic-reports/master/AFG/projections.csv
https://raw.githubusercontent.com/mrc-ide/global-lmic-reports/master/AFG/projections.csv
https://raw.githubusercontent.com/mrc-ide/global-lmic-reports/master/AFG/projections.csv
https://raw.githubusercontent.com/mrc-ide/global-lmic-reports/master/AFG/projections.csv
https://raw.githubusercontent.com/mrc-ide/global-lmic-reports/master/AFG/projections.csv
https://raw.githubusercontent.com/mrc-ide/global-lmic-reports/master/AFG/projections.csv
https://raw.githubusercontent.com/mrc-ide/global-lmic-reports/master/AFG/projections.csv
https://raw.githubusercontent.com/mrc-ide/global-lmic-reports/master/AFG/projections.csv
https://raw.githubusercontent.com/mrc-ide/global-lmic-reports/master/AFG/projections.csv
https://raw.githubusercontent.com/mrc-ide/global-lmic-reports/master/AFG/projections.csv
https://raw.githubusercontent.com/mrc-ide/global-lmic-reports/master/AFG/projections.csv
https://raw.githubusercontent.com/mrc-ide/global-lmic-reports/master/AFG/projections.csv
https://raw.githubusercontent.com/mrc-ide/global-lmic-reports/master/AFG/projections.csv
https://raw.githubusercontent.com/mrc-ide/global-lmic-reports/master/AFG/projections.csv
https://raw.githubusercontent.com/mrc-ide/global-lmic-reports/master/AFG/projections.csv
https://raw.githubusercontent.com/mrc-ide/global-lmic-reports/master/AFG/projections.csv
https://raw.githubusercontent.com/mrc-ide/global-lmic-reports/master/AFG/projections.csv
https://raw.githubusercontent.com/mrc-ide/global-lmic-reports/master/AFG/projections.csv
https://raw.githubusercontent.com/mrc-ide/global-lmic-reports/master/AFG/projections.csv
https://raw.githubusercontent.com/mrc-ide/global-lmic-reports/master/AFG/projections.csv
https://raw.githubusercontent.com/mrc-ide/global-lmic-reports/master/AFG/projections.csv
https://raw.githubusercontent.com/mrc-ide/global-lmic-reports/master/AFG/projections.csv
https://raw.githubusercontent.com/mrc-ide/global-lmic-reports/master/AFG/projections.csv
https://raw.githubusercontent.com/mrc-ide/global-lmic-reports/master/AFG/projections.csv
https://raw.githubusercontent.com/mrc-ide/global-lmic-reports/master/AFG/projections.csv
https://raw.githubusercontent.com/mrc-ide/global-lmic-reports/master/AFG/projections.csv
https://raw.githubusercontent.com/mrc-ide/global-lmic-reports/master/AFG/projections.csv
https://raw.githubusercontent.com/mrc-ide/global-lmic-reports/master/AFG/projections.csv
https://raw.githubusercontent.com/mrc-ide/global-lmic-reports/master/AFG/projections.csv
https://raw.githubusercontent.com/mrc-ide/global-lmic-reports/master/AFG/projections.csv
https://raw.githubusercontent.com/mrc-ide/global-lmic-reports/master/AFG/projections.csv
https://raw.githubusercontent.com/mrc-ide/global-lmic-reports/master/AFG/projections.csv
https://raw.githubusercontent.com/mrc-ide/global-lmic-reports/master/AFG/projections.csv
https://raw.githubusercontent.com/mrc-ide/global-lmic-reports/master/AFG/projections.csv
https://raw.githubusercontent.com/mrc-ide/global-lmic-reports/master/AFG/projections.csv
https://raw.githubusercontent.com/mrc-ide/global-lmic-reports/master/AFG/projections.csv
https://raw.githubusercontent.com/mrc-ide/global-lmic-reports/master/AFG/projections.csv
https://raw.githubusercontent.com/mrc-ide/global-lmic-reports/master/AFG/projections.csv
https://raw.githubusercontent.com/mrc-ide/global-lmic-reports/master/AFG/projections.csv
https://raw.githubusercontent.com/mrc-ide/global-lmic-reports/master/AFG/projections.csv
https://raw.githubusercontent.com/mrc-ide/global-lmic-reports/master/AFG/projections.csv
https://raw.githubusercontent.com/mrc-ide/global-lmic-reports/master/AFG/projections.csv
https://raw.githubusercontent.com/mrc-ide/global-lmic-reports/master/AFG/projections.csv
https://raw.githubusercontent.com/mrc-ide/global-lmic-reports/master/AFG/projections.csv
https://raw.githubusercontent.com/mrc-ide/global-lmic-reports/master/AFG/projections.csv
https://raw.githubusercontent.com/mrc-ide/global-lmic-reports/master/AFG/projections.csv
https://raw.githubusercontent.com/mrc-ide/global-lmic-reports/master/AFG/projections.csv
https://raw.githubusercontent.com/mrc-ide/global-lmic-reports/master/AFG/projections.csv
https://raw.githubusercontent.com/mrc-ide/global-lmic-reports/master/AFG/projections.csv
https://raw.githubusercontent.com/mrc-ide/global-lmic-reports/master/AFG/projections.csv
https://raw.githubusercontent.com/mrc-ide/global-lmic-reports/master/AFG/projections.csv
https://raw.githubusercontent.com/mrc-ide/global-lmic-reports/master/AFG/projections.csv
https://raw.githubusercontent.com/mrc-ide/global-lmic-reports/master/AFG/projections.csv
https://raw.githubusercontent.com/mrc-ide/global-lmic-reports/master/AFG/projections.csv
https://raw.githubusercontent.com/mrc-ide/global-lmic-reports/master/AFG/projections.csv
https://raw.githubusercontent.com/mrc-ide/global-lmic-reports/master/AFG/projections.csv
https://raw.githubusercontent.com/mrc-ide/global-lmic-reports/master/AFG/projections.csv
https://raw.githubusercontent.com/mrc-ide/global-lmic-reports/master/AFG/projections.csv
https://raw.githubusercontent.com/mrc-ide/global-lmic-reports/master/AFG/projections.csv
https://raw.githubusercontent.com/mrc-ide/global-lmic-reports/master/AFG/projections.csv
https://raw.githubusercontent.com/mrc-ide/global-lmic-reports/master/AFG/projections.csv
https://raw.githubusercontent.com/mrc-ide/global-lmic-reports/master/AFG/projections.csv
https://raw.githubusercontent.com/mrc-ide/global-lmic-reports/master/AFG/projections.csv
https://raw.githubusercontent.com/mrc-ide/global-lmic-reports/master/AFG/projections.csv
https://raw.githubusercontent.com/mrc-ide/global-lmic-reports/master/AFG/projections.csv
https://raw.githubusercontent.com/mrc-ide/global-lmic-reports/master/AFG/projections.csv
https://raw.githubusercontent.com/mrc-ide/global-lmic-reports/master/AFG/projections.csv
https://raw.githubusercontent.com/mrc-ide/global-lmic-reports/master/AFG/projections.csv
https://raw.githubusercontent.com/mrc-ide/global-lmic-reports/master/AFG/projections.csv
https://raw.githubusercontent.com/mrc-ide/global-lmic-reports/master/AFG/projections.csv
https://raw.githubusercontent.com/mrc-ide/global-lmic-reports/master/AFG/projections.csv
https://raw.githubusercontent.com/mrc-ide/global-lmic-reports/master/AFG/projections.csv
https://raw.githubusercontent.com/mrc-ide/global-lmic-reports/master/AFG/projections.csv
https://raw.githubusercontent.com/mrc-ide/global-lmic-reports/master/AFG/projections.csv
https://raw.githubusercontent.com/mrc-ide/global-lmic-reports/master/AFG/projections.csv
https://raw.githubusercontent.com/mrc-ide/global-lmic-reports/master/AFG/projections.csv
https://raw.githubusercontent.com/mrc-ide/global-lmic-reports/master/AFG/projections.csv
https://raw.githubusercontent.com/mrc-ide/global-lmic-reports/master/AFG/projections.csv
https://raw.githubusercontent.com/mrc-ide/global-lmic-reports/master/AFG/projections.csv
https://raw.githubusercontent.com/mrc-ide/global-lmic-reports/master/AFG/projections.csv
https://raw.githubusercontent.com/mrc-ide/global-lmic-reports/master/AFG/projections.csv
https://raw.githubusercontent.com/mrc-ide/global-lmic-reports/master/AFG/projections.csv
https://raw.githubusercontent.com/mrc-ide/global-lmic-reports/master/AFG/projections.csv
https://raw.githubusercontent.com/mrc-ide/global-lmic-reports/master/AFG/projections.csv
https://raw.githubusercontent.com/mrc-ide/global-lmic-reports/master/AFG/projections.csv
https://raw.githubusercontent.com/mrc-ide/global-lmic-reports/master/AFG/projections.csv
https://raw.githubusercontent.com/mrc-ide/global-lmic-reports/master/AFG/projections.csv
https://raw.githubusercontent.com/mrc-ide/global-lmic-reports/master/AFG/projections.csv
https://raw.githubusercontent.com/mrc-ide/global-lmic-reports/master/AFG/projections.csv
https://raw.githubusercontent.com/mrc-ide/global-lmic-reports/master/AFG/projections.csv
https://raw.githubusercontent.com/mrc-ide/global-lmic-reports/master/AFG/projections.csv
https://raw.githubusercontent.com/mrc-ide/global-lmic-reports/master/AFG/projections.csv
https://raw.githubusercontent.com/mrc-ide/global-lmic-reports/master/AFG/projections.csv
https://raw.githubusercontent.com/mrc-ide/global-lmic-reports/master/AFG/projections.csv
https://raw.githubusercontent.com/mrc-ide/global-lmic-reports/master/AFG/projections.csv
https://raw.githubusercontent.com/mrc-ide/global-lmic-reports/master/AFG/projections.csv
https://raw.githubusercontent.com/mrc-ide/global-lmic-reports/master/AFG/projections.csv
https://raw.githubusercontent.com/mrc-ide/global-lmic-reports/master/AFG/projections.csv
https://raw.githubusercontent.com/mrc-ide/global-lmic-reports/master/AFG/projections.csv
https://raw.githubusercontent.com/mrc-ide/global-lmic-reports/master/AFG/projections.csv
https://raw.githubusercontent.com/mrc-ide/global-lmic-reports/master/AFG/projections.csv
https://raw.githubusercontent.com/mrc-ide/global-lmic-reports/master/AFG/projections.csv
https://raw.githubusercontent.com/mrc-ide/global-lmic-reports/master/AFG/projections.csv
https://raw.githubusercontent.com/mrc-ide/global-lmic-reports/master/AFG/projections.csv
https://raw.githubusercontent.com/mrc-ide/global-lmic-reports/master/AFG/projections.csv
https://raw.githubusercontent.com/mrc-ide/global-lmic-reports/master/AFG/projections.csv
https://raw.githubusercontent.com/mrc-ide/global-lmic-reports/master/AFG/projections.csv
https://raw.githubusercontent.com/mrc-ide/global-lmic-reports/master/AFG/projections.csv
https://raw.githubusercontent.com/mrc-ide/global-lmic-reports/master/AFG/projections.csv
https://raw.githubusercontent.com/mrc-ide/global-lmic-reports/master/AFG/projections.csv
https://raw.githubusercontent.com/mrc-ide/global-lmic-reports/master/AFG/projections.csv
https://raw.githubusercontent.com/mrc-ide/global-lmic-reports/master/AFG/projections.csv
https://raw.githubusercontent.com/mrc-ide/global-lmic-reports/master/AFG/projections.csv
https://raw.githubusercontent.com/mrc-ide/global-lmic-reports/master/AFG/projections.csv
https://raw.githubusercontent.com/mrc-ide/global-lmic-reports/master/AFG/projections.csv
https://raw.githubusercontent.com/mrc-ide/global-lmic-reports/master/AFG/projections.csv
https://raw.githubusercontent.com/mrc-ide/global-lmic-reports/master/AFG/projections.csv
https://raw.githubusercontent.com/mrc-ide/global-lmic-reports/master/AFG/projections.csv
https://raw.githubusercontent.com/mrc-ide/global-lmic-reports/master/AFG/projections.csv
https://raw.githubusercontent.com/mrc-ide/global-lmic-reports/master/AFG/projections.csv
https://raw.githubusercontent.com/mrc-ide/global-lmic-reports/master/AFG/projections.csv
https://raw.githubusercontent.com/mrc-ide/global-lmic-reports/master/AFG/projections.csv
https://raw.githubusercontent.com/mrc-ide/global-lmic-reports/master/AFG/projections.csv
https://raw.githubusercontent.com/mrc-ide/global-lmic-reports/master/AFG/projections.csv
https://raw.githubusercontent.com/mrc-ide/global-lmic-reports/master/AFG/projections.csv
https://raw.githubusercontent.com/mrc-ide/global-lmic-reports/master/AFG/projections.csv
https://raw.githubusercontent.com/mrc-ide/global-lmic-reports/master/AFG/projections.csv
https://raw.githubusercontent.com/mrc-ide/global-lmic-reports/master/AFG/projections.csv
https://raw.githubusercontent.com/mrc-ide/global-lmic-reports/master/AFG/projections.csv
https://raw.githubusercontent.com/mrc-ide/global-lmic-reports/master/AFG/projections.csv
https://raw.githubusercontent.com/mrc-ide/global-lmic-reports/master/AFG/projections.csv
https://raw.githubusercontent.com/mrc-ide/global-lmic-reports/master/AFG/projections.csv
https://raw.githubusercontent.com/mrc-ide/global-lmic-reports/master/AFG/projections.csv
https://raw.githubusercontent.com/mrc-ide/global-lmic-reports/master/AFG/projections.csv
https://raw.githubusercontent.com/mrc-ide/global-lmic-reports/master/AFG/projections.csv
https://raw.githubusercontent.com/mrc-ide/global-lmic-reports/master/AFG/projections.csv
https://raw.githubusercontent.com/mrc-ide/global-lmic-reports/master/AFG/projections.csv
https://raw.githubusercontent.com/mrc-ide/global-lmic-reports/master/AFG/projections.csv
https://raw.githubusercontent.com/mrc-ide/global-lmic-reports/master/AFG/projections.csv
https://raw.githubusercontent.com/mrc-ide/global-lmic-reports/master/AFG/projections.csv
https://raw.githubusercontent.com/mrc-ide/global-lmic-reports/master/AFG/projections.csv
https://raw.githubusercontent.com/mrc-ide/global-lmic-reports/master/AFG/projections.csv
https://raw.githubusercontent.com/mrc-ide/global-lmic-reports/master/AFG/projections.csv
https://raw.githubusercontent.com/mrc-ide/global-lmic-reports/master/AFG/projections.csv
https://raw.githubusercontent.com/mrc-ide/global-lmic-reports/master/AFG/projections.csv
https://raw.githubusercontent.com/mrc-ide/global-lmic-reports/master/AFG/projections.csv
https://raw.githubusercontent.com/mrc-ide/global-lmic-reports/master/AFG/projections.csv
https://raw.githubusercontent.com/mrc-ide/global-lmic-reports/master/AFG/projections.csv
https://raw.githubusercontent.com/mrc-ide/global-lmic-reports/master/AFG/projections.csv
https://raw.githubusercontent.com/mrc-ide/global-lmic-reports/master/AFG/projections.csv
https://raw.githubusercontent.com/mrc-ide/global-lmic-reports/master/AFG/projections.csv
https://raw.githubusercontent.com/mrc-ide/global-lmic-reports/master/AFG/projections.csv
https://raw.githubusercontent.com/mrc-ide/global-lmic-reports/master/AFG/projections.csv
https://raw.githubusercontent.com/mrc-ide/global-lmic-reports/master/AFG/projections.csv
https://raw.githubusercontent.com/mrc-ide/global-lmic-reports/master/AFG/projections.csv
https://raw.githubusercontent.com/mrc-ide/global-lmic-reports/master/AFG/projections.csv
https://raw.githubusercontent.com/mrc-ide/global-lmic-reports/master/AFG/projections.csv
https://raw.githubusercontent.com/mrc-ide/global-lmic-reports/master/AFG/projections.csv
https://raw.githubusercontent.com/mrc-ide/global-lmic-reports/master/AFG/projections.csv
https://raw.githubusercontent.com/mrc-ide/global-lmic-reports/master/AFG/projections.csv
https://raw.githubusercontent.com/mrc-ide/global-lmic-reports/master/AFG/projections.csv
https://raw.githubusercontent.com/mrc-ide/global-lmic-reports/master/AFG/projections.csv
https://raw.githubusercontent.com/mrc-ide/global-lmic-reports/master/AFG/projections.csv
https://raw.githubusercontent.com/mrc-ide/global-lmic-reports/master/AFG/projections.csv
https://raw.githubusercontent.com/mrc-ide/global-lmic-reports/master/AFG/projections.csv
https://raw.githubusercontent.com/mrc-ide/global-lmic-reports/master/AFG/projections.csv
https://raw.githubusercontent.com/mrc-ide/global-lmic-reports/master/AFG/projections.csv
https://raw.githubusercontent.com/mrc-ide/global-lmic-reports/master/AFG/projections.csv
https://raw.githubusercontent.com/mrc-ide/global-lmic-reports/master/AFG/projections.csv
https://raw.githubusercontent.com/mrc-ide/global-lmic-reports/master/AFG/projections.csv
https://raw.githubusercontent.com/mrc-ide/global-lmic-reports/master/AFG/projections.csv
https://raw.githubusercontent.com/mrc-ide/global-lmic-reports/master/AFG/projections.csv
https://raw.githubusercontent.com/mrc-ide/global-lmic-reports/master/AFG/projections.csv
https://raw.githubusercontent.com/mrc-ide/global-lmic-reports/master/AFG/projections.csv
https://raw.githubusercontent.com/mrc-ide/global-lmic-reports/master/AFG/projections.csv
https://raw.githubusercontent.com/mrc-ide/global-lmic-reports/master/AFG/projections.csv
https://raw.githubusercontent.com/mrc-ide/global-lmic-reports/master/AFG/projections.csv
https://raw.githubusercontent.com/mrc-ide/global-lmic-reports/master/AFG/projections.csv
https://raw.githubusercontent.com/mrc-ide/global-lmic-reports/master/AFG/projections.csv
https://raw.githubusercontent.com/mrc-ide/global-lmic-reports/master/AFG/projections.csv
https://raw.githubusercontent.com/mrc-ide/global-lmic-reports/master/AFG/projections.csv
https://raw.githubusercontent.com/mrc-ide/global-lmic-reports/master/AFG/projections.csv
https://raw.githubusercontent.com/mrc-ide/global-lmic-reports/master/AFG/projections.csv
https://raw.githubusercontent.com/mrc-ide/global-lmic-reports/master/AFG/projections.csv
https://raw.githubusercontent.com/mrc-ide/global-lmic-reports/master/AFG/projections.csv
https://raw.githubusercontent.com/mrc-ide/global-lmic-reports/master/AFG/projections.csv
https://raw.githubusercontent.com/mrc-ide/global-lmic-reports/master/AFG/projections.csv
https://raw.githubusercontent.com/mrc-ide/global-lmic-reports/master/AFG/projections.csv
https://raw.githubusercontent.com/mrc-ide/global-lmic-reports/master/AFG/projections.csv
https://raw.githubusercontent.com/mrc-ide/global-lmic-reports/master/AFG/projections.csv
https://raw.githubusercontent.com/mrc-ide/global-lmic-reports/master/AFG/projections.csv
https://raw.githubusercontent.com/mrc-ide/global-lmic-reports/master/AFG/projections.csv
https://raw.githubusercontent.com/mrc-ide/global-lmic-reports/master/AFG/projections.csv
https://raw.githubusercontent.com/mrc-ide/global-lmic-reports/master/AFG/projections.csv
https://raw.githubusercontent.com/mrc-ide/global-lmic-reports/master/AFG/projections.csv
https://raw.githubusercontent.com/mrc-ide/global-lmic-reports/master/AFG/projections.csv
https://raw.githubusercontent.com/mrc-ide/global-lmic-reports/master/AFG/projections.csv
https://raw.githubusercontent.com/mrc-ide/global-lmic-reports/master/AFG/projections.csv
https://raw.githubusercontent.com/mrc-ide/global-lmic-reports/master/AFG/projections.csv
https://raw.githubusercontent.com/mrc-ide/global-lmic-reports/master/AFG/projections.csv
https://raw.githubusercontent.com/mrc-ide/global-lmic-reports/master/AFG/projections.csv
https://raw.githubusercontent.com/mrc-ide/global-lmic-reports/master/AFG/projections.csv
https://raw.githubusercontent.com/mrc-ide/global-lmic-reports/master/AFG/projections.csv
https://raw.githubusercontent.com/mrc-ide/global-lmic-reports/master/AFG/projections.csv
https://raw.githubusercontent.com/mrc-ide/global-lmic-reports/master/AFG/projections.csv
https://raw.githubusercontent.com/mrc-ide/global-lmic-reports/master/AFG/projections.csv
https://raw.githubusercontent.com/mrc-ide/global-lmic-reports/master/AFG/projections.csv
https://raw.githubusercontent.com/mrc-ide/global-lmic-reports/master/AFG/projections.csv
https://raw.githubusercontent.com/mrc-ide/global-lmic-reports/master/AFG/projections.csv
https://raw.githubusercontent.com/mrc-ide/global-lmic-reports/master/AFG/projections.csv
https://raw.githubusercontent.com/mrc-ide/global-lmic-reports/master/AFG/projections.csv
https://raw.githubusercontent.com/mrc-ide/global-lmic-reports/master/AFG/projections.csv
https://raw.githubusercontent.com/mrc-ide/global-lmic-reports/master/AFG/projections.csv
https://raw.githubusercontent.com/mrc-ide/global-lmic-reports/master/AFG/projections.csv
https://raw.githubusercontent.com/mrc-ide/global-lmic-reports/master/AFG/projections.csv
https://raw.githubusercontent.com/mrc-ide/global-lmic-reports/master/AFG/projections.csv
https://raw.githubusercontent.com/mrc-ide/global-lmic-reports/master/AFG/projections.csv
https://raw.githubusercontent.com/mrc-ide/global-lmic-reports/master/AFG/projections.csv
https://raw.githubusercontent.com/mrc-ide/global-lmic-reports/master/AFG/projections.csv
https://raw.githubusercontent.com/mrc-ide/global-lmic-reports/master/AFG/projections.csv
https://raw.githubusercontent.com/mrc-ide/global-lmic-reports/master/AFG/projections.csv
https://raw.githubusercontent.com/mrc-ide/global-lmic-reports/master/AFG/projections.csv
https://raw.githubusercontent.com/mrc-ide/global-lmic-reports/master/AFG/projections.csv
https://raw.githubusercontent.com/mrc-ide/global-lmic-reports/master/AFG/projections.csv
https://raw.githubusercontent.com/mrc-ide/global-lmic-reports/master/AFG/projections.csv
https://raw.githubusercontent.com/mrc-ide/global-lmic-reports/master/AFG/projections.csv
https://raw.githubusercontent.com/mrc-ide/global-lmic-reports/master/AFG/projections.csv
https://raw.githubusercontent.com/mrc-ide/global-lmic-reports/master/AFG/projections.csv
https://raw.githubusercontent.com/mrc-ide/global-lmic-reports/master/AFG/projections.csv
https://raw.githubusercontent.com/mrc-ide/global-lmic-reports/master/AFG/projections.csv
https://raw.githubusercontent.com/mrc-ide/global-lmic-reports/master/AFG/projections.csv
https://raw.githubusercontent.com/mrc-ide/global-lmic-reports/master/AFG/projections.csv
https://raw.githubusercontent.com/mrc-ide/global-lmic-reports/master/AFG/projections.csv
https://raw.githubusercontent.com/mrc-ide/global-lmic-reports/master/AFG/projections.csv
https://raw.githubusercontent.com/mrc-ide/global-lmic-reports/master/AFG/projections.csv
https://raw.githubusercontent.com/mrc-ide/global-lmic-reports/master/AFG/projections.csv
https://raw.githubusercontent.com/mrc-ide/global-lmic-reports/master/AFG/projections.csv
https://raw.githubusercontent.com/mrc-ide/global-lmic-reports/master/AFG/projections.csv
https://raw.githubusercontent.com/mrc-ide/global-lmic-reports/master/AFG/projections.csv
https://raw.githubusercontent.com/mrc-ide/global-lmic-reports/master/AFG/projections.csv
https://raw.githubusercontent.com/mrc-ide/global-lmic-reports/master/AFG/projections.csv
https://raw.githubusercontent.com/mrc-ide/global-lmic-reports/master/AFG/projections.csv
https://raw.githubusercontent.com/mrc-ide/global-lmic-reports/master/AFG/projections.csv
https://raw.githubusercontent.com/mrc-ide/global-lmic-reports/master/AFG/projections.csv
https://raw.githubusercontent.com/mrc-ide/global-lmic-reports/master/AFG/projections.csv
https://raw.githubusercontent.com/mrc-ide/global-lmic-reports/master/AFG/projections.csv
https://raw.githubusercontent.com/mrc-ide/global-lmic-reports/master/AFG/projections.csv
https://raw.githubusercontent.com/mrc-ide/global-lmic-reports/master/AFG/projections.csv
https://raw.githubusercontent.com/mrc-ide/global-lmic-reports/master/AFG/projections.csv
https://raw.githubusercontent.com/mrc-ide/global-lmic-reports/master/AFG/projections.csv
https://raw.githubusercontent.com/mrc-ide/global-lmic-reports/master/AFG/projections.csv
https://raw.githubusercontent.com/mrc-ide/global-lmic-reports/master/AFG/projections.csv
https://raw.githubusercontent.com/mrc-ide/global-lmic-reports/master/AFG/projections.csv
https://raw.githubusercontent.com/mrc-ide/global-lmic-reports/master/AFG/projections.csv
https://raw.githubusercontent.com/mrc-ide/global-lmic-reports/master/AFG/projections.csv
https://raw.githubusercontent.com/mrc-ide/global-lmic-reports/master/AFG/projections.csv
https://raw.githubusercontent.com/mrc-ide/global-lmic-reports/master/AFG/projections.csv
https://raw.githubusercontent.com/mrc-ide/global-lmic-reports/master/AFG/projections.csv
https://raw.githubusercontent.com/mrc-ide/global-lmic-reports/master/AFG/projections.csv
https://raw.githubusercontent.com/mrc-ide/global-lmic-reports/master/AFG/projections.csv
https://raw.githubusercontent.com/mrc-ide/global-lmic-reports/master/AFG/projections.csv
https://raw.githubusercontent.com/mrc-ide/global-lmic-reports/master/AFG/projections.csv
https://raw.githubusercontent.com/mrc-ide/global-lmic-reports/master/AFG/projections.csv
https://raw.githubusercontent.com/mrc-ide/global-lmic-reports/master/AFG/projections.csv
https://raw.githubusercontent.com/mrc-ide/global-lmic-reports/master/AFG/projections.csv
https://raw.githubusercontent.com/mrc-ide/global-lmic-reports/master/AFG/projections.csv
https://raw.githubusercontent.com/mrc-ide/global-lmic-reports/master/AFG/projections.csv
https://raw.githubusercontent.com/mrc-ide/global-lmic-reports/master/AFG/projections.csv
https://raw.githubusercontent.com/mrc-ide/global-lmic-reports/master/AFG/projections.csv
https://raw.githubusercontent.com/mrc-ide/global-lmic-reports/master/AFG/projections.csv
https://raw.githubusercontent.com/mrc-ide/global-lmic-reports/master/AFG/projections.csv
https://raw.githubusercontent.com/mrc-ide/global-lmic-reports/master/AFG/projections.csv
https://raw.githubusercontent.com/mrc-ide/global-lmic-reports/master/AFG/projections.csv
https://raw.githubusercontent.com/mrc-ide/global-lmic-reports/master/AFG/projections.csv
https://raw.githubusercontent.com/mrc-ide/global-lmic-reports/master/AFG/projections.csv
https://raw.githubusercontent.com/mrc-ide/global-lmic-reports/master/AFG/projections.csv
https://raw.githubusercontent.com/mrc-ide/global-lmic-reports/master/AFG/projections.csv
https://raw.githubusercontent.com/mrc-ide/global-lmic-reports/master/AFG/projections.csv
https://raw.githubusercontent.com/mrc-ide/global-lmic-reports/master/AFG/projections.csv
https://raw.githubusercontent.com/mrc-ide/global-lmic-reports/master/AFG/projections.csv
https://raw.githubusercontent.com/mrc-ide/global-lmic-reports/master/AFG/projections.csv
https://raw.githubusercontent.com/mrc-ide/global-lmic-reports/master/AFG/projections.csv
https://raw.githubusercontent.com/mrc-ide/global-lmic-reports/master/AFG/projections.csv
https://raw.githubusercontent.com/mrc-ide/global-lmic-reports/master/AFG/projections.csv
https://raw.githubusercontent.com/mrc-ide/global-lmic-reports/master/AFG/projections.csv
https://raw.githubusercontent.com/mrc-ide/global-lmic-reports/master/AFG/projections.csv
https://raw.githubusercontent.com/mrc-ide/global-lmic-reports/master/AFG/projections.csv
https://raw.githubusercontent.com/mrc-ide/global-lmic-reports/master/AFG/projections.csv
https://raw.githubusercontent.com/mrc-ide/global-lmic-reports/master/AFG/projections.csv
https://raw.githubusercontent.com/mrc-ide/global-lmic-reports/master/AFG/projections.csv
https://raw.githubusercontent.com/mrc-ide/global-lmic-reports/master/AFG/projections.csv
https://raw.githubusercontent.com/mrc-ide/global-lmic-reports/master/AFG/projections.csv
https://raw.githubusercontent.com/mrc-ide/global-lmic-reports/master/AFG/projections.csv
https://raw.githubusercontent.com/mrc-ide/global-lmic-reports/master/AFG/projections.csv
https://raw.githubusercontent.com/mrc-ide/global-lmic-reports/master/AFG/projections.csv
https://raw.githubusercontent.com/mrc-ide/global-lmic-reports/master/AFG/projections.csv
https://raw.githubusercontent.com/mrc-ide/global-lmic-reports/master/AFG/projections.csv
https://raw.githubusercontent.com/mrc-ide/global-lmic-reports/master/AFG/projections.csv
https://raw.githubusercontent.com/mrc-ide/global-lmic-reports/master/AFG/projections.csv
https://raw.githubusercontent.com/mrc-ide/global-lmic-reports/master/AFG/projections.csv
https://raw.githubusercontent.com/mrc-ide/global-lmic-reports/master/AFG/projections.csv
https://raw.githubusercontent.com/mrc-ide/global-lmic-reports/master/AFG/projections.csv
https://raw.githubusercontent.com/mrc-ide/global-lmic-reports/master/AFG/projections.csv
https://raw.githubusercontent.com/mrc-ide/global-lmic-reports/master/AFG/projections.csv
https://raw.githubusercontent.com/mrc-ide/global-lmic-reports/master/AFG/projections.csv
https://raw.githubusercontent.com/mrc-ide/global-lmic-reports/master/AFG/projections.csv
https://raw.githubusercontent.com/mrc-ide/global-lmic-reports/master/AFG/projections.csv
https://raw.githubusercontent.com/mrc-ide/global-lmic-reports/master/AFG/projections.csv
https://raw.githubusercontent.com/mrc-ide/global-lmic-reports/master/AFG/projections.csv
https://raw.githubusercontent.com/mrc-ide/global-lmic-reports/master/AFG/projections.csv
https://raw.githubusercontent.com/mrc-ide/global-lmic-reports/master/AFG/projections.csv
https://raw.githubusercontent.com/mrc-ide/global-lmic-reports/master/AFG/projections.csv
https://raw.githubusercontent.com/mrc-ide/global-lmic-reports/master/AFG/projections.csv
https://raw.githubusercontent.com/mrc-ide/global-lmic-reports/master/AFG/projections.csv
https://raw.githubusercontent.com/mrc-ide/global-lmic-reports/master/AFG/projections.csv
https://raw.githubusercontent.com/mrc-ide/global-lmic-reports/master/AFG/projections.csv
https://raw.githubusercontent.com/mrc-ide/global-lmic-reports/master/AFG/projections.csv
https://raw.githubusercontent.com/mrc-ide/global-lmic-reports/master/AFG/projections.csv
https://raw.githubusercontent.com/mrc-ide/global-lmic-reports/master/AFG/projections.csv
https://raw.githubusercontent.com/mrc-ide/global-lmic-reports/master/AFG/projections.csv
https://raw.githubusercontent.com/mrc-ide/global-lmic-reports/master/AFG/projections.csv
https://raw.githubusercontent.com/mrc-ide/global-lmic-reports/master/AFG/projections.csv
https://raw.githubusercontent.com/mrc-ide/global-lmic-reports/master/AFG/projections.csv
https://raw.githubusercontent.com/mrc-ide/global-lmic-reports/master/AFG/projections.csv
https://raw.githubusercontent.com/mrc-ide/global-lmic-reports/master/AFG/projections.csv
https://raw.githubusercontent.com/mrc-ide/global-lmic-reports/master/AFG/projections.csv
https://raw.githubusercontent.com/mrc-ide/global-lmic-reports/master/AFG/projections.csv
https://raw.githubusercontent.com/mrc-ide/global-lmic-reports/master/AFG/projections.csv
https://raw.githubusercontent.com/mrc-ide/global-lmic-reports/master/AFG/projections.csv
https://raw.githubusercontent.com/mrc-ide/global-lmic-reports/master/AFG/projections.csv
https://raw.githubusercontent.com/mrc-ide/global-lmic-reports/master/AFG/projections.csv
https://raw.githubusercontent.com/mrc-ide/global-lmic-reports/master/AFG/projections.csv
https://raw.githubusercontent.com/mrc-ide/global-lmic-reports/master/AFG/projections.csv
https://raw.githubusercontent.com/mrc-ide/global-lmic-reports/master/AFG/projections.csv
https://raw.githubusercontent.com/mrc-ide/global-lmic-reports/master/AFG/projections.csv
https://raw.githubusercontent.com/mrc-ide/global-lmic-reports/master/AFG/projections.csv
https://raw.githubusercontent.com/mrc-ide/global-lmic-reports/master/AFG/projections.csv
https://raw.githubusercontent.com/mrc-ide/global-lmic-reports/master/AFG/projections.csv
https://raw.githubusercontent.com/mrc-ide/global-lmic-reports/master/AFG/projections.csv
https://raw.githubusercontent.com/mrc-ide/global-lmic-reports/master/AFG/projections.csv
https://raw.githubusercontent.com/mrc-ide/global-lmic-reports/master/AFG/projections.csv
https://raw.githubusercontent.com/mrc-ide/global-lmic-reports/master/AFG/projections.csv
https://raw.githubusercontent.com/mrc-ide/global-lmic-reports/master/AFG/projections.csv
https://raw.githubusercontent.com/mrc-ide/global-lmic-reports/master/AFG/projections.csv
https://raw.githubusercontent.com/mrc-ide/global-lmic-reports/master/AFG/projections.csv
https://raw.githubusercontent.com/mrc-ide/global-lmic-reports/master/AFG/projections.csv
https://raw.githubusercontent.com/mrc-ide/global-lmic-reports/master/AFG/projections.csv
https://raw.githubusercontent.com/mrc-ide/global-lmic-reports/master/AFG/projections.csv
https://raw.githubusercontent.com/mrc-ide/global-lmic-reports/master/AFG/projections.csv
https://raw.githubusercontent.com/mrc-ide/global-lmic-reports/master/AFG/projections.csv
https://raw.githubusercontent.com/mrc-ide/global-lmic-reports/master/AFG/projections.csv
https://raw.githubusercontent.com/mrc-ide/global-lmic-reports/master/AFG/projections.csv
https://raw.githubusercontent.com/mrc-ide/global-lmic-reports/master/AFG/projections.csv
https://raw.githubusercontent.com/mrc-ide/global-lmic-reports/master/AFG/projections.csv
https://raw.githubusercontent.com/mrc-ide/global-lmic-reports/master/AFG/projections.csv
https://raw.githubusercontent.com/mrc-ide/global-lmic-reports/master/AFG/projections.csv
https://raw.githubusercontent.com/mrc-ide/global-lmic-reports/master/AFG/projections.csv
https://raw.githubusercontent.com/mrc-ide/global-lmic-reports/master/AFG/projections.csv
https://raw.githubusercontent.com/mrc-ide/global-lmic-reports/master/AFG/projections.csv
https://raw.githubusercontent.com/mrc-ide/global-lmic-reports/master/AFG/projections.csv
https://raw.githubusercontent.com/mrc-ide/global-lmic-reports/master/AFG/projections.csv
https://raw.githubusercontent.com/mrc-ide/global-lmic-reports/master/AFG/projections.csv
https://raw.githubusercontent.com/mrc-ide/global-lmic-reports/master/AFG/projections.csv
https://raw.githubusercontent.com/mrc-ide/global-lmic-reports/master/AFG/projections.csv
https://raw.githubusercontent.com/mrc-ide/global-lmic-reports/master/AFG/projections.csv
https://raw.githubusercontent.com/mrc-ide/global-lmic-reports/master/AFG/projections.csv
https://raw.githubusercontent.com/mrc-ide/global-lmic-reports/master/AFG/projections.csv
https://raw.githubusercontent.com/mrc-ide/global-lmic-reports/master/AFG/projections.csv
https://raw.githubusercontent.com/mrc-ide/global-lmic-reports/master/AFG/projections.csv
https://raw.githubusercontent.com/mrc-ide/global-lmic-reports/master/AFG/projections.csv
https://raw.githubusercontent.com/mrc-ide/global-lmic-reports/master/AFG/projections.csv
https://raw.githubusercontent.com/mrc-ide/global-lmic-reports/master/AFG/projections.csv
https://raw.githubusercontent.com/mrc-ide/global-lmic-reports/master/AFG/projections.csv
https://raw.githubusercontent.com/mrc-ide/global-lmic-reports/master/AFG/projections.csv
https://raw.githubusercontent.com/mrc-ide/global-lmic-reports/master/AFG/projections.csv
https://raw.githubusercontent.com/mrc-ide/global-lmic-reports/master/AFG/projections.csv
https://raw.githubusercontent.com/mrc-ide/global-lmic-reports/master/AFG/projections.csv
https://raw.githubusercontent.com/mrc-ide/global-lmic-reports/master/AFG/projections.csv
https://raw.githubusercontent.com/mrc-ide/global-lmic-reports/master/AFG/projections.csv
https://raw.githubusercontent.com/mrc-ide/global-lmic-reports/master/AFG/projections.csv
https://raw.githubusercontent.com/mrc-ide/global-lmic-reports/master/AFG/projections.csv
https://raw.githubusercontent.com/mrc-ide/global-lmic-reports/master/AFG/projections.csv
https://raw.githubusercontent.com/mrc-ide/global-lmic-reports/master/AFG/projections.csv
https://raw.githubusercontent.com/mrc-ide/global-lmic-reports/master/AFG/projections.csv
https://raw.githubusercontent.com/mrc-ide/global-lmic-reports/master/AFG/projections.csv
https://raw.githubusercontent.com/mrc-ide/global-lmic-reports/master/AFG/projections.csv
https://raw.githubusercontent.com/mrc-ide/global-lmic-reports/master/AFG/projections.csv
https://raw.githubusercontent.com/mrc-ide/global-lmic-reports/master/AFG/projections.csv
https://raw.githubusercontent.com/mrc-ide/global-lmic-reports/master/AFG/projections.csv
https://raw.githubusercontent.com/mrc-ide/global-lmic-reports/master/AFG/projections.csv
https://raw.githubusercontent.com/mrc-ide/global-lmic-reports/master/AFG/projections.csv
https://raw.githubusercontent.com/mrc-ide/global-lmic-reports/master/AFG/projections.csv
https://raw.githubusercontent.com/mrc-ide/global-lmic-reports/master/AFG/projections.csv
https://raw.githubusercontent.com/mrc-ide/global-lmic-reports/master/AFG/projections.csv
https://raw.githubusercontent.com/mrc-ide/global-lmic-reports/master/AFG/projections.csv
https://raw.githubusercontent.com/mrc-ide/global-lmic-reports/master/AFG/projections.csv
https://raw.githubusercontent.com/mrc-ide/global-lmic-reports/master/AFG/projections.csv
https://raw.githubusercontent.com/mrc-ide/global-lmic-reports/master/AFG/projections.csv
https://raw.githubusercontent.com/mrc-ide/global-lmic-reports/master/AFG/projections.csv
https://raw.githubusercontent.com/mrc-ide/global-lmic-reports/master/AFG/projections.csv
https://raw.githubusercontent.com/mrc-ide/global-lmic-reports/master/AFG/projections.csv
https://raw.githubusercontent.com/mrc-ide/global-lmic-reports/master/AFG/projections.csv
https://raw.githubusercontent.com/mrc-ide/global-lmic-reports/master/AFG/projections.csv
https://raw.githubusercontent.com/mrc-ide/global-lmic-reports/master/AFG/projections.csv
https://raw.githubusercontent.com/mrc-ide/global-lmic-reports/master/AFG/projections.csv
https://raw.githubusercontent.com/mrc-ide/global-lmic-reports/master/AFG/projections.csv
https://raw.githubusercontent.com/mrc-ide/global-lmic-reports/master/AFG/projections.csv
https://raw.githubusercontent.com/mrc-ide/global-lmic-reports/master/AFG/projections.csv
https://raw.githubusercontent.com/mrc-ide/global-lmic-reports/master/AFG/projections.csv
https://raw.githubusercontent.com/mrc-ide/global-lmic-reports/master/AFG/projections.csv
https://raw.githubusercontent.com/mrc-ide/global-lmic-reports/master/AFG/projections.csv
https://raw.githubusercontent.com/mrc-ide/global-lmic-reports/master/AFG/projections.csv
https://raw.githubusercontent.com/mrc-ide/global-lmic-reports/master/AFG/projections.csv
https://raw.githubusercontent.com/mrc-ide/global-lmic-reports/master/AFG/projections.csv
https://raw.githubusercontent.com/mrc-ide/global-lmic-reports/master/AFG/projections.csv
https://raw.githubusercontent.com/mrc-ide/global-lmic-reports/master/AFG/projections.csv
https://raw.githubusercontent.com/mrc-ide/global-lmic-reports/master/AFG/projections.csv
https://raw.githubusercontent.com/mrc-ide/global-lmic-reports/master/AFG/projections.csv
https://raw.githubusercontent.com/mrc-ide/global-lmic-reports/master/AFG/projections.csv
https://raw.githubusercontent.com/mrc-ide/global-lmic-reports/master/AFG/projections.csv
https://raw.githubusercontent.com/mrc-ide/global-lmic-reports/master/AFG/projections.csv
https://raw.githubusercontent.com/mrc-ide/global-lmic-reports/master/AFG/projections.csv
https://raw.githubusercontent.com/mrc-ide/global-lmic-reports/master/AFG/projections.csv
https://raw.githubusercontent.com/mrc-ide/global-lmic-reports/master/AFG/projections.csv
https://raw.githubusercontent.com/mrc-ide/global-lmic-reports/master/AFG/projections.csv
https://raw.githubusercontent.com/mrc-ide/global-lmic-reports/master/AFG/projections.csv
https://raw.githubusercontent.com/mrc-ide/global-lmic-reports/master/AFG/projections.csv
https://raw.githubusercontent.com/mrc-ide/global-lmic-reports/master/AFG/projections.csv
https://raw.githubusercontent.com/mrc-ide/global-lmic-reports/master/AFG/projections.csv
https://raw.githubusercontent.com/mrc-ide/global-lmic-reports/master/AFG/projections.csv
https://raw.githubusercontent.com/mrc-ide/global-lmic-reports/master/AFG/projections.csv
https://raw.githubusercontent.com/mrc-ide/global-lmic-reports/master/AFG/projections.csv
https://raw.githubusercontent.com/mrc-ide/global-lmic-reports/master/AFG/projections.csv
https://raw.githubusercontent.com/mrc-ide/global-lmic-reports/master/AFG/projections.csv
https://raw.githubusercontent.com/mrc-ide/global-lmic-reports/master/AFG/projections.csv
https://raw.githubusercontent.com/mrc-ide/global-lmic-reports/master/AFG/projections.csv
https://raw.githubusercontent.com/mrc-ide/global-lmic-reports/master/AFG/projections.csv
https://raw.githubusercontent.com/mrc-ide/global-lmic-reports/master/AFG/projections.csv
https://raw.githubusercontent.com/mrc-ide/global-lmic-reports/master/AFG/projections.csv
https://raw.githubusercontent.com/mrc-ide/global-lmic-reports/master/AFG/projections.csv
https://raw.githubusercontent.com/mrc-ide/global-lmic-reports/master/AFG/projections.csv
https://raw.githubusercontent.com/mrc-ide/global-lmic-reports/master/AFG/projections.csv
https://raw.githubusercontent.com/mrc-ide/global-lmic-reports/master/AFG/projections.csv
https://raw.githubusercontent.com/mrc-ide/global-lmic-reports/master/AFG/projections.csv
https://raw.githubusercontent.com/mrc-ide/global-lmic-reports/master/AFG/projections.csv
https://raw.githubusercontent.com/mrc-ide/global-lmic-reports/master/AFG/projections.csv
https://raw.githubusercontent.com/mrc-ide/global-lmic-reports/master/AFG/projections.csv
https://raw.githubusercontent.com/mrc-ide/global-lmic-reports/master/AFG/projections.csv
https://raw.githubusercontent.com/mrc-ide/global-lmic-reports/master/AFG/projections.csv
https://raw.githubusercontent.com/mrc-ide/global-lmic-reports/master/AFG/projections.csv
https://raw.githubusercontent.com/mrc-ide/global-lmic-reports/master/AFG/projections.csv
https://raw.githubusercontent.com/mrc-ide/global-lmic-reports/master/AFG/projections.csv
https://raw.githubusercontent.com/mrc-ide/global-lmic-reports/master/AFG/projections.csv
https://raw.githubusercontent.com/mrc-ide/global-lmic-reports/master/AFG/projections.csv
https://raw.githubusercontent.com/mrc-ide/global-lmic-reports/master/AFG/projections.csv
https://raw.githubusercontent.com/mrc-ide/global-lmic-reports/master/AFG/projections.csv
https://raw.githubusercontent.com/mrc-ide/global-lmic-reports/master/AFG/projections.csv
https://raw.githubusercontent.com/mrc-ide/global-lmic-reports/master/AFG/projections.csv
https://raw.githubusercontent.com/mrc-ide/global-lmic-reports/master/AFG/projections.csv
https://raw.githubusercontent.com/mrc-ide/global-lmic-reports/master/AFG/projections.csv
https://raw.githubusercontent.com/mrc-ide/global-lmic-reports/master/AFG/projections.csv
https://raw.githubusercontent.com/mrc-ide/global-lmic-reports/master/AFG/projections.csv
https://raw.githubusercontent.com/mrc-ide/global-lmic-reports/master/AFG/projections.csv
https://raw.githubusercontent.com/mrc-ide/global-lmic-reports/master/AFG/projections.csv
https://raw.githubusercontent.com/mrc-ide/global-lmic-reports/master/AFG/projections.csv
https://raw.githubusercontent.com/mrc-ide/global-lmic-reports/master/AFG/projections.csv
https://raw.githubusercontent.com/mrc-ide/global-lmic-reports/master/AFG/projections.csv
https://raw.githubusercontent.com/mrc-ide/global-lmic-reports/master/AFG/projections.csv
https://raw.githubusercontent.com/mrc-ide/global-lmic-reports/master/AFG/projections.csv
https://raw.githubusercontent.com/mrc-ide/global-lmic-reports/master/AFG/projections.csv
https://raw.githubusercontent.com/mrc-ide/global-lmic-reports/master/AFG/projections.csv
https://raw.githubusercontent.com/mrc-ide/global-lmic-reports/master/AFG/projections.csv
https://raw.githubusercontent.com/mrc-ide/global-lmic-reports/master/AFG/projections.csv
https://raw.githubusercontent.com/mrc-ide/global-lmic-reports/master/AFG/projections.csv
https://raw.githubusercontent.com/mrc-ide/global-lmic-reports/master/AFG/projections.csv
https://raw.githubusercontent.com/mrc-ide/global-lmic-reports/master/AFG/projections.csv
https://raw.githubusercontent.com/mrc-ide/global-lmic-reports/master/AFG/projections.csv
https://raw.githubusercontent.com/mrc-ide/global-lmic-reports/master/AFG/projections.csv
https://raw.githubusercontent.com/mrc-ide/global-lmic-reports/master/AFG/projections.csv
https://raw.githubusercontent.com/mrc-ide/global-lmic-reports/master/AFG/projections.csv
https://raw.githubusercontent.com/mrc-ide/global-lmic-reports/master/AFG/projections.csv
https://raw.githubusercontent.com/mrc-ide/global-lmic-reports/master/AFG/projections.csv
https://raw.githubusercontent.com/mrc-ide/global-lmic-reports/master/AFG/projections.csv
https://raw.githubusercontent.com/mrc-ide/global-lmic-reports/master/AFG/projections.csv
https://raw.githubusercontent.com/mrc-ide/global-lmic-reports/master/AFG/projections.csv
https://raw.githubusercontent.com/mrc-ide/global-lmic-reports/master/AFG/projections.csv
https://raw.githubusercontent.com/mrc-ide/global-lmic-reports/master/AFG/projections.csv
https://raw.githubusercontent.com/mrc-ide/global-lmic-reports/master/AFG/projections.csv
https://raw.githubusercontent.com/mrc-ide/global-lmic-reports/master/AFG/projections.csv
https://raw.githubusercontent.com/mrc-ide/global-lmic-reports/master/AFG/projections.csv
https://raw.githubusercontent.com/mrc-ide/global-lmic-reports/master/AFG/projections.csv
https://raw.githubusercontent.com/mrc-ide/global-lmic-reports/master/AFG/projections.csv
https://raw.githubusercontent.com/mrc-ide/global-lmic-reports/master/AFG/projections.csv
https://raw.githubusercontent.com/mrc-ide/global-lmic-reports/master/AFG/projections.csv
https://raw.githubusercontent.com/mrc-ide/global-lmic-reports/master/AFG/projections.csv
https://raw.githubusercontent.com/mrc-ide/global-lmic-reports/master/AFG/projections.csv
https://raw.githubusercontent.com/mrc-ide/global-lmic-reports/master/AFG/projections.csv
https://raw.githubusercontent.com/mrc-ide/global-lmic-reports/master/AFG/projections.csv
https://raw.githubusercontent.com/mrc-ide/global-lmic-reports/master/AFG/projections.csv
https://raw.githubusercontent.com/mrc-ide/global-lmic-reports/master/AFG/projections.csv
https://raw.githubusercontent.com/mrc-ide/global-lmic-reports/master/AFG/projections.csv
https://raw.githubusercontent.com/mrc-ide/global-lmic-reports/master/AFG/projections.csv
https://raw.githubusercontent.com/mrc-ide/global-lmic-reports/master/AFG/projections.csv
https://raw.githubusercontent.com/mrc-ide/global-lmic-reports/master/AFG/projections.csv
https://raw.githubusercontent.com/mrc-ide/global-lmic-reports/master/AFG/projections.csv
https://raw.githubusercontent.com/mrc-ide/global-lmic-reports/master/AFG/projections.csv
https://raw.githubusercontent.com/mrc-ide/global-lmic-reports/master/AFG/projections.csv
https://raw.githubusercontent.com/mrc-ide/global-lmic-reports/master/AFG/projections.csv
https://raw.githubusercontent.com/mrc-ide/global-lmic-reports/master/AFG/projections.csv
https://raw.githubusercontent.com/mrc-ide/global-lmic-reports/master/AFG/projections.csv
https://raw.githubusercontent.com/mrc-ide/global-lmic-reports/master/AFG/projections.csv
https://raw.githubusercontent.com/mrc-ide/global-lmic-reports/master/AFG/projections.csv
https://raw.githubusercontent.com/mrc-ide/global-lmic-reports/master/AFG/projections.csv
https://raw.githubusercontent.com/mrc-ide/global-lmic-reports/master/AFG/projections.csv
https://raw.githubusercontent.com/mrc-ide/global-lmic-reports/master/AFG/projections.csv
https://raw.githubusercontent.com/mrc-ide/global-lmic-reports/master/AFG/projections.csv
https://raw.githubusercontent.com/mrc-ide/global-lmic-reports/master/AFG/projections.csv
https://raw.githubusercontent.com/mrc-ide/global-lmic-reports/master/AFG/projections.csv
https://raw.githubusercontent.com/mrc-ide/global-lmic-reports/master/AFG/projections.csv
https://raw.githubusercontent.com/mrc-ide/global-lmic-reports/master/AFG/projections.csv
https://raw.githubusercontent.com/mrc-ide/global-lmic-reports/master/AFG/projections.csv
https://raw.githubusercontent.com/mrc-ide/global-lmic-reports/master/AFG/projections.csv
https://raw.githubusercontent.com/mrc-ide/global-lmic-reports/master/AFG/projections.csv
https://raw.githubusercontent.com/mrc-ide/global-lmic-reports/master/AFG/projections.csv
https://raw.githubusercontent.com/mrc-ide/global-lmic-reports/master/AFG/projections.csv
https://raw.githubusercontent.com/mrc-ide/global-lmic-reports/master/AFG/projections.csv
https://raw.githubusercontent.com/mrc-ide/global-lmic-reports/master/AFG/projections.csv
https://raw.githubusercontent.com/mrc-ide/global-lmic-reports/master/AFG/projections.csv
https://raw.githubusercontent.com/mrc-ide/global-lmic-reports/master/AFG/projections.csv
https://raw.githubusercontent.com/mrc-ide/global-lmic-reports/master/AFG/projections.csv
https://raw.githubusercontent.com/mrc-ide/global-lmic-reports/master/AFG/projections.csv
https://raw.githubusercontent.com/mrc-ide/global-lmic-reports/master/AFG/projections.csv
https://raw.githubusercontent.com/mrc-ide/global-lmic-reports/master/AFG/projections.csv
https://raw.githubusercontent.com/mrc-ide/global-lmic-reports/master/AFG/projections.csv
https://raw.githubusercontent.com/mrc-ide/global-lmic-reports/master/AFG/projections.csv
https://raw.githubusercontent.com/mrc-ide/global-lmic-reports/master/AFG/projections.csv
https://raw.githubusercontent.com/mrc-ide/global-lmic-reports/master/AFG/projections.csv
https://raw.githubusercontent.com/mrc-ide/global-lmic-reports/master/AFG/projections.csv
https://raw.githubusercontent.com/mrc-ide/global-lmic-reports/master/AFG/projections.csv
https://raw.githubusercontent.com/mrc-ide/global-lmic-reports/master/AFG/projections.csv
https://raw.githubusercontent.com/mrc-ide/global-lmic-reports/master/AFG/projections.csv
https://raw.githubusercontent.com/mrc-ide/global-lmic-reports/master/AFG/projections.csv
https://raw.githubusercontent.com/mrc-ide/global-lmic-reports/master/AFG/projections.csv
https://raw.githubusercontent.com/mrc-ide/global-lmic-reports/master/AFG/projections.csv
https://raw.githubusercontent.com/mrc-ide/global-lmic-reports/master/AFG/projections.csv
https://raw.githubusercontent.com/mrc-ide/global-lmic-reports/master/AFG/projections.csv
https://raw.githubusercontent.com/mrc-ide/global-lmic-reports/master/AFG/projections.csv
https://raw.githubusercontent.com/mrc-ide/global-lmic-reports/master/AFG/projections.csv
https://raw.githubusercontent.com/mrc-ide/global-lmic-reports/master/AFG/projections.csv
https://raw.githubusercontent.com/mrc-ide/global-lmic-reports/master/AFG/projections.csv
https://raw.githubusercontent.com/mrc-ide/global-lmic-reports/master/AFG/projections.csv
https://raw.githubusercontent.com/mrc-ide/global-lmic-reports/master/AFG/projections.csv
https://raw.githubusercontent.com/mrc-ide/global-lmic-reports/master/AFG/projections.csv
https://raw.githubusercontent.com/mrc-ide/global-lmic-reports/master/AFG/projections.csv
https://raw.githubusercontent.com/mrc-ide/global-lmic-reports/master/AFG/projections.csv
https://raw.githubusercontent.com/mrc-ide/global-lmic-reports/master/AFG/projections.csv
https://raw.githubusercontent.com/mrc-ide/global-lmic-reports/master/AFG/projections.csv
https://raw.githubusercontent.com/mrc-ide/global-lmic-reports/master/AFG/projections.csv
https://raw.githubusercontent.com/mrc-ide/global-lmic-reports/master/AFG/projections.csv
https://raw.githubusercontent.com/mrc-ide/global-lmic-reports/master/AFG/projections.csv
https://raw.githubusercontent.com/mrc-ide/global-lmic-reports/master/AFG/projections.csv
https://raw.githubusercontent.com/mrc-ide/global-lmic-reports/master/AFG/projections.csv
https://raw.githubusercontent.com/mrc-ide/global-lmic-reports/master/AFG/projections.csv
https://raw.githubusercontent.com/mrc-ide/global-lmic-reports/master/AFG/projections.csv
https://raw.githubusercontent.com/mrc-ide/global-lmic-reports/master/AFG/projections.csv
https://raw.githubusercontent.com/mrc-ide/global-lmic-reports/master/AFG/projections.csv
https://raw.githubusercontent.com/mrc-ide/global-lmic-reports/master/AFG/projections.csv
https://raw.githubusercontent.com/mrc-ide/global-lmic-reports/master/AFG/projections.csv
https://raw.githubusercontent.com/mrc-ide/global-lmic-reports/master/AFG/projections.csv
https://raw.githubusercontent.com/mrc-ide/global-lmic-reports/master/AFG/projections.csv
https://raw.githubusercontent.com/mrc-ide/global-lmic-reports/master/AFG/projections.csv
https://raw.githubusercontent.com/mrc-ide/global-lmic-reports/master/AFG/projections.csv
https://raw.githubusercontent.com/mrc-ide/global-lmic-reports/master/AFG/projections.csv
https://raw.githubusercontent.com/mrc-ide/global-lmic-reports/master/AFG/projections.csv
https://raw.githubusercontent.com/mrc-ide/global-lmic-reports/master/AFG/projections.csv
https://raw.githubusercontent.com/mrc-ide/global-lmic-reports/master/AFG/projections.csv
https://raw.githubusercontent.com/mrc-ide/global-lmic-reports/master/AFG/projections.csv
https://raw.githubusercontent.com/mrc-ide/global-lmic-reports/master/AFG/projections.csv
https://raw.githubusercontent.com/mrc-ide/global-lmic-reports/master/AFG/projections.csv
https://raw.githubusercontent.com/mrc-ide/global-lmic-reports/master/AFG/projections.csv
https://raw.githubusercontent.com/mrc-ide/global-lmic-reports/master/AFG/projections.csv
https://raw.githubusercontent.com/mrc-ide/global-lmic-reports/master/AFG/projections.csv
https://raw.githubusercontent.com/mrc-ide/global-lmic-reports/master/AFG/projections.csv
https://raw.githubusercontent.com/mrc-ide/global-lmic-reports/master/AFG/projections.csv
https://raw.githubusercontent.com/mrc-ide/global-lmic-reports/master/AFG/projections.csv
https://raw.githubusercontent.com/mrc-ide/global-lmic-reports/master/AFG/projections.csv
https://raw.githubusercontent.com/mrc-ide/global-lmic-reports/master/AFG/projections.csv
https://raw.githubusercontent.com/mrc-ide/global-lmic-reports/master/AFG/projections.csv
https://raw.githubusercontent.com/mrc-ide/global-lmic-reports/master/AFG/projections.csv
https://raw.githubusercontent.com/mrc-ide/global-lmic-reports/master/AFG/projections.csv
https://raw.githubusercontent.com/mrc-ide/global-lmic-reports/master/AFG/projections.csv
https://raw.githubusercontent.com/mrc-ide/global-lmic-reports/master/AFG/projections.csv
https://raw.githubusercontent.com/mrc-ide/global-lmic-reports/master/AFG/projections.csv
https://raw.githubusercontent.com/mrc-ide/global-lmic-reports/master/AFG/projections.csv
https://raw.githubusercontent.com/mrc-ide/global-lmic-reports/master/AFG/projections.csv
https://raw.githubusercontent.com/mrc-ide/global-lmic-reports/master/AFG/projections.csv
https://raw.githubusercontent.com/mrc-ide/global-lmic-reports/master/AFG/projections.csv
https://raw.githubusercontent.com/mrc-ide/global-lmic-reports/master/AFG/projections.csv
https://raw.githubusercontent.com/mrc-ide/global-lmic-reports/master/AFG/projections.csv
https://raw.githubusercontent.com/mrc-ide/global-lmic-reports/master/AFG/projections.csv
https://raw.githubusercontent.com/mrc-ide/global-lmic-reports/master/AFG/projections.csv
https://raw.githubusercontent.com/mrc-ide/global-lmic-reports/master/AFG/projections.csv
https://raw.githubusercontent.com/mrc-ide/global-lmic-reports/master/AFG/projections.csv
https://raw.githubusercontent.com/mrc-ide/global-lmic-reports/master/AFG/projections.csv
https://raw.githubusercontent.com/mrc-ide/global-lmic-reports/master/AFG/projections.csv
https://raw.githubusercontent.com/mrc-ide/global-lmic-reports/master/AFG/projections.csv
https://raw.githubusercontent.com/mrc-ide/global-lmic-reports/master/AFG/projections.csv
https://raw.githubusercontent.com/mrc-ide/global-lmic-reports/master/AFG/projections.csv
https://raw.githubusercontent.com/mrc-ide/global-lmic-reports/master/AFG/projections.csv
https://raw.githubusercontent.com/mrc-ide/global-lmic-reports/master/AFG/projections.csv
https://raw.githubusercontent.com/mrc-ide/global-lmic-reports/master/AFG/projections.csv
https://raw.githubusercontent.com/mrc-ide/global-lmic-reports/master/AFG/projections.csv
https://raw.githubusercontent.com/mrc-ide/global-lmic-reports/master/AFG/projections.csv
https://raw.githubusercontent.com/mrc-ide/global-lmic-reports/master/AFG/projections.csv
https://raw.githubusercontent.com/mrc-ide/global-lmic-reports/master/AFG/projections.csv
https://raw.githubusercontent.com/mrc-ide/global-lmic-reports/master/AFG/projections.csv
https://raw.githubusercontent.com/mrc-ide/global-lmic-reports/master/AFG/projections.csv
https://raw.githubusercontent.com/mrc-ide/global-lmic-reports/master/AFG/projections.csv
https://raw.githubusercontent.com/mrc-ide/global-lmic-reports/master/AFG/projections.csv
https://raw.githubusercontent.com/mrc-ide/global-lmic-reports/master/AFG/projections.csv
https://raw.githubusercontent.com/mrc-ide/global-lmic-reports/master/AFG/projections.csv
https://raw.githubusercontent.com/mrc-ide/global-lmic-reports/master/AFG/projections.csv
https://raw.githubusercontent.com/mrc-ide/global-lmic-reports/master/AFG/projections.csv
https://raw.githubusercontent.com/mrc-ide/global-lmic-reports/master/AFG/projections.csv
https://raw.githubusercontent.com/mrc-ide/global-lmic-reports/master/AFG/projections.csv
https://raw.githubusercontent.com/mrc-ide/global-lmic-reports/master/AFG/projections.csv
https://raw.githubusercontent.com/mrc-ide/global-lmic-reports/master/AFG/projections.csv
https://raw.githubusercontent.com/mrc-ide/global-lmic-reports/master/AFG/projections.csv
https://raw.githubusercontent.com/mrc-ide/global-lmic-reports/master/AFG/projections.csv
https://raw.githubusercontent.com/mrc-ide/global-lmic-reports/master/AFG/projections.csv
https://raw.githubusercontent.com/mrc-ide/global-lmic-reports/master/AFG/projections.csv
https://raw.githubusercontent.com/mrc-ide/global-lmic-reports/master/AFG/projections.csv
https://raw.githubusercontent.com/mrc-ide/global-lmic-reports/master/AFG/projections.csv
https://raw.githubusercontent.com/mrc-ide/global-lmic-reports/master/AFG/projections.csv
https://raw.githubusercontent.com/mrc-ide/global-lmic-reports/master/AFG/projections.csv
https://raw.githubusercontent.com/mrc-ide/global-lmic-reports/master/AFG/projections.csv
https://raw.githubusercontent.com/mrc-ide/global-lmic-reports/master/AFG/projections.csv
https://raw.githubusercontent.com/mrc-ide/global-lmic-reports/master/AFG/projections.csv
https://raw.githubusercontent.com/mrc-ide/global-lmic-reports/master/AFG/projections.csv
https://raw.githubusercontent.com/mrc-ide/global-lmic-reports/master/AFG/projections.csv
https://raw.githubusercontent.com/mrc-ide/global-lmic-reports/master/AFG/projections.csv
https://raw.githubusercontent.com/mrc-ide/global-lmic-reports/master/AFG/projections.csv
https://raw.githubusercontent.com/mrc-ide/global-lmic-reports/master/AFG/projections.csv
https://raw.githubusercontent.com/mrc-ide/global-lmic-reports/master/AFG/projections.csv
https://raw.githubusercontent.com/mrc-ide/global-lmic-reports/master/AFG/projections.csv
https://raw.githubusercontent.com/mrc-ide/global-lmic-reports/master/AFG/projections.csv
https://raw.githubusercontent.com/mrc-ide/global-lmic-reports/master/AFG/projections.csv
https://raw.githubusercontent.com/mrc-ide/global-lmic-reports/master/AFG/projections.csv
https://raw.githubusercontent.com/mrc-ide/global-lmic-reports/master/AFG/projections.csv
https://raw.githubusercontent.com/mrc-ide/global-lmic-reports/master/AFG/projections.csv
https://raw.githubusercontent.com/mrc-ide/global-lmic-reports/master/AFG/projections.csv
https://raw.githubusercontent.com/mrc-ide/global-lmic-reports/master/AFG/projections.csv
https://raw.githubusercontent.com/mrc-ide/global-lmic-reports/master/AFG/projections.csv
https://raw.githubusercontent.com/mrc-ide/global-lmic-reports/master/AFG/projections.csv
https://raw.githubusercontent.com/mrc-ide/global-lmic-reports/master/AFG/projections.csv
https://raw.githubusercontent.com/mrc-ide/global-lmic-reports/master/AFG/projections.csv
https://raw.githubusercontent.com/mrc-ide/global-lmic-reports/master/AFG/projections.csv
https://raw.githubusercontent.com/mrc-ide/global-lmic-reports/master/AFG/projections.csv
https://raw.githubusercontent.com/mrc-ide/global-lmic-reports/master/AFG/projections.csv
https://raw.githubusercontent.com/mrc-ide/global-lmic-reports/master/AFG/projections.csv
https://raw.githubusercontent.com/mrc-ide/global-lmic-reports/master/AFG/projections.csv
https://raw.githubusercontent.com/mrc-ide/global-lmic-reports/master/AFG/projections.csv
https://raw.githubusercontent.com/mrc-ide/global-lmic-reports/master/AFG/projections.csv
https://raw.githubusercontent.com/mrc-ide/global-lmic-reports/master/AFG/projections.csv
https://raw.githubusercontent.com/mrc-ide/global-lmic-reports/master/AFG/projections.csv
https://raw.githubusercontent.com/mrc-ide/global-lmic-reports/master/AFG/projections.csv
https://raw.githubusercontent.com/mrc-ide/global-lmic-reports/master/AFG/projections.csv
https://raw.githubusercontent.com/mrc-ide/global-lmic-reports/master/AFG/projections.csv
https://raw.githubusercontent.com/mrc-ide/global-lmic-reports/master/AFG/projections.csv
https://raw.githubusercontent.com/mrc-ide/global-lmic-reports/master/AFG/projections.csv
https://raw.githubusercontent.com/mrc-ide/global-lmic-reports/master/AFG/projections.csv
https://raw.githubusercontent.com/mrc-ide/global-lmic-reports/master/AFG/projections.csv
https://raw.githubusercontent.com/mrc-ide/global-lmic-reports/master/AFG/projections.csv
https://raw.githubusercontent.com/mrc-ide/global-lmic-reports/master/AFG/projections.csv
https://raw.githubusercontent.com/mrc-ide/global-lmic-reports/master/AFG/projections.csv
https://raw.githubusercontent.com/mrc-ide/global-lmic-reports/master/AFG/projections.csv
https://raw.githubusercontent.com/mrc-ide/global-lmic-reports/master/AFG/projections.csv
https://raw.githubusercontent.com/mrc-ide/global-lmic-reports/master/AFG/projections.csv
https://raw.githubusercontent.com/mrc-ide/global-lmic-reports/master/AFG/projections.csv
https://raw.githubusercontent.com/mrc-ide/global-lmic-reports/master/AFG/projections.csv
https://raw.githubusercontent.com/mrc-ide/global-lmic-reports/master/AFG/projections.csv
https://raw.githubusercontent.com/mrc-ide/global-lmic-reports/master/AFG/projections.csv
https://raw.githubusercontent.com/mrc-ide/global-lmic-reports/master/AFG/projections.csv
https://raw.githubusercontent.com/mrc-ide/global-lmic-reports/master/AFG/projections.csv
https://raw.githubusercontent.com/mrc-ide/global-lmic-reports/master/AFG/projections.csv
https://raw.githubusercontent.com/mrc-ide/global-lmic-reports/master/AFG/projections.csv
https://raw.githubusercontent.com/mrc-ide/global-lmic-reports/master/AFG/projections.csv
https://raw.githubusercontent.com/mrc-ide/global-lmic-reports/master/AFG/projections.csv
https://raw.githubusercontent.com/mrc-ide/global-lmic-reports/master/AFG/projections.csv
https://raw.githubusercontent.com/mrc-ide/global-lmic-reports/master/AFG/projections.csv
https://raw.githubusercontent.com/mrc-ide/global-lmic-reports/master/AFG/projections.csv
https://raw.githubusercontent.com/mrc-ide/global-lmic-reports/master/AFG/projections.csv
https://raw.githubusercontent.com/mrc-ide/global-lmic-reports/master/AFG/projections.csv
https://raw.githubusercontent.com/mrc-ide/global-lmic-reports/master/AFG/projections.csv
https://raw.githubusercontent.com/mrc-ide/global-lmic-reports/master/AFG/projections.csv
https://raw.githubusercontent.com/mrc-ide/global-lmic-reports/master/AFG/projections.csv
https://raw.githubusercontent.com/mrc-ide/global-lmic-reports/master/AFG/projections.csv
https://raw.githubusercontent.com/mrc-ide/global-lmic-reports/master/AFG/projections.csv
https://raw.githubusercontent.com/mrc-ide/global-lmic-reports/master/AFG/projections.csv
https://raw.githubusercontent.com/mrc-ide/global-lmic-reports/master/AFG/projections.csv
https://raw.githubusercontent.com/mrc-ide/global-lmic-reports/master/AFG/projections.csv
https://raw.githubusercontent.com/mrc-ide/global-lmic-reports/master/AFG/projections.csv
https://raw.githubusercontent.com/mrc-ide/global-lmic-reports/master/AFG/projections.csv
https://raw.githubusercontent.com/mrc-ide/global-lmic-reports/master/AFG/projections.csv
https://raw.githubusercontent.com/mrc-ide/global-lmic-reports/master/AFG/projections.csv
https://raw.githubusercontent.com/mrc-ide/global-lmic-reports/master/AFG/projections.csv
https://raw.githubusercontent.com/mrc-ide/global-lmic-reports/master/AFG/projections.csv
https://raw.githubusercontent.com/mrc-ide/global-lmic-reports/master/AFG/projections.csv
https://raw.githubusercontent.com/mrc-ide/global-lmic-reports/master/AFG/projections.csv
https://raw.githubusercontent.com/mrc-ide/global-lmic-reports/master/AFG/projections.csv
https://raw.githubusercontent.com/mrc-ide/global-lmic-reports/master/AFG/projections.csv
https://raw.githubusercontent.com/mrc-ide/global-lmic-reports/master/AFG/projections.csv
https://raw.githubusercontent.com/mrc-ide/global-lmic-reports/master/AFG/projections.csv
https://raw.githubusercontent.com/mrc-ide/global-lmic-reports/master/AFG/projections.csv
https://raw.githubusercontent.com/mrc-ide/global-lmic-reports/master/AFG/projections.csv
https://raw.githubusercontent.com/mrc-ide/global-lmic-reports/master/AFG/projections.csv
https://raw.githubusercontent.com/mrc-ide/global-lmic-reports/master/AFG/projections.csv
https://raw.githubusercontent.com/mrc-ide/global-lmic-reports/master/AFG/projections.csv
https://raw.githubusercontent.com/mrc-ide/global-lmic-reports/master/AFG/projections.csv
https://raw.githubusercontent.com/mrc-ide/global-lmic-reports/master/AFG/projections.csv
https://raw.githubusercontent.com/mrc-ide/global-lmic-reports/master/AFG/projections.csv
https://raw.githubusercontent.com/mrc-ide/global-lmic-reports/master/AFG/projections.csv
https://raw.githubusercontent.com/mrc-ide/global-lmic-reports/master/AFG/projections.csv
https://raw.githubusercontent.com/mrc-ide/global-lmic-reports/master/AFG/projections.csv
https://raw.githubusercontent.com/mrc-ide/global-lmic-reports/master/AFG/projections.csv
https://raw.githubusercontent.com/mrc-ide/global-lmic-reports/master/AFG/projections.csv
https://raw.githubusercontent.com/mrc-ide/global-lmic-reports/master/AFG/projections.csv
https://raw.githubusercontent.com/mrc-ide/global-lmic-reports/master/AFG/projections.csv
https://raw.githubusercontent.com/mrc-ide/global-lmic-reports/master/AFG/projections.csv
https://raw.githubusercontent.com/mrc-ide/global-lmic-reports/master/AFG/projections.csv
https://raw.githubusercontent.com/mrc-ide/global-lmic-reports/master/AFG/projections.csv
https://raw.githubusercontent.com/mrc-ide/global-lmic-reports/master/AFG/projections.csv
https://raw.githubusercontent.com/mrc-ide/global-lmic-reports/master/AFG/projections.csv
https://raw.githubusercontent.com/mrc-ide/global-lmic-reports/master/AFG/projections.csv
https://raw.githubusercontent.com/mrc-ide/global-lmic-reports/master/AFG/projections.csv
https://raw.githubusercontent.com/mrc-ide/global-lmic-reports/master/AFG/projections.csv
https://raw.githubusercontent.com/mrc-ide/global-lmic-reports/master/AFG/projections.csv
https://raw.githubusercontent.com/mrc-ide/global-lmic-reports/master/AFG/projections.csv
https://raw.githubusercontent.com/mrc-ide/global-lmic-reports/master/AFG/projections.csv
https://raw.githubusercontent.com/mrc-ide/global-lmic-reports/master/AFG/projections.csv
https://raw.githubusercontent.com/mrc-ide/global-lmic-reports/master/AFG/projections.csv
https://raw.githubusercontent.com/mrc-ide/global-lmic-reports/master/AFG/projections.csv
https://raw.githubusercontent.com/mrc-ide/global-lmic-reports/master/AFG/projections.csv
https://raw.githubusercontent.com/mrc-ide/global-lmic-reports/master/AFG/projections.csv
https://raw.githubusercontent.com/mrc-ide/global-lmic-reports/master/AFG/projections.csv
https://raw.githubusercontent.com/mrc-ide/global-lmic-reports/master/AFG/projections.csv
https://raw.githubusercontent.com/mrc-ide/global-lmic-reports/master/AFG/projections.csv
https://raw.githubusercontent.com/mrc-ide/global-lmic-reports/master/AFG/projections.csv
https://raw.githubusercontent.com/mrc-ide/global-lmic-reports/master/AFG/projections.csv
https://raw.githubusercontent.com/mrc-ide/global-lmic-reports/master/AFG/projections.csv
https://raw.githubusercontent.com/mrc-ide/global-lmic-reports/master/AFG/projections.csv
https://raw.githubusercontent.com/mrc-ide/global-lmic-reports/master/AFG/projections.csv
https://raw.githubusercontent.com/mrc-ide/global-lmic-reports/master/AFG/projections.csv
https://raw.githubusercontent.com/mrc-ide/global-lmic-reports/master/AFG/projections.csv
https://raw.githubusercontent.com/mrc-ide/global-lmic-reports/master/AFG/projections.csv
https://raw.githubusercontent.com/mrc-ide/global-lmic-reports/master/AFG/projections.csv
https://raw.githubusercontent.com/mrc-ide/global-lmic-reports/master/AFG/projections.csv
https://raw.githubusercontent.com/mrc-ide/global-lmic-reports/master/AFG/projections.csv
https://raw.githubusercontent.com/mrc-ide/global-lmic-reports/master/AFG/projections.csv
https://raw.githubusercontent.com/mrc-ide/global-lmic-reports/master/AFG/projections.csv
https://raw.githubusercontent.com/mrc-ide/global-lmic-reports/master/AFG/projections.csv
https://raw.githubusercontent.com/mrc-ide/global-lmic-reports/master/AFG/projections.csv
https://raw.githubusercontent.com/mrc-ide/global-lmic-reports/master/AFG/projections.csv
https://raw.githubusercontent.com/mrc-ide/global-lmic-reports/master/AFG/projections.csv
https://raw.githubusercontent.com/mrc-ide/global-lmic-reports/master/AFG/projections.csv
https://raw.githubusercontent.com/mrc-ide/global-lmic-reports/master/AFG/projections.csv
https://raw.githubusercontent.com/mrc-ide/global-lmic-reports/master/AFG/projections.csv
https://raw.githubusercontent.com/mrc-ide/global-lmic-reports/master/AFG/projections.csv
https://raw.githubusercontent.com/mrc-ide/global-lmic-reports/master/AFG/projections.csv
https://raw.githubusercontent.com/mrc-ide/global-lmic-reports/master/AFG/projections.csv
https://raw.githubusercontent.com/mrc-ide/global-lmic-reports/master/AFG/projections.csv
https://raw.githubusercontent.com/mrc-ide/global-lmic-reports/master/AFG/projections.csv
https://raw.githubusercontent.com/mrc-ide/global-lmic-reports/master/AFG/projections.csv
https://raw.githubusercontent.com/mrc-ide/global-lmic-reports/master/AFG/projections.csv
https://raw.githubusercontent.com/mrc-ide/global-lmic-reports/master/AFG/projections.csv
https://raw.githubusercontent.com/mrc-ide/global-lmic-reports/master/AFG/projections.csv
https://raw.githubusercontent.com/mrc-ide/global-lmic-reports/master/AFG/projections.csv
https://raw.githubusercontent.com/mrc-ide/global-lmic-reports/master/AFG/projections.csv
https://raw.githubusercontent.com/mrc-ide/global-lmic-reports/master/AFG/projections.csv
https://raw.githubusercontent.com/mrc-ide/global-lmic-reports/master/AFG/projections.csv
https://raw.githubusercontent.com/mrc-ide/global-lmic-reports/master/AFG/projections.csv
https://raw.githubusercontent.com/mrc-ide/global-lmic-reports/master/AFG/projections.csv
https://raw.githubusercontent.com/mrc-ide/global-lmic-reports/master/AFG/projections.csv
https://raw.githubusercontent.com/mrc-ide/global-lmic-reports/master/AFG/projections.csv
https://raw.githubusercontent.com/mrc-ide/global-lmic-reports/master/AFG/projections.csv
https://raw.githubusercontent.com/mrc-ide/global-lmic-reports/master/AFG/projections.csv
https://raw.githubusercontent.com/mrc-ide/global-lmic-reports/master/AFG/projections.csv
https://raw.githubusercontent.com/mrc-ide/global-lmic-reports/master/AFG/projections.csv
https://raw.githubusercontent.com/mrc-ide/global-lmic-reports/master/AFG/projections.csv
https://raw.githubusercontent.com/mrc-ide/global-lmic-reports/master/AFG/projections.csv
https://raw.githubusercontent.com/mrc-ide/global-lmic-reports/master/AFG/projections.csv
https://raw.githubusercontent.com/mrc-ide/global-lmic-reports/master/AFG/projections.csv
https://raw.githubusercontent.com/mrc-ide/global-lmic-reports/master/AFG/projections.csv
https://raw.githubusercontent.com/mrc-ide/global-lmic-reports/master/AFG/projections.csv
https://raw.githubusercontent.com/mrc-ide/global-lmic-reports/master/AFG/projections.csv
https://raw.githubusercontent.com/mrc-ide/global-lmic-reports/master/AFG/projections.csv
https://raw.githubusercontent.com/mrc-ide/global-lmic-reports/master/AFG/projections.csv
https://raw.githubusercontent.com/mrc-ide/global-lmic-reports/master/AFG/projections.csv
https://raw.githubusercontent.com/mrc-ide/global-lmic-reports/master/AFG/projections.csv
https://raw.githubusercontent.com/mrc-ide/global-lmic-reports/master/AFG/projections.csv
https://raw.githubusercontent.com/mrc-ide/global-lmic-reports/master/AFG/projections.csv
https://raw.githubusercontent.com/mrc-ide/global-lmic-reports/master/AFG/projections.csv
https://raw.githubusercontent.com/mrc-ide/global-lmic-reports/master/AFG/projections.csv
https://raw.githubusercontent.com/mrc-ide/global-lmic-reports/master/AFG/projections.csv
https://raw.githubusercontent.com/mrc-ide/global-lmic-reports/master/AFG/projections.csv
https://raw.githubusercontent.com/mrc-ide/global-lmic-reports/master/AFG/projections.csv
https://raw.githubusercontent.com/mrc-ide/global-lmic-reports/master/AFG/projections.csv
https://raw.githubusercontent.com/mrc-ide/global-lmic-reports/master/AFG/projections.csv
https://raw.githubusercontent.com/mrc-ide/global-lmic-reports/master/AFG/projections.csv
https://raw.githubusercontent.com/mrc-ide/global-lmic-reports/master/AFG/projections.csv
https://raw.githubusercontent.com/mrc-ide/global-lmic-reports/master/AFG/projections.csv
https://raw.githubusercontent.com/mrc-ide/global-lmic-reports/master/AFG/projections.csv
https://raw.githubusercontent.com/mrc-ide/global-lmic-reports/master/AFG/projections.csv
https://raw.githubusercontent.com/mrc-ide/global-lmic-reports/master/AFG/projections.csv
https://raw.githubusercontent.com/mrc-ide/global-lmic-reports/master/AFG/projections.csv
https://raw.githubusercontent.com/mrc-ide/global-lmic-reports/master/AFG/projections.csv
https://raw.githubusercontent.com/mrc-ide/global-lmic-reports/master/AFG/projections.csv
https://raw.githubusercontent.com/mrc-ide/global-lmic-reports/master/AFG/projections.csv
https://raw.githubusercontent.com/mrc-ide/global-lmic-reports/master/AFG/projections.csv
https://raw.githubusercontent.com/mrc-ide/global-lmic-reports/master/AFG/projections.csv
https://raw.githubusercontent.com/mrc-ide/global-lmic-reports/master/AFG/projections.csv
https://raw.githubusercontent.com/mrc-ide/global-lmic-reports/master/AFG/projections.csv
https://raw.githubusercontent.com/mrc-ide/global-lmic-reports/master/AFG/projections.csv
https://raw.githubusercontent.com/mrc-ide/global-lmic-reports/master/AFG/projections.csv
https://raw.githubusercontent.com/mrc-ide/global-lmic-reports/master/AFG/projections.csv
https://raw.githubusercontent.com/mrc-ide/global-lmic-reports/master/AFG/projections.csv
https://raw.githubusercontent.com/mrc-ide/global-lmic-reports/master/AFG/projections.csv
https://raw.githubusercontent.com/mrc-ide/global-lmic-reports/master/AFG/projections.csv
https://raw.githubusercontent.com/mrc-ide/global-lmic-reports/master/AFG/projections.csv
https://raw.githubusercontent.com/mrc-ide/global-lmic-reports/master/AFG/projections.csv
https://raw.githubusercontent.com/mrc-ide/global-lmic-reports/master/AFG/projections.csv
https://raw.githubusercontent.com/mrc-ide/global-lmic-reports/master/AFG/projections.csv
https://raw.githubusercontent.com/mrc-ide/global-lmic-reports/master/AFG/projections.csv
https://raw.githubusercontent.com/mrc-ide/global-lmic-reports/master/AFG/projections.csv
https://raw.githubusercontent.com/mrc-ide/global-lmic-reports/master/AFG/projections.csv
https://raw.githubusercontent.com/mrc-ide/global-lmic-reports/master/AFG/projections.csv
https://raw.githubusercontent.com/mrc-ide/global-lmic-reports/master/AFG/projections.csv
https://raw.githubusercontent.com/mrc-ide/global-lmic-reports/master/AFG/projections.csv
https://raw.githubusercontent.com/mrc-ide/global-lmic-reports/master/AFG/projections.csv
https://raw.githubusercontent.com/mrc-ide/global-lmic-reports/master/AFG/projections.csv
https://raw.githubusercontent.com/mrc-ide/global-lmic-reports/master/AFG/projections.csv
https://raw.githubusercontent.com/mrc-ide/global-lmic-reports/master/AFG/projections.csv
https://raw.githubusercontent.com/mrc-ide/global-lmic-reports/master/AFG/projections.csv
https://raw.githubusercontent.com/mrc-ide/global-lmic-reports/master/AFG/projections.csv
https://raw.githubusercontent.com/mrc-ide/global-lmic-reports/master/AFG/projections.csv
https://raw.githubusercontent.com/mrc-ide/global-lmic-reports/master/AFG/projections.csv
https://raw.githubusercontent.com/mrc-ide/global-lmic-reports/master/AFG/projections.csv
https://raw.githubusercontent.com/mrc-ide/global-lmic-reports/master/AFG/projections.csv
https://raw.githubusercontent.com/mrc-ide/global-lmic-reports/master/AFG/projections.csv
https://raw.githubusercontent.com/mrc-ide/global-lmic-reports/master/AFG/projections.csv
https://raw.githubusercontent.com/mrc-ide/global-lmic-reports/master/AFG/projections.csv
https://raw.githubusercontent.com/mrc-ide/global-lmic-reports/master/AFG/projections.csv
https://raw.githubusercontent.com/mrc-ide/global-lmic-reports/master/AFG/projections.csv
https://raw.githubusercontent.com/mrc-ide/global-lmic-reports/master/AFG/projections.csv
https://raw.githubusercontent.com/mrc-ide/global-lmic-reports/master/AFG/projections.csv
https://raw.githubusercontent.com/mrc-ide/global-lmic-reports/master/AFG/projections.csv
https://raw.githubusercontent.com/mrc-ide/global-lmic-reports/master/AFG/projections.csv
https://raw.githubusercontent.com/mrc-ide/global-lmic-reports/master/AFG/projections.csv
https://raw.githubusercontent.com/mrc-ide/global-lmic-reports/master/AFG/projections.csv
https://raw.githubusercontent.com/mrc-ide/global-lmic-reports/master/AFG/projections.csv
https://raw.githubusercontent.com/mrc-ide/global-lmic-reports/master/AFG/projections.csv
https://raw.githubusercontent.com/mrc-ide/global-lmic-reports/master/AFG/projections.csv
https://raw.githubusercontent.com/mrc-ide/global-lmic-reports/master/AFG/projections.csv
https://raw.githubusercontent.com/mrc-ide/global-lmic-reports/master/AFG/projections.csv
https://raw.githubusercontent.com/mrc-ide/global-lmic-reports/master/AFG/projections.csv
https://raw.githubusercontent.com/mrc-ide/global-lmic-reports/master/AFG/projections.csv
https://raw.githubusercontent.com/mrc-ide/global-lmic-reports/master/AFG/projections.csv
https://raw.githubusercontent.com/mrc-ide/global-lmic-reports/master/AFG/projections.csv
https://raw.githubusercontent.com/mrc-ide/global-lmic-reports/master/AFG/projections.csv
https://raw.githubusercontent.com/mrc-ide/global-lmic-reports/master/AFG/projections.csv
https://raw.githubusercontent.com/mrc-ide/global-lmic-reports/master/AFG/projections.csv
https://raw.githubusercontent.com/mrc-ide/global-lmic-reports/master/AFG/projections.csv
https://raw.githubusercontent.com/mrc-ide/global-lmic-reports/master/AFG/projections.csv
https://raw.githubusercontent.com/mrc-ide/global-lmic-reports/master/AFG/projections.csv
https://raw.githubusercontent.com/mrc-ide/global-lmic-reports/master/AFG/projections.csv
https://raw.githubusercontent.com/mrc-ide/global-lmic-reports/master/AFG/projections.csv
https://raw.githubusercontent.com/mrc-ide/global-lmic-reports/master/AFG/projections.csv
https://raw.githubusercontent.com/mrc-ide/global-lmic-reports/master/AFG/projections.csv
https://raw.githubusercontent.com/mrc-ide/global-lmic-reports/master/AFG/projections.csv
https://raw.githubusercontent.com/mrc-ide/global-lmic-reports/master/AFG/projections.csv
https://raw.githubusercontent.com/mrc-ide/global-lmic-reports/master/AFG/projections.csv
https://raw.githubusercontent.com/mrc-ide/global-lmic-reports/master/AFG/projections.csv
https://raw.githubusercontent.com/mrc-ide/global-lmic-reports/master/AFG/projections.csv
https://raw.githubusercontent.com/mrc-ide/global-lmic-reports/master/AFG/projections.csv
https://raw.githubusercontent.com/mrc-ide/global-lmic-reports/master/AFG/projections.csv
https://raw.githubusercontent.com/mrc-ide/global-lmic-reports/master/AFG/projections.csv
https://raw.githubusercontent.com/mrc-ide/global-lmic-reports/master/AFG/projections.csv
https://raw.githubusercontent.com/mrc-ide/global-lmic-reports/master/AFG/projections.csv
https://raw.githubusercontent.com/mrc-ide/global-lmic-reports/master/AFG/projections.csv
https://raw.githubusercontent.com/mrc-ide/global-lmic-reports/master/AFG/projections.csv
https://raw.githubusercontent.com/mrc-ide/global-lmic-reports/master/AFG/projections.csv
https://raw.githubusercontent.com/mrc-ide/global-lmic-reports/master/AFG/projections.csv
https://raw.githubusercontent.com/mrc-ide/global-lmic-reports/master/AFG/projections.csv
https://raw.githubusercontent.com/mrc-ide/global-lmic-reports/master/AFG/projections.csv
https://raw.githubusercontent.com/mrc-ide/global-lmic-reports/master/AFG/projections.csv
https://raw.githubusercontent.com/mrc-ide/global-lmic-reports/master/AFG/projections.csv
https://raw.githubusercontent.com/mrc-ide/global-lmic-reports/master/AFG/projections.csv
https://raw.githubusercontent.com/mrc-ide/global-lmic-reports/master/AFG/projections.csv
https://raw.githubusercontent.com/mrc-ide/global-lmic-reports/master/AFG/projections.csv
https://raw.githubusercontent.com/mrc-ide/global-lmic-reports/master/AFG/projections.csv
https://raw.githubusercontent.com/mrc-ide/global-lmic-reports/master/AFG/projections.csv
https://raw.githubusercontent.com/mrc-ide/global-lmic-reports/master/AFG/projections.csv
https://raw.githubusercontent.com/mrc-ide/global-lmic-reports/master/AFG/projections.csv
https://raw.githubusercontent.com/mrc-ide/global-lmic-reports/master/AFG/projections.csv
https://raw.githubusercontent.com/mrc-ide/global-lmic-reports/master/AFG/projections.csv
https://raw.githubusercontent.com/mrc-ide/global-lmic-reports/master/AFG/projections.csv
https://raw.githubusercontent.com/mrc-ide/global-lmic-reports/master/AFG/projections.csv
https://raw.githubusercontent.com/mrc-ide/global-lmic-reports/master/AFG/projections.csv
https://raw.githubusercontent.com/mrc-ide/global-lmic-reports/master/AFG/projections.csv
https://raw.githubusercontent.com/mrc-ide/global-lmic-reports/master/AFG/projections.csv
https://raw.githubusercontent.com/mrc-ide/global-lmic-reports/master/AFG/projections.csv
https://raw.githubusercontent.com/mrc-ide/global-lmic-reports/master/AFG/projections.csv
https://raw.githubusercontent.com/mrc-ide/global-lmic-reports/master/AFG/projections.csv
https://raw.githubusercontent.com/mrc-ide/global-lmic-reports/master/AFG/projections.csv
https://raw.githubusercontent.com/mrc-ide/global-lmic-reports/master/AFG/projections.csv
https://raw.githubusercontent.com/mrc-ide/global-lmic-reports/master/AFG/projections.csv
https://raw.githubusercontent.com/mrc-ide/global-lmic-reports/master/AFG/projections.csv
https://raw.githubusercontent.com/mrc-ide/global-lmic-reports/master/AFG/projections.csv
https://raw.githubusercontent.com/mrc-ide/global-lmic-reports/master/AFG/projections.csv
https://raw.githubusercontent.com/mrc-ide/global-lmic-reports/master/AFG/projections.csv
https://raw.githubusercontent.com/mrc-ide/global-lmic-reports/master/AFG/projections.csv
https://raw.githubusercontent.com/mrc-ide/global-lmic-reports/master/AFG/projections.csv
https://raw.githubusercontent.com/mrc-ide/global-lmic-reports/master/AFG/projections.csv
https://raw.githubusercontent.com/mrc-ide/global-lmic-reports/master/AFG/projections.csv
https://raw.githubusercontent.com/mrc-ide/global-lmic-reports/master/AFG/projections.csv
https://raw.githubusercontent.com/mrc-ide/global-lmic-reports/master/AFG/projections.csv
https://raw.githubusercontent.com/mrc-ide/global-lmic-reports/master/AFG/projections.csv
https://raw.githubusercontent.com/mrc-ide/global-lmic-reports/master/AFG/projections.csv
https://raw.githubusercontent.com/mrc-ide/global-lmic-reports/master/AFG/projections.csv
https://raw.githubusercontent.com/mrc-ide/global-lmic-reports/master/AFG/projections.csv
https://raw.githubusercontent.com/mrc-ide/global-lmic-reports/master/AFG/projections.csv
https://raw.githubusercontent.com/mrc-ide/global-lmic-reports/master/AFG/projections.csv
https://raw.githubusercontent.com/mrc-ide/global-lmic-reports/master/AFG/projections.csv
https://raw.githubusercontent.com/mrc-ide/global-lmic-reports/master/AFG/projections.csv
https://raw.githubusercontent.com/mrc-ide/global-lmic-reports/master/AFG/projections.csv
https://raw.githubusercontent.com/mrc-ide/global-lmic-reports/master/AFG/projections.csv
https://raw.githubusercontent.com/mrc-ide/global-lmic-reports/master/AFG/projections.csv
https://raw.githubusercontent.com/mrc-ide/global-lmic-reports/master/AFG/projections.csv
https://raw.githubusercontent.com/mrc-ide/global-lmic-reports/master/AFG/projections.csv
https://raw.githubusercontent.com/mrc-ide/global-lmic-reports/master/AFG/projections.csv
https://raw.githubusercontent.com/mrc-ide/global-lmic-reports/master/AFG/projections.csv
https://raw.githubusercontent.com/mrc-ide/global-lmic-reports/master/AFG/projections.csv
https://raw.githubusercontent.com/mrc-ide/global-lmic-reports/master/AFG/projections.csv
https://raw.githubusercontent.com/mrc-ide/global-lmic-reports/master/AFG/projections.csv
https://raw.githubusercontent.com/mrc-ide/global-lmic-reports/master/AFG/projections.csv
https://raw.githubusercontent.com/mrc-ide/global-lmic-reports/master/AFG/projections.csv
https://raw.githubusercontent.com/mrc-ide/global-lmic-reports/master/AFG/projections.csv
https://raw.githubusercontent.com/mrc-ide/global-lmic-reports/master/AFG/projections.csv
https://raw.githubusercontent.com/mrc-ide/global-lmic-reports/master/AFG/projections.csv
https://raw.githubusercontent.com/mrc-ide/global-lmic-reports/master/AFG/projections.csv
https://raw.githubusercontent.com/mrc-ide/global-lmic-reports/master/AFG/projections.csv
https://raw.githubusercontent.com/mrc-ide/global-lmic-reports/master/AFG/projections.csv
https://raw.githubusercontent.com/mrc-ide/global-lmic-reports/master/AFG/projections.csv
https://raw.githubusercontent.com/mrc-ide/global-lmic-reports/master/AFG/projections.csv
https://raw.githubusercontent.com/mrc-ide/global-lmic-reports/master/AFG/projections.csv
https://raw.githubusercontent.com/mrc-ide/global-lmic-reports/master/AFG/projections.csv
https://raw.githubusercontent.com/mrc-ide/global-lmic-reports/master/AFG/projections.csv
https://raw.githubusercontent.com/mrc-ide/global-lmic-reports/master/AFG/projections.csv
https://raw.githubusercontent.com/mrc-ide/global-lmic-reports/master/AFG/projections.csv
https://raw.githubusercontent.com/mrc-ide/global-lmic-reports/master/AFG/projections.csv
https://raw.githubusercontent.com/mrc-ide/global-lmic-reports/master/AFG/projections.csv
https://raw.githubusercontent.com/mrc-ide/global-lmic-reports/master/AFG/projections.csv
https://raw.githubusercontent.com/mrc-ide/global-lmic-reports/master/AFG/projections.csv
https://raw.githubusercontent.com/mrc-ide/global-lmic-reports/master/AFG/projections.csv
https://raw.githubusercontent.com/mrc-ide/global-lmic-reports/master/AFG/projections.csv
https://raw.githubusercontent.com/mrc-ide/global-lmic-reports/master/AFG/projections.csv
https://raw.githubusercontent.com/mrc-ide/global-lmic-reports/master/AFG/projections.csv
https://raw.githubusercontent.com/mrc-ide/global-lmic-reports/master/AFG/projections.csv
https://raw.githubusercontent.com/mrc-ide/global-lmic-reports/master/AFG/projections.csv
https://raw.githubusercontent.com/mrc-ide/global-lmic-reports/master/AFG/projections.csv
https://raw.githubusercontent.com/mrc-ide/global-lmic-reports/master/AFG/projections.csv
https://raw.githubusercontent.com/mrc-ide/global-lmic-reports/master/AFG/projections.csv
https://raw.githubusercontent.com/mrc-ide/global-lmic-reports/master/AFG/projections.csv
https://raw.githubusercontent.com/mrc-ide/global-lmic-reports/master/AFG/projections.csv
https://raw.githubusercontent.com/mrc-ide/global-lmic-reports/master/AFG/projections.csv
https://raw.githubusercontent.com/mrc-ide/global-lmic-reports/master/AFG/projections.csv
https://raw.githubusercontent.com/mrc-ide/global-lmic-reports/master/AFG/projections.csv
https://raw.githubusercontent.com/mrc-ide/global-lmic-reports/master/AFG/projections.csv
https://raw.githubusercontent.com/mrc-ide/global-lmic-reports/master/AFG/projections.csv
https://raw.githubusercontent.com/mrc-ide/global-lmic-reports/master/AFG/projections.csv
https://raw.githubusercontent.com/mrc-ide/global-lmic-reports/master/AFG/projections.csv
https://raw.githubusercontent.com/mrc-ide/global-lmic-reports/master/AFG/projections.csv
https://raw.githubusercontent.com/mrc-ide/global-lmic-reports/master/AFG/projections.csv
https://raw.githubusercontent.com/mrc-ide/global-lmic-reports/master/AFG/projections.csv
https://raw.githubusercontent.com/mrc-ide/global-lmic-reports/master/AFG/projections.csv
https://raw.githubusercontent.com/mrc-ide/global-lmic-reports/master/AFG/projections.csv
https://raw.githubusercontent.com/mrc-ide/global-lmic-reports/master/AFG/projections.csv
https://raw.githubusercontent.com/mrc-ide/global-lmic-reports/master/AFG/projections.csv
https://raw.githubusercontent.com/mrc-ide/global-lmic-reports/master/AFG/projections.csv
https://raw.githubusercontent.com/mrc-ide/global-lmic-reports/master/AFG/projections.csv
https://raw.githubusercontent.com/mrc-ide/global-lmic-reports/master/AFG/projections.csv
https://raw.githubusercontent.com/mrc-ide/global-lmic-reports/master/AFG/projections.csv
https://raw.githubusercontent.com/mrc-ide/global-lmic-reports/master/AFG/projections.csv
https://raw.githubusercontent.com/mrc-ide/global-lmic-reports/master/AFG/projections.csv
https://raw.githubusercontent.com/mrc-ide/global-lmic-reports/master/AFG/projections.csv
https://raw.githubusercontent.com/mrc-ide/global-lmic-reports/master/AFG/projections.csv
https://raw.githubusercontent.com/mrc-ide/global-lmic-reports/master/AFG/projections.csv
https://raw.githubusercontent.com/mrc-ide/global-lmic-reports/master/AFG/projections.csv
https://raw.githubusercontent.com/mrc-ide/global-lmic-reports/master/AFG/projections.csv
https://raw.githubusercontent.com/mrc-ide/global-lmic-reports/master/AFG/projections.csv
https://raw.githubusercontent.com/mrc-ide/global-lmic-reports/master/AFG/projections.csv
https://raw.githubusercontent.com/mrc-ide/global-lmic-reports/master/AFG/projections.csv
https://raw.githubusercontent.com/mrc-ide/global-lmic-reports/master/AFG/projections.csv
https://raw.githubusercontent.com/mrc-ide/global-lmic-reports/master/AFG/projections.csv
https://raw.githubusercontent.com/mrc-ide/global-lmic-reports/master/AFG/projections.csv
https://raw.githubusercontent.com/mrc-ide/global-lmic-reports/master/AFG/projections.csv
https://raw.githubusercontent.com/mrc-ide/global-lmic-reports/master/AFG/projections.csv
https://raw.githubusercontent.com/mrc-ide/global-lmic-reports/master/AFG/projections.csv
https://raw.githubusercontent.com/mrc-ide/global-lmic-reports/master/AFG/projections.csv
https://raw.githubusercontent.com/mrc-ide/global-lmic-reports/master/AFG/projections.csv
https://raw.githubusercontent.com/mrc-ide/global-lmic-reports/master/AFG/projections.csv
https://raw.githubusercontent.com/mrc-ide/global-lmic-reports/master/AFG/projections.csv
https://raw.githubusercontent.com/mrc-ide/global-lmic-reports/master/AFG/projections.csv
https://raw.githubusercontent.com/mrc-ide/global-lmic-reports/master/AFG/projections.csv
https://raw.githubusercontent.com/mrc-ide/global-lmic-reports/master/AFG/projections.csv
https://raw.githubusercontent.com/mrc-ide/global-lmic-reports/master/AFG/projections.csv
https://raw.githubusercontent.com/mrc-ide/global-lmic-reports/master/AFG/projections.csv
https://raw.githubusercontent.com/mrc-ide/global-lmic-reports/master/AFG/projections.csv
https://raw.githubusercontent.com/mrc-ide/global-lmic-reports/master/AFG/projections.csv
https://raw.githubusercontent.com/mrc-ide/global-lmic-reports/master/AFG/projections.csv
https://raw.githubusercontent.com/mrc-ide/global-lmic-reports/master/AFG/projections.csv
https://raw.githubusercontent.com/mrc-ide/global-lmic-reports/master/AFG/projections.csv
https://raw.githubusercontent.com/mrc-ide/global-lmic-reports/master/AFG/projections.csv
https://raw.githubusercontent.com/mrc-ide/global-lmic-reports/master/AFG/projections.csv
https://raw.githubusercontent.com/mrc-ide/global-lmic-reports/master/AFG/projections.csv
https://raw.githubusercontent.com/mrc-ide/global-lmic-reports/master/AFG/projections.csv
https://raw.githubusercontent.com/mrc-ide/global-lmic-reports/master/AFG/projections.csv
https://raw.githubusercontent.com/mrc-ide/global-lmic-reports/master/AFG/projections.csv
https://raw.githubusercontent.com/mrc-ide/global-lmic-reports/master/AFG/projections.csv
https://raw.githubusercontent.com/mrc-ide/global-lmic-reports/master/AFG/projections.csv
https://raw.githubusercontent.com/mrc-ide/global-lmic-reports/master/AFG/projections.csv
https://raw.githubusercontent.com/mrc-ide/global-lmic-reports/master/AFG/projections.csv
https://raw.githubusercontent.com/mrc-ide/global-lmic-reports/master/AFG/projections.csv
https://raw.githubusercontent.com/mrc-ide/global-lmic-reports/master/AFG/projections.csv
https://raw.githubusercontent.com/mrc-ide/global-lmic-reports/master/AFG/projections.csv
https://raw.githubusercontent.com/mrc-ide/global-lmic-reports/master/AFG/projections.csv
https://raw.githubusercontent.com/mrc-ide/global-lmic-reports/master/AFG/projections.csv
https://raw.githubusercontent.com/mrc-ide/global-lmic-reports/master/AFG/projections.csv
https://raw.githubusercontent.com/mrc-ide/global-lmic-reports/master/AFG/projections.csv
https://raw.githubusercontent.com/mrc-ide/global-lmic-reports/master/AFG/projections.csv
https://raw.githubusercontent.com/mrc-ide/global-lmic-reports/master/AFG/projections.csv
https://raw.githubusercontent.com/mrc-ide/global-lmic-reports/master/AFG/projections.csv
https://raw.githubusercontent.com/mrc-ide/global-lmic-reports/master/AFG/projections.csv
https://raw.githubusercontent.com/mrc-ide/global-lmic-reports/master/AFG/projections.csv
https://raw.githubusercontent.com/mrc-ide/global-lmic-reports/master/AFG/projections.csv
https://raw.githubusercontent.com/mrc-ide/global-lmic-reports/master/AFG/projections.csv
https://raw.githubusercontent.com/mrc-ide/global-lmic-reports/master/AFG/projections.csv
https://raw.githubusercontent.com/mrc-ide/global-lmic-reports/master/AFG/projections.csv
https://raw.githubusercontent.com/mrc-ide/global-lmic-reports/master/AFG/projections.csv
https://raw.githubusercontent.com/mrc-ide/global-lmic-reports/master/AFG/projections.csv
https://raw.githubusercontent.com/mrc-ide/global-lmic-reports/master/AFG/projections.csv
https://raw.githubusercontent.com/mrc-ide/global-lmic-reports/master/AFG/projections.csv
https://raw.githubusercontent.com/mrc-ide/global-lmic-reports/master/AFG/projections.csv
https://raw.githubusercontent.com/mrc-ide/global-lmic-reports/master/AFG/projections.csv
https://raw.githubusercontent.com/mrc-ide/global-lmic-reports/master/AFG/projections.csv
https://raw.githubusercontent.com/mrc-ide/global-lmic-reports/master/AFG/projections.csv
https://raw.githubusercontent.com/mrc-ide/global-lmic-reports/master/AFG/projections.csv
https://raw.githubusercontent.com/mrc-ide/global-lmic-reports/master/AFG/projections.csv
https://raw.githubusercontent.com/mrc-ide/global-lmic-reports/master/AFG/projections.csv
https://raw.githubusercontent.com/mrc-ide/global-lmic-reports/master/AFG/projections.csv
https://raw.githubusercontent.com/mrc-ide/global-lmic-reports/master/AFG/projections.csv
https://raw.githubusercontent.com/mrc-ide/global-lmic-reports/master/AFG/projections.csv
https://raw.githubusercontent.com/mrc-ide/global-lmic-reports/master/AFG/projections.csv
https://raw.githubusercontent.com/mrc-ide/global-lmic-reports/master/AFG/projections.csv
https://raw.githubusercontent.com/mrc-ide/global-lmic-reports/master/AFG/projections.csv
https://raw.githubusercontent.com/mrc-ide/global-lmic-reports/master/AFG/projections.csv
https://raw.githubusercontent.com/mrc-ide/global-lmic-reports/master/AFG/projections.csv
https://raw.githubusercontent.com/mrc-ide/global-lmic-reports/master/AFG/projections.csv
https://raw.githubusercontent.com/mrc-ide/global-lmic-reports/master/AFG/projections.csv
https://raw.githubusercontent.com/mrc-ide/global-lmic-reports/master/AFG/projections.csv
https://raw.githubusercontent.com/mrc-ide/global-lmic-reports/master/AFG/projections.csv
https://raw.githubusercontent.com/mrc-ide/global-lmic-reports/master/AFG/projections.csv
https://raw.githubusercontent.com/mrc-ide/global-lmic-reports/master/AFG/projections.csv
https://raw.githubusercontent.com/mrc-ide/global-lmic-reports/master/AFG/projections.csv
https://raw.githubusercontent.com/mrc-ide/global-lmic-reports/master/AFG/projections.csv
https://raw.githubusercontent.com/mrc-ide/global-lmic-reports/master/AFG/projections.csv
https://raw.githubusercontent.com/mrc-ide/global-lmic-reports/master/AFG/projections.csv
https://raw.githubusercontent.com/mrc-ide/global-lmic-reports/master/AFG/projections.csv
https://raw.githubusercontent.com/mrc-ide/global-lmic-reports/master/AFG/projections.csv
https://raw.githubusercontent.com/mrc-ide/global-lmic-reports/master/AFG/projections.csv
https://raw.githubusercontent.com/mrc-ide/global-lmic-reports/master/AFG/projections.csv
https://raw.githubusercontent.com/mrc-ide/global-lmic-reports/master/AFG/projections.csv
https://raw.githubusercontent.com/mrc-ide/global-lmic-reports/master/AFG/projections.csv
https://raw.githubusercontent.com/mrc-ide/global-lmic-reports/master/AFG/projections.csv
https://raw.githubusercontent.com/mrc-ide/global-lmic-reports/master/AFG/projections.csv
https://raw.githubusercontent.com/mrc-ide/global-lmic-reports/master/AFG/projections.csv
https://raw.githubusercontent.com/mrc-ide/global-lmic-reports/master/AFG/projections.csv
https://raw.githubusercontent.com/mrc-ide/global-lmic-reports/master/AFG/projections.csv
https://raw.githubusercontent.com/mrc-ide/global-lmic-reports/master/AFG/projections.csv
https://raw.githubusercontent.com/mrc-ide/global-lmic-reports/master/AFG/projections.csv
https://raw.githubusercontent.com/mrc-ide/global-lmic-reports/master/AFG/projections.csv
https://raw.githubusercontent.com/mrc-ide/global-lmic-reports/master/AFG/projections.csv
https://raw.githubusercontent.com/mrc-ide/global-lmic-reports/master/AFG/projections.csv
https://raw.githubusercontent.com/mrc-ide/global-lmic-reports/master/AFG/projections.csv
https://raw.githubusercontent.com/mrc-ide/global-lmic-reports/master/AFG/projections.csv
https://raw.githubusercontent.com/mrc-ide/global-lmic-reports/master/AFG/projections.csv
https://raw.githubusercontent.com/mrc-ide/global-lmic-reports/master/AFG/projections.csv
https://raw.githubusercontent.com/mrc-ide/global-lmic-reports/master/AFG/projections.csv
https://raw.githubusercontent.com/mrc-ide/global-lmic-reports/master/AFG/projections.csv
https://raw.githubusercontent.com/mrc-ide/global-lmic-reports/master/AFG/projections.csv
https://raw.githubusercontent.com/mrc-ide/global-lmic-reports/master/AFG/projections.csv
https://raw.githubusercontent.com/mrc-ide/global-lmic-reports/master/AFG/projections.csv
https://raw.githubusercontent.com/mrc-ide/global-lmic-reports/master/AFG/projections.csv
https://raw.githubusercontent.com/mrc-ide/global-lmic-reports/master/AFG/projections.csv
https://raw.githubusercontent.com/mrc-ide/global-lmic-reports/master/AFG/projections.csv
https://raw.githubusercontent.com/mrc-ide/global-lmic-reports/master/AFG/projections.csv
https://raw.githubusercontent.com/mrc-ide/global-lmic-reports/master/AFG/projections.csv
https://raw.githubusercontent.com/mrc-ide/global-lmic-reports/master/AFG/projections.csv
https://raw.githubusercontent.com/mrc-ide/global-lmic-reports/master/AFG/projections.csv
https://raw.githubusercontent.com/mrc-ide/global-lmic-reports/master/AFG/projections.csv
https://raw.githubusercontent.com/mrc-ide/global-lmic-reports/master/AFG/projections.csv
https://raw.githubusercontent.com/mrc-ide/global-lmic-reports/master/AFG/projections.csv
https://raw.githubusercontent.com/mrc-ide/global-lmic-reports/master/AFG/projections.csv
https://raw.githubusercontent.com/mrc-ide/global-lmic-reports/master/AFG/projections.csv
https://raw.githubusercontent.com/mrc-ide/global-lmic-reports/master/AFG/projections.csv
https://raw.githubusercontent.com/mrc-ide/global-lmic-reports/master/AFG/projections.csv
https://raw.githubusercontent.com/mrc-ide/global-lmic-reports/master/AFG/projections.csv
https://raw.githubusercontent.com/mrc-ide/global-lmic-reports/master/AFG/projections.csv
https://raw.githubusercontent.com/mrc-ide/global-lmic-reports/master/AFG/projections.csv
https://raw.githubusercontent.com/mrc-ide/global-lmic-reports/master/AFG/projections.csv
https://raw.githubusercontent.com/mrc-ide/global-lmic-reports/master/AFG/projections.csv
https://raw.githubusercontent.com/mrc-ide/global-lmic-reports/master/AFG/projections.csv
https://raw.githubusercontent.com/mrc-ide/global-lmic-reports/master/AFG/projections.csv
https://raw.githubusercontent.com/mrc-ide/global-lmic-reports/master/AFG/projections.csv
https://raw.githubusercontent.com/mrc-ide/global-lmic-reports/master/AFG/projections.csv
https://raw.githubusercontent.com/mrc-ide/global-lmic-reports/master/AFG/projections.csv
https://raw.githubusercontent.com/mrc-ide/global-lmic-reports/master/AFG/projections.csv
https://raw.githubusercontent.com/mrc-ide/global-lmic-reports/master/AFG/projections.csv
https://raw.githubusercontent.com/mrc-ide/global-lmic-reports/master/AFG/projections.csv
https://raw.githubusercontent.com/mrc-ide/global-lmic-reports/master/AFG/projections.csv
https://raw.githubusercontent.com/mrc-ide/global-lmic-reports/master/AFG/projections.csv
https://raw.githubusercontent.com/mrc-ide/global-lmic-reports/master/AFG/projections.csv
https://raw.githubusercontent.com/mrc-ide/global-lmic-reports/master/AFG/projections.csv
https://raw.githubusercontent.com/mrc-ide/global-lmic-reports/master/AFG/projections.csv
https://raw.githubusercontent.com/mrc-ide/global-lmic-reports/master/AFG/projections.csv
https://raw.githubusercontent.com/mrc-ide/global-lmic-reports/master/AFG/projections.csv
https://raw.githubusercontent.com/mrc-ide/global-lmic-reports/master/AFG/projections.csv
https://raw.githubusercontent.com/mrc-ide/global-lmic-reports/master/AFG/projections.csv
https://raw.githubusercontent.com/mrc-ide/global-lmic-reports/master/AFG/projections.csv
https://raw.githubusercontent.com/mrc-ide/global-lmic-reports/master/AFG/projections.csv
https://raw.githubusercontent.com/mrc-ide/global-lmic-reports/master/AFG/projections.csv
https://raw.githubusercontent.com/mrc-ide/global-lmic-reports/master/AFG/projections.csv
https://raw.githubusercontent.com/mrc-ide/global-lmic-reports/master/AFG/projections.csv
https://raw.githubusercontent.com/mrc-ide/global-lmic-reports/master/AFG/projections.csv
https://raw.githubusercontent.com/mrc-ide/global-lmic-reports/master/AFG/projections.csv
https://raw.githubusercontent.com/mrc-ide/global-lmic-reports/master/AFG/projections.csv
https://raw.githubusercontent.com/mrc-ide/global-lmic-reports/master/AFG/projections.csv
https://raw.githubusercontent.com/mrc-ide/global-lmic-reports/master/AFG/projections.csv
https://raw.githubusercontent.com/mrc-ide/global-lmic-reports/master/AFG/projections.csv
https://raw.githubusercontent.com/mrc-ide/global-lmic-reports/master/AFG/projections.csv
https://raw.githubusercontent.com/mrc-ide/global-lmic-reports/master/AFG/projections.csv
https://raw.githubusercontent.com/mrc-ide/global-lmic-reports/master/AFG/projections.csv
https://raw.githubusercontent.com/mrc-ide/global-lmic-reports/master/AFG/projections.csv
https://raw.githubusercontent.com/mrc-ide/global-lmic-reports/master/AFG/projections.csv
https://raw.githubusercontent.com/mrc-ide/global-lmic-reports/master/AFG/projections.csv
https://raw.githubusercontent.com/mrc-ide/global-lmic-reports/master/AFG/projections.csv
https://raw.githubusercontent.com/mrc-ide/global-lmic-reports/master/AFG/projections.csv
https://raw.githubusercontent.com/mrc-ide/global-lmic-reports/master/AFG/projections.csv
https://raw.githubusercontent.com/mrc-ide/global-lmic-reports/master/AFG/projections.csv
https://raw.githubusercontent.com/mrc-ide/global-lmic-reports/master/AFG/projections.csv
https://raw.githubusercontent.com/mrc-ide/global-lmic-reports/master/AFG/projections.csv
https://raw.githubusercontent.com/mrc-ide/global-lmic-reports/master/AFG/projections.csv
https://raw.githubusercontent.com/mrc-ide/global-lmic-reports/master/AFG/projections.csv
https://raw.githubusercontent.com/mrc-ide/global-lmic-reports/master/AFG/projections.csv
https://raw.githubusercontent.com/mrc-ide/global-lmic-reports/master/AFG/projections.csv
https://raw.githubusercontent.com/mrc-ide/global-lmic-reports/master/AFG/projections.csv
https://raw.githubusercontent.com/mrc-ide/global-lmic-reports/master/AFG/projections.csv
https://raw.githubusercontent.com/mrc-ide/global-lmic-reports/master/AFG/projections.csv
https://raw.githubusercontent.com/mrc-ide/global-lmic-reports/master/AFG/projections.csv
https://raw.githubusercontent.com/mrc-ide/global-lmic-reports/master/AFG/projections.csv
https://raw.githubusercontent.com/mrc-ide/global-lmic-reports/master/AFG/projections.csv
https://raw.githubusercontent.com/mrc-ide/global-lmic-reports/master/AFG/projections.csv
https://raw.githubusercontent.com/mrc-ide/global-lmic-reports/master/AFG/projections.csv
https://raw.githubusercontent.com/mrc-ide/global-lmic-reports/master/AFG/projections.csv
https://raw.githubusercontent.com/mrc-ide/global-lmic-reports/master/AFG/projections.csv
https://raw.githubusercontent.com/mrc-ide/global-lmic-reports/master/AFG/projections.csv
https://raw.githubusercontent.com/mrc-ide/global-lmic-reports/master/AFG/projections.csv
https://raw.githubusercontent.com/mrc-ide/global-lmic-reports/master/AFG/projections.csv
https://raw.githubusercontent.com/mrc-ide/global-lmic-reports/master/AFG/projections.csv
https://raw.githubusercontent.com/mrc-ide/global-lmic-reports/master/AFG/projections.csv
https://raw.githubusercontent.com/mrc-ide/global-lmic-reports/master/AFG/projections.csv
https://raw.githubusercontent.com/mrc-ide/global-lmic-reports/master/AFG/projections.csv
https://raw.githubusercontent.com/mrc-ide/global-lmic-reports/master/AFG/projections.csv
https://raw.githubusercontent.com/mrc-ide/global-lmic-reports/master/AFG/projections.csv
https://raw.githubusercontent.com/mrc-ide/global-lmic-reports/master/AFG/projections.csv
https://raw.githubusercontent.com/mrc-ide/global-lmic-reports/master/AFG/projections.csv
https://raw.githubusercontent.com/mrc-ide/global-lmic-reports/master/AFG/projections.csv
https://raw.githubusercontent.com/mrc-ide/global-lmic-reports/master/AFG/projections.csv
https://raw.githubusercontent.com/mrc-ide/global-lmic-reports/master/AFG/projections.csv
https://raw.githubusercontent.com/mrc-ide/global-lmic-reports/master/AFG/projections.csv
https://raw.githubusercontent.com/mrc-ide/global-lmic-reports/master/AFG/projections.csv
https://raw.githubusercontent.com/mrc-ide/global-lmic-reports/master/AFG/projections.csv
https://raw.githubusercontent.com/mrc-ide/global-lmic-reports/master/AFG/projections.csv
https://raw.githubusercontent.com/mrc-ide/global-lmic-reports/master/AFG/projections.csv
https://raw.githubusercontent.com/mrc-ide/global-lmic-reports/master/AFG/projections.csv
https://raw.githubusercontent.com/mrc-ide/global-lmic-reports/master/AFG/projections.csv
https://raw.githubusercontent.com/mrc-ide/global-lmic-reports/master/AFG/projections.csv
https://raw.githubusercontent.com/mrc-ide/global-lmic-reports/master/AFG/projections.csv
https://raw.githubusercontent.com/mrc-ide/global-lmic-reports/master/AFG/projections.csv
https://raw.githubusercontent.com/mrc-ide/global-lmic-reports/master/AFG/projections.csv
https://raw.githubusercontent.com/mrc-ide/global-lmic-reports/master/AFG/projections.csv
https://raw.githubusercontent.com/mrc-ide/global-lmic-reports/master/AFG/projections.csv
https://raw.githubusercontent.com/mrc-ide/global-lmic-reports/master/AFG/projections.csv
https://raw.githubusercontent.com/mrc-ide/global-lmic-reports/master/AFG/projections.csv
https://raw.githubusercontent.com/mrc-ide/global-lmic-reports/master/AFG/projections.csv
https://raw.githubusercontent.com/mrc-ide/global-lmic-reports/master/AFG/projections.csv
https://raw.githubusercontent.com/mrc-ide/global-lmic-reports/master/AFG/projections.csv
https://raw.githubusercontent.com/mrc-ide/global-lmic-reports/master/AFG/projections.csv
https://raw.githubusercontent.com/mrc-ide/global-lmic-reports/master/AFG/projections.csv
https://raw.githubusercontent.com/mrc-ide/global-lmic-reports/master/AFG/projections.csv
https://raw.githubusercontent.com/mrc-ide/global-lmic-reports/master/AFG/projections.csv
https://raw.githubusercontent.com/mrc-ide/global-lmic-reports/master/AFG/projections.csv
https://raw.githubusercontent.com/mrc-ide/global-lmic-reports/master/AFG/projections.csv
https://raw.githubusercontent.com/mrc-ide/global-lmic-reports/master/AFG/projections.csv
https://raw.githubusercontent.com/mrc-ide/global-lmic-reports/master/AFG/projections.csv
https://raw.githubusercontent.com/mrc-ide/global-lmic-reports/master/AFG/projections.csv
https://raw.githubusercontent.com/mrc-ide/global-lmic-reports/master/AFG/projections.csv
https://raw.githubusercontent.com/mrc-ide/global-lmic-reports/master/AFG/projections.csv
https://raw.githubusercontent.com/mrc-ide/global-lmic-reports/master/AFG/projections.csv
https://raw.githubusercontent.com/mrc-ide/global-lmic-reports/master/AFG/projections.csv
https://raw.githubusercontent.com/mrc-ide/global-lmic-reports/master/AFG/projections.csv
https://raw.githubusercontent.com/mrc-ide/global-lmic-reports/master/AFG/projections.csv
https://raw.githubusercontent.com/mrc-ide/global-lmic-reports/master/AFG/projections.csv
https://raw.githubusercontent.com/mrc-ide/global-lmic-reports/master/AFG/projections.csv
https://raw.githubusercontent.com/mrc-ide/global-lmic-reports/master/AFG/projections.csv
https://raw.githubusercontent.com/mrc-ide/global-lmic-reports/master/AFG/projections.csv
https://raw.githubusercontent.com/mrc-ide/global-lmic-reports/master/AFG/projections.csv
https://raw.githubusercontent.com/mrc-ide/global-lmic-reports/master/AFG/projections.csv
https://raw.githubusercontent.com/mrc-ide/global-lmic-reports/master/AFG/projections.csv
https://raw.githubusercontent.com/mrc-ide/global-lmic-reports/master/AFG/projections.csv
https://raw.githubusercontent.com/mrc-ide/global-lmic-reports/master/AFG/projections.csv
https://raw.githubusercontent.com/mrc-ide/global-lmic-reports/master/AFG/projections.csv
https://raw.githubusercontent.com/mrc-ide/global-lmic-reports/master/AFG/projections.csv
https://raw.githubusercontent.com/mrc-ide/global-lmic-reports/master/AFG/projections.csv
https://raw.githubusercontent.com/mrc-ide/global-lmic-reports/master/AFG/projections.csv
https://raw.githubusercontent.com/mrc-ide/global-lmic-reports/master/AFG/projections.csv
https://raw.githubusercontent.com/mrc-ide/global-lmic-reports/master/AFG/projections.csv
https://raw.githubusercontent.com/mrc-ide/global-lmic-reports/master/AFG/projections.csv
https://raw.githubusercontent.com/mrc-ide/global-lmic-reports/master/AFG/projections.csv
https://raw.githubusercontent.com/mrc-ide/global-lmic-reports/master/AFG/projections.csv
https://raw.githubusercontent.com/mrc-ide/global-lmic-reports/master/AFG/projections.csv
https://raw.githubusercontent.com/mrc-ide/global-lmic-reports/master/AFG/projections.csv
https://raw.githubusercontent.com/mrc-ide/global-lmic-reports/master/AFG/projections.csv
https://raw.githubusercontent.com/mrc-ide/global-lmic-reports/master/AFG/projections.csv
https://raw.githubusercontent.com/mrc-ide/global-lmic-reports/master/AFG/projections.csv
https://raw.githubusercontent.com/mrc-ide/global-lmic-reports/master/AFG/projections.csv
https://raw.githubusercontent.com/mrc-ide/global-lmic-reports/master/AFG/projections.csv
https://raw.githubusercontent.com/mrc-ide/global-lmic-reports/master/AFG/projections.csv
https://raw.githubusercontent.com/mrc-ide/global-lmic-reports/master/AFG/projections.csv
https://raw.githubusercontent.com/mrc-ide/global-lmic-reports/master/AFG/projections.csv
https://raw.githubusercontent.com/mrc-ide/global-lmic-reports/master/AFG/projections.csv
https://raw.githubusercontent.com/mrc-ide/global-lmic-reports/master/AFG/projections.csv
https://raw.githubusercontent.com/mrc-ide/global-lmic-reports/master/AFG/projections.csv
https://raw.githubusercontent.com/mrc-ide/global-lmic-reports/master/AFG/projections.csv
https://raw.githubusercontent.com/mrc-ide/global-lmic-reports/master/AFG/projections.csv
https://raw.githubusercontent.com/mrc-ide/global-lmic-reports/master/AFG/projections.csv
https://raw.githubusercontent.com/mrc-ide/global-lmic-reports/master/AFG/projections.csv
https://raw.githubusercontent.com/mrc-ide/global-lmic-reports/master/AFG/projections.csv
https://raw.githubusercontent.com/mrc-ide/global-lmic-reports/master/AFG/projections.csv
https://raw.githubusercontent.com/mrc-ide/global-lmic-reports/master/AFG/projections.csv
https://raw.githubusercontent.com/mrc-ide/global-lmic-reports/master/AFG/projections.csv
https://raw.githubusercontent.com/mrc-ide/global-lmic-reports/master/AFG/projections.csv
https://raw.githubusercontent.com/mrc-ide/global-lmic-reports/master/AFG/projections.csv
https://raw.githubusercontent.com/mrc-ide/global-lmic-reports/master/AFG/projections.csv
https://raw.githubusercontent.com/mrc-ide/global-lmic-reports/master/AFG/projections.csv
https://raw.githubusercontent.com/mrc-ide/global-lmic-reports/master/AFG/projections.csv
https://raw.githubusercontent.com/mrc-ide/global-lmic-reports/master/AFG/projections.csv
https://raw.githubusercontent.com/mrc-ide/global-lmic-reports/master/AFG/projections.csv
https://raw.githubusercontent.com/mrc-ide/global-lmic-reports/master/AFG/projections.csv
https://raw.githubusercontent.com/mrc-ide/global-lmic-reports/master/AFG/projections.csv
https://raw.githubusercontent.com/mrc-ide/global-lmic-reports/master/AFG/projections.csv
https://raw.githubusercontent.com/mrc-ide/global-lmic-reports/master/AFG/projections.csv
https://raw.githubusercontent.com/mrc-ide/global-lmic-reports/master/AFG/projections.csv
https://raw.githubusercontent.com/mrc-ide/global-lmic-reports/master/AFG/projections.csv
https://raw.githubusercontent.com/mrc-ide/global-lmic-reports/master/AFG/projections.csv
https://raw.githubusercontent.com/mrc-ide/global-lmic-reports/master/AFG/projections.csv
https://raw.githubusercontent.com/mrc-ide/global-lmic-reports/master/AFG/projections.csv
https://raw.githubusercontent.com/mrc-ide/global-lmic-reports/master/AFG/projections.csv
https://raw.githubusercontent.com/mrc-ide/global-lmic-reports/master/AFG/projections.csv
https://raw.githubusercontent.com/mrc-ide/global-lmic-reports/master/AFG/projections.csv
https://raw.githubusercontent.com/mrc-ide/global-lmic-reports/master/AFG/projections.csv
https://raw.githubusercontent.com/mrc-ide/global-lmic-reports/master/AFG/projections.csv
https://raw.githubusercontent.com/mrc-ide/global-lmic-reports/master/AFG/projections.csv
https://raw.githubusercontent.com/mrc-ide/global-lmic-reports/master/AFG/projections.csv
https://raw.githubusercontent.com/mrc-ide/global-lmic-reports/master/AFG/projections.csv
https://raw.githubusercontent.com/mrc-ide/global-lmic-reports/master/AFG/projections.csv
https://raw.githubusercontent.com/mrc-ide/global-lmic-reports/master/AFG/projections.csv
https://raw.githubusercontent.com/mrc-ide/global-lmic-reports/master/AFG/projections.csv
https://raw.githubusercontent.com/mrc-ide/global-lmic-reports/master/AFG/projections.csv
https://raw.githubusercontent.com/mrc-ide/global-lmic-reports/master/AFG/projections.csv
https://raw.githubusercontent.com/mrc-ide/global-lmic-reports/master/AFG/projections.csv
https://raw.githubusercontent.com/mrc-ide/global-lmic-reports/master/AFG/projections.csv
https://raw.githubusercontent.com/mrc-ide/global-lmic-reports/master/AFG/projections.csv
https://raw.githubusercontent.com/mrc-ide/global-lmic-reports/master/AFG/projections.csv
https://raw.githubusercontent.com/mrc-ide/global-lmic-reports/master/AFG/projections.csv
https://raw.githubusercontent.com/mrc-ide/global-lmic-reports/master/AFG/projections.csv
https://raw.githubusercontent.com/mrc-ide/global-lmic-reports/master/AFG/projections.csv
https://raw.githubusercontent.com/mrc-ide/global-lmic-reports/master/AFG/projections.csv
https://raw.githubusercontent.com/mrc-ide/global-lmic-reports/master/AFG/projections.csv
https://raw.githubusercontent.com/mrc-ide/global-lmic-reports/master/AFG/projections.csv
https://raw.githubusercontent.com/mrc-ide/global-lmic-reports/master/AFG/projections.csv
https://raw.githubusercontent.com/mrc-ide/global-lmic-reports/master/AFG/projections.csv
https://raw.githubusercontent.com/mrc-ide/global-lmic-reports/master/AFG/projections.csv
https://raw.githubusercontent.com/mrc-ide/global-lmic-reports/master/AFG/projections.csv
https://raw.githubusercontent.com/mrc-ide/global-lmic-reports/master/AFG/projections.csv
https://raw.githubusercontent.com/mrc-ide/global-lmic-reports/master/AFG/projections.csv
https://raw.githubusercontent.com/mrc-ide/global-lmic-reports/master/AFG/projections.csv
https://raw.githubusercontent.com/mrc-ide/global-lmic-reports/master/AFG/projections.csv
https://raw.githubusercontent.com/mrc-ide/global-lmic-reports/master/AFG/projections.csv
https://raw.githubusercontent.com/mrc-ide/global-lmic-reports/master/AFG/projections.csv
https://raw.githubusercontent.com/mrc-ide/global-lmic-reports/master/AFG/projections.csv
https://raw.githubusercontent.com/mrc-ide/global-lmic-reports/master/AFG/projections.csv
https://raw.githubusercontent.com/mrc-ide/global-lmic-reports/master/AFG/projections.csv
https://raw.githubusercontent.com/mrc-ide/global-lmic-reports/master/AFG/projections.csv
https://raw.githubusercontent.com/mrc-ide/global-lmic-reports/master/AFG/projections.csv
https://raw.githubusercontent.com/mrc-ide/global-lmic-reports/master/AFG/projections.csv
https://raw.githubusercontent.com/mrc-ide/global-lmic-reports/master/AFG/projections.csv
https://raw.githubusercontent.com/mrc-ide/global-lmic-reports/master/AFG/projections.csv
https://raw.githubusercontent.com/mrc-ide/global-lmic-reports/master/AFG/projections.csv
https://raw.githubusercontent.com/mrc-ide/global-lmic-reports/master/AFG/projections.csv
https://raw.githubusercontent.com/mrc-ide/global-lmic-reports/master/AFG/projections.csv
https://raw.githubusercontent.com/mrc-ide/global-lmic-reports/master/AFG/projections.csv
https://raw.githubusercontent.com/mrc-ide/global-lmic-reports/master/AFG/projections.csv
https://raw.githubusercontent.com/mrc-ide/global-lmic-reports/master/AFG/projections.csv
https://raw.githubusercontent.com/mrc-ide/global-lmic-reports/master/AFG/projections.csv
https://raw.githubusercontent.com/mrc-ide/global-lmic-reports/master/AFG/projections.csv
https://raw.githubusercontent.com/mrc-ide/global-lmic-reports/master/AFG/projections.csv
https://raw.githubusercontent.com/mrc-ide/global-lmic-reports/master/AFG/projections.csv
https://raw.githubusercontent.com/mrc-ide/global-lmic-reports/master/AFG/projections.csv
https://raw.githubusercontent.com/mrc-ide/global-lmic-reports/master/AFG/projections.csv
https://raw.githubusercontent.com/mrc-ide/global-lmic-reports/master/AFG/projections.csv
https://raw.githubusercontent.com/mrc-ide/global-lmic-reports/master/AFG/projections.csv
https://raw.githubusercontent.com/mrc-ide/global-lmic-reports/master/AFG/projections.csv
https://raw.githubusercontent.com/mrc-ide/global-lmic-reports/master/AFG/projections.csv
https://raw.githubusercontent.com/mrc-ide/global-lmic-reports/master/AFG/projections.csv
https://raw.githubusercontent.com/mrc-ide/global-lmic-reports/master/AFG/projections.csv
https://raw.githubusercontent.com/mrc-ide/global-lmic-reports/master/AFG/projections.csv
https://raw.githubusercontent.com/mrc-ide/global-lmic-reports/master/AFG/projections.csv
https://raw.githubusercontent.com/mrc-ide/global-lmic-reports/master/AFG/projections.csv
https://raw.githubusercontent.com/mrc-ide/global-lmic-reports/master/AFG/projections.csv
https://raw.githubusercontent.com/mrc-ide/global-lmic-reports/master/AFG/projections.csv
https://raw.githubusercontent.com/mrc-ide/global-lmic-reports/master/AFG/projections.csv
https://raw.githubusercontent.com/mrc-ide/global-lmic-reports/master/AFG/projections.csv
https://raw.githubusercontent.com/mrc-ide/global-lmic-reports/master/AFG/projections.csv
https://raw.githubusercontent.com/mrc-ide/global-lmic-reports/master/AFG/projections.csv
https://raw.githubusercontent.com/mrc-ide/global-lmic-reports/master/AFG/projections.csv
https://raw.githubusercontent.com/mrc-ide/global-lmic-reports/master/AFG/projections.csv
https://raw.githubusercontent.com/mrc-ide/global-lmic-reports/master/AFG/projections.csv
https://raw.githubusercontent.com/mrc-ide/global-lmic-reports/master/AFG/projections.csv
https://raw.githubusercontent.com/mrc-ide/global-lmic-reports/master/AFG/projections.csv
https://raw.githubusercontent.com/mrc-ide/global-lmic-reports/master/AFG/projections.csv
https://raw.githubusercontent.com/mrc-ide/global-lmic-reports/master/AFG/projections.csv
https://raw.githubusercontent.com/mrc-ide/global-lmic-reports/master/AFG/projections.csv
https://raw.githubusercontent.com/mrc-ide/global-lmic-reports/master/AFG/projections.csv
https://raw.githubusercontent.com/mrc-ide/global-lmic-reports/master/AFG/projections.csv
https://raw.githubusercontent.com/mrc-ide/global-lmic-reports/master/AFG/projections.csv
https://raw.githubusercontent.com/mrc-ide/global-lmic-reports/master/AFG/projections.csv
https://raw.githubusercontent.com/mrc-ide/global-lmic-reports/master/AFG/projections.csv
https://raw.githubusercontent.com/mrc-ide/global-lmic-reports/master/AFG/projections.csv
https://raw.githubusercontent.com/mrc-ide/global-lmic-reports/master/AFG/projections.csv
https://raw.githubusercontent.com/mrc-ide/global-lmic-reports/master/AFG/projections.csv
https://raw.githubusercontent.com/mrc-ide/global-lmic-reports/master/AFG/projections.csv
https://raw.githubusercontent.com/mrc-ide/global-lmic-reports/master/AFG/projections.csv
https://raw.githubusercontent.com/mrc-ide/global-lmic-reports/master/AFG/projections.csv
https://raw.githubusercontent.com/mrc-ide/global-lmic-reports/master/AFG/projections.csv
https://raw.githubusercontent.com/mrc-ide/global-lmic-reports/master/AFG/projections.csv
https://raw.githubusercontent.com/mrc-ide/global-lmic-reports/master/AFG/projections.csv
https://raw.githubusercontent.com/mrc-ide/global-lmic-reports/master/AFG/projections.csv
https://raw.githubusercontent.com/mrc-ide/global-lmic-reports/master/AFG/projections.csv
https://raw.githubusercontent.com/mrc-ide/global-lmic-reports/master/AFG/projections.csv
https://raw.githubusercontent.com/mrc-ide/global-lmic-reports/master/AFG/projections.csv
https://raw.githubusercontent.com/mrc-ide/global-lmic-reports/master/AFG/projections.csv
https://raw.githubusercontent.com/mrc-ide/global-lmic-reports/master/AFG/projections.csv
https://raw.githubusercontent.com/mrc-ide/global-lmic-reports/master/AFG/projections.csv
https://raw.githubusercontent.com/mrc-ide/global-lmic-reports/master/AFG/projections.csv
https://raw.githubusercontent.com/mrc-ide/global-lmic-reports/master/AFG/projections.csv
https://raw.githubusercontent.com/mrc-ide/global-lmic-reports/master/AFG/projections.csv
https://raw.githubusercontent.com/mrc-ide/global-lmic-reports/master/AFG/projections.csv
https://raw.githubusercontent.com/mrc-ide/global-lmic-reports/master/AFG/projections.csv
https://raw.githubusercontent.com/mrc-ide/global-lmic-reports/master/AFG/projections.csv
https://raw.githubusercontent.com/mrc-ide/global-lmic-reports/master/AFG/projections.csv
https://raw.githubusercontent.com/mrc-ide/global-lmic-reports/master/AFG/projections.csv
https://raw.githubusercontent.com/mrc-ide/global-lmic-reports/master/AFG/projections.csv
https://raw.githubusercontent.com/mrc-ide/global-lmic-reports/master/AFG/projections.csv
https://raw.githubusercontent.com/mrc-ide/global-lmic-reports/master/AFG/projections.csv
https://raw.githubusercontent.com/mrc-ide/global-lmic-reports/master/AFG/projections.csv
https://raw.githubusercontent.com/mrc-ide/global-lmic-reports/master/AFG/projections.csv
https://raw.githubusercontent.com/mrc-ide/global-lmic-reports/master/AFG/projections.csv
https://raw.githubusercontent.com/mrc-ide/global-lmic-reports/master/AFG/projections.csv
https://raw.githubusercontent.com/mrc-ide/global-lmic-reports/master/AFG/projections.csv
https://raw.githubusercontent.com/mrc-ide/global-lmic-reports/master/AFG/projections.csv
https://raw.githubusercontent.com/mrc-ide/global-lmic-reports/master/AFG/projections.csv
https://raw.githubusercontent.com/mrc-ide/global-lmic-reports/master/AFG/projections.csv
https://raw.githubusercontent.com/mrc-ide/global-lmic-reports/master/AFG/projections.csv
https://raw.githubusercontent.com/mrc-ide/global-lmic-reports/master/AFG/projections.csv
https://raw.githubusercontent.com/mrc-ide/global-lmic-reports/master/AFG/projections.csv
https://raw.githubusercontent.com/mrc-ide/global-lmic-reports/master/AFG/projections.csv
https://raw.githubusercontent.com/mrc-ide/global-lmic-reports/master/AFG/projections.csv
https://raw.githubusercontent.com/mrc-ide/global-lmic-reports/master/AFG/projections.csv
https://raw.githubusercontent.com/mrc-ide/global-lmic-reports/master/AFG/projections.csv
https://raw.githubusercontent.com/mrc-ide/global-lmic-reports/master/AFG/projections.csv
https://raw.githubusercontent.com/mrc-ide/global-lmic-reports/master/AFG/projections.csv
https://raw.githubusercontent.com/mrc-ide/global-lmic-reports/master/AFG/projections.csv
https://raw.githubusercontent.com/mrc-ide/global-lmic-reports/master/AFG/projections.csv
https://raw.githubusercontent.com/mrc-ide/global-lmic-reports/master/AFG/projections.csv
https://raw.githubusercontent.com/mrc-ide/global-lmic-reports/master/AFG/projections.csv
https://raw.githubusercontent.com/mrc-ide/global-lmic-reports/master/AFG/projections.csv
https://raw.githubusercontent.com/mrc-ide/global-lmic-reports/master/AFG/projections.csv
https://raw.githubusercontent.com/mrc-ide/global-lmic-reports/master/AFG/projections.csv
https://raw.githubusercontent.com/mrc-ide/global-lmic-reports/master/AFG/projections.csv
https://raw.githubusercontent.com/mrc-ide/global-lmic-reports/master/AFG/projections.csv
https://raw.githubusercontent.com/mrc-ide/global-lmic-reports/master/AFG/projections.csv
https://raw.githubusercontent.com/mrc-ide/global-lmic-reports/master/AFG/projections.csv
https://raw.githubusercontent.com/mrc-ide/global-lmic-reports/master/AFG/projections.csv
https://raw.githubusercontent.com/mrc-ide/global-lmic-reports/master/AFG/projections.csv
https://raw.githubusercontent.com/mrc-ide/global-lmic-reports/master/AFG/projections.csv
https://raw.githubusercontent.com/mrc-ide/global-lmic-reports/master/AFG/projections.csv
https://raw.githubusercontent.com/mrc-ide/global-lmic-reports/master/AFG/projections.csv
https://raw.githubusercontent.com/mrc-ide/global-lmic-reports/master/AFG/projections.csv
https://raw.githubusercontent.com/mrc-ide/global-lmic-reports/master/AFG/projections.csv
https://raw.githubusercontent.com/mrc-ide/global-lmic-reports/master/AFG/projections.csv
https://raw.githubusercontent.com/mrc-ide/global-lmic-reports/master/AFG/projections.csv
https://raw.githubusercontent.com/mrc-ide/global-lmic-reports/master/AFG/projections.csv
https://raw.githubusercontent.com/mrc-ide/global-lmic-reports/master/AFG/projections.csv
https://raw.githubusercontent.com/mrc-ide/global-lmic-reports/master/AFG/projections.csv
https://raw.githubusercontent.com/mrc-ide/global-lmic-reports/master/AFG/projections.csv
https://raw.githubusercontent.com/mrc-ide/global-lmic-reports/master/AFG/projections.csv
https://raw.githubusercontent.com/mrc-ide/global-lmic-reports/master/AFG/projections.csv
https://raw.githubusercontent.com/mrc-ide/global-lmic-reports/master/AFG/projections.csv
https://raw.githubusercontent.com/mrc-ide/global-lmic-reports/master/AFG/projections.csv
https://raw.githubusercontent.com/mrc-ide/global-lmic-reports/master/AFG/projections.csv
https://raw.githubusercontent.com/mrc-ide/global-lmic-reports/master/AFG/projections.csv
https://raw.githubusercontent.com/mrc-ide/global-lmic-reports/master/AFG/projections.csv
https://raw.githubusercontent.com/mrc-ide/global-lmic-reports/master/AFG/projections.csv
https://raw.githubusercontent.com/mrc-ide/global-lmic-reports/master/AFG/projections.csv
https://raw.githubusercontent.com/mrc-ide/global-lmic-reports/master/AFG/projections.csv
https://raw.githubusercontent.com/mrc-ide/global-lmic-reports/master/AFG/projections.csv
https://raw.githubusercontent.com/mrc-ide/global-lmic-reports/master/AFG/projections.csv
https://raw.githubusercontent.com/mrc-ide/global-lmic-reports/master/AFG/projections.csv
https://raw.githubusercontent.com/mrc-ide/global-lmic-reports/master/AFG/projections.csv
https://raw.githubusercontent.com/mrc-ide/global-lmic-reports/master/AFG/projections.csv
https://raw.githubusercontent.com/mrc-ide/global-lmic-reports/master/AFG/projections.csv
https://raw.githubusercontent.com/mrc-ide/global-lmic-reports/master/AFG/projections.csv
https://raw.githubusercontent.com/mrc-ide/global-lmic-reports/master/AFG/projections.csv
https://raw.githubusercontent.com/mrc-ide/global-lmic-reports/master/AFG/projections.csv
https://raw.githubusercontent.com/mrc-ide/global-lmic-reports/master/AFG/projections.csv
https://raw.githubusercontent.com/mrc-ide/global-lmic-reports/master/AFG/projections.csv
https://raw.githubusercontent.com/mrc-ide/global-lmic-reports/master/AFG/projections.csv
https://raw.githubusercontent.com/mrc-ide/global-lmic-reports/master/AFG/projections.csv
https://raw.githubusercontent.com/mrc-ide/global-lmic-reports/master/AFG/projections.csv
https://raw.githubusercontent.com/mrc-ide/global-lmic-reports/master/AFG/projections.csv
https://raw.githubusercontent.com/mrc-ide/global-lmic-reports/master/AFG/projections.csv
https://raw.githubusercontent.com/mrc-ide/global-lmic-reports/master/AFG/projections.csv
https://raw.githubusercontent.com/mrc-ide/global-lmic-reports/master/AFG/projections.csv
https://raw.githubusercontent.com/mrc-ide/global-lmic-reports/master/AFG/projections.csv
https://raw.githubusercontent.com/mrc-ide/global-lmic-reports/master/AFG/projections.csv
https://raw.githubusercontent.com/mrc-ide/global-lmic-reports/master/AFG/projections.csv
https://raw.githubusercontent.com/mrc-ide/global-lmic-reports/master/AFG/projections.csv
https://raw.githubusercontent.com/mrc-ide/global-lmic-reports/master/AFG/projections.csv
https://raw.githubusercontent.com/mrc-ide/global-lmic-reports/master/AFG/projections.csv
https://raw.githubusercontent.com/mrc-ide/global-lmic-reports/master/AFG/projections.csv
https://raw.githubusercontent.com/mrc-ide/global-lmic-reports/master/AFG/projections.csv
https://raw.githubusercontent.com/mrc-ide/global-lmic-reports/master/AFG/projections.csv
https://raw.githubusercontent.com/mrc-ide/global-lmic-reports/master/AFG/projections.csv
https://raw.githubusercontent.com/mrc-ide/global-lmic-reports/master/AFG/projections.csv
https://raw.githubusercontent.com/mrc-ide/global-lmic-reports/master/AFG/projections.csv
https://raw.githubusercontent.com/mrc-ide/global-lmic-reports/master/AFG/projections.csv
https://raw.githubusercontent.com/mrc-ide/global-lmic-reports/master/AFG/projections.csv
https://raw.githubusercontent.com/mrc-ide/global-lmic-reports/master/AFG/projections.csv
https://raw.githubusercontent.com/mrc-ide/global-lmic-reports/master/AFG/projections.csv
https://raw.githubusercontent.com/mrc-ide/global-lmic-reports/master/AFG/projections.csv
https://raw.githubusercontent.com/mrc-ide/global-lmic-reports/master/AFG/projections.csv
https://raw.githubusercontent.com/mrc-ide/global-lmic-reports/master/AFG/projections.csv
https://raw.githubusercontent.com/mrc-ide/global-lmic-reports/master/AFG/projections.csv
https://raw.githubusercontent.com/mrc-ide/global-lmic-reports/master/AFG/projections.csv
https://raw.githubusercontent.com/mrc-ide/global-lmic-reports/master/AFG/projections.csv
https://raw.githubusercontent.com/mrc-ide/global-lmic-reports/master/AFG/projections.csv
https://raw.githubusercontent.com/mrc-ide/global-lmic-reports/master/AFG/projections.csv
https://raw.githubusercontent.com/mrc-ide/global-lmic-reports/master/AFG/projections.csv
https://raw.githubusercontent.com/mrc-ide/global-lmic-reports/master/AFG/projections.csv
https://raw.githubusercontent.com/mrc-ide/global-lmic-reports/master/AFG/projections.csv
https://raw.githubusercontent.com/mrc-ide/global-lmic-reports/master/AFG/projections.csv
https://raw.githubusercontent.com/mrc-ide/global-lmic-reports/master/AFG/projections.csv
https://raw.githubusercontent.com/mrc-ide/global-lmic-reports/master/AFG/projections.csv
https://raw.githubusercontent.com/mrc-ide/global-lmic-reports/master/AFG/projections.csv
https://raw.githubusercontent.com/mrc-ide/global-lmic-reports/master/AFG/projections.csv
https://raw.githubusercontent.com/mrc-ide/global-lmic-reports/master/AFG/projections.csv
https://raw.githubusercontent.com/mrc-ide/global-lmic-reports/master/AFG/projections.csv
https://raw.githubusercontent.com/mrc-ide/global-lmic-reports/master/AFG/projections.csv
https://raw.githubusercontent.com/mrc-ide/global-lmic-reports/master/AFG/projections.csv
https://raw.githubusercontent.com/mrc-ide/global-lmic-reports/master/AFG/projections.csv
https://raw.githubusercontent.com/mrc-ide/global-lmic-reports/master/AFG/projections.csv
https://raw.githubusercontent.com/mrc-ide/global-lmic-reports/master/AFG/projections.csv
https://raw.githubusercontent.com/mrc-ide/global-lmic-reports/master/AFG/projections.csv
https://raw.githubusercontent.com/mrc-ide/global-lmic-reports/master/AFG/projections.csv
https://raw.githubusercontent.com/mrc-ide/global-lmic-reports/master/AFG/projections.csv
https://raw.githubusercontent.com/mrc-ide/global-lmic-reports/master/AFG/projections.csv
https://raw.githubusercontent.com/mrc-ide/global-lmic-reports/master/AFG/projections.csv
https://raw.githubusercontent.com/mrc-ide/global-lmic-reports/master/AFG/projections.csv
https://raw.githubusercontent.com/mrc-ide/global-lmic-reports/master/AFG/projections.csv
https://raw.githubusercontent.com/mrc-ide/global-lmic-reports/master/AFG/projections.csv
https://raw.githubusercontent.com/mrc-ide/global-lmic-reports/master/AFG/projections.csv
https://raw.githubusercontent.com/mrc-ide/global-lmic-reports/master/AFG/projections.csv
https://raw.githubusercontent.com/mrc-ide/global-lmic-reports/master/AFG/projections.csv
https://raw.githubusercontent.com/mrc-ide/global-lmic-reports/master/AFG/projections.csv
https://raw.githubusercontent.com/mrc-ide/global-lmic-reports/master/AFG/projections.csv
https://raw.githubusercontent.com/mrc-ide/global-lmic-reports/master/AFG/projections.csv
https://raw.githubusercontent.com/mrc-ide/global-lmic-reports/master/AFG/projections.csv
https://raw.githubusercontent.com/mrc-ide/global-lmic-reports/master/AFG/projections.csv
https://raw.githubusercontent.com/mrc-ide/global-lmic-reports/master/AFG/projections.csv
https://raw.githubusercontent.com/mrc-ide/global-lmic-reports/master/AFG/projections.csv
https://raw.githubusercontent.com/mrc-ide/global-lmic-reports/master/AFG/projections.csv
https://raw.githubusercontent.com/mrc-ide/global-lmic-reports/master/AFG/projections.csv
https://raw.githubusercontent.com/mrc-ide/global-lmic-reports/master/AFG/projections.csv
https://raw.githubusercontent.com/mrc-ide/global-lmic-reports/master/AFG/projections.csv
https://raw.githubusercontent.com/mrc-ide/global-lmic-reports/master/AFG/projections.csv
https://raw.githubusercontent.com/mrc-ide/global-lmic-reports/master/AFG/projections.csv
https://raw.githubusercontent.com/mrc-ide/global-lmic-reports/master/AFG/projections.csv
https://raw.githubusercontent.com/mrc-ide/global-lmic-reports/master/AFG/projections.csv
https://raw.githubusercontent.com/mrc-ide/global-lmic-reports/master/AFG/projections.csv
https://raw.githubusercontent.com/mrc-ide/global-lmic-reports/master/AFG/projections.csv
https://raw.githubusercontent.com/mrc-ide/global-lmic-reports/master/AFG/projections.csv
https://raw.githubusercontent.com/mrc-ide/global-lmic-reports/master/AFG/projections.csv
https://raw.githubusercontent.com/mrc-ide/global-lmic-reports/master/AFG/projections.csv
https://raw.githubusercontent.com/mrc-ide/global-lmic-reports/master/AFG/projections.csv
https://raw.githubusercontent.com/mrc-ide/global-lmic-reports/master/AFG/projections.csv
https://raw.githubusercontent.com/mrc-ide/global-lmic-reports/master/AFG/projections.csv
https://raw.githubusercontent.com/mrc-ide/global-lmic-reports/master/AFG/projections.csv
https://raw.githubusercontent.com/mrc-ide/global-lmic-reports/master/AFG/projections.csv
https://raw.githubusercontent.com/mrc-ide/global-lmic-reports/master/AFG/projections.csv
https://raw.githubusercontent.com/mrc-ide/global-lmic-reports/master/AFG/projections.csv
https://raw.githubusercontent.com/mrc-ide/global-lmic-reports/master/AFG/projections.csv
https://raw.githubusercontent.com/mrc-ide/global-lmic-reports/master/AFG/projections.csv
https://raw.githubusercontent.com/mrc-ide/global-lmic-reports/master/AFG/projections.csv
https://raw.githubusercontent.com/mrc-ide/global-lmic-reports/master/AFG/projections.csv
https://raw.githubusercontent.com/mrc-ide/global-lmic-reports/master/AFG/projections.csv
https://raw.githubusercontent.com/mrc-ide/global-lmic-reports/master/AFG/projections.csv
https://raw.githubusercontent.com/mrc-ide/global-lmic-reports/master/AFG/projections.csv
https://raw.githubusercontent.com/mrc-ide/global-lmic-reports/master/AFG/projections.csv
https://raw.githubusercontent.com/mrc-ide/global-lmic-reports/master/AFG/projections.csv
https://raw.githubusercontent.com/mrc-ide/global-lmic-reports/master/AFG/projections.csv
https://raw.githubusercontent.com/mrc-ide/global-lmic-reports/master/AFG/projections.csv
https://raw.githubusercontent.com/mrc-ide/global-lmic-reports/master/AFG/projections.csv
https://raw.githubusercontent.com/mrc-ide/global-lmic-reports/master/AFG/projections.csv
https://raw.githubusercontent.com/mrc-ide/global-lmic-reports/master/AFG/projections.csv
https://raw.githubusercontent.com/mrc-ide/global-lmic-reports/master/AFG/projections.csv
https://raw.githubusercontent.com/mrc-ide/global-lmic-reports/master/AFG/projections.csv
https://raw.githubusercontent.com/mrc-ide/global-lmic-reports/master/AFG/projections.csv
https://raw.githubusercontent.com/mrc-ide/global-lmic-reports/master/AFG/projections.csv
https://raw.githubusercontent.com/mrc-ide/global-lmic-reports/master/AFG/projections.csv
https://raw.githubusercontent.com/mrc-ide/global-lmic-reports/master/AFG/projections.csv
https://raw.githubusercontent.com/mrc-ide/global-lmic-reports/master/AFG/projections.csv
https://raw.githubusercontent.com/mrc-ide/global-lmic-reports/master/AFG/projections.csv
https://raw.githubusercontent.com/mrc-ide/global-lmic-reports/master/AFG/projections.csv
https://raw.githubusercontent.com/mrc-ide/global-lmic-reports/master/AFG/projections.csv
https://raw.githubusercontent.com/mrc-ide/global-lmic-reports/master/AFG/projections.csv
https://raw.githubusercontent.com/mrc-ide/global-lmic-reports/master/AFG/projections.csv
https://raw.githubusercontent.com/mrc-ide/global-lmic-reports/master/AFG/projections.csv
https://raw.githubusercontent.com/mrc-ide/global-lmic-reports/master/AFG/projections.csv
https://raw.githubusercontent.com/mrc-ide/global-lmic-reports/master/AFG/projections.csv
https://raw.githubusercontent.com/mrc-ide/global-lmic-reports/master/AFG/projections.csv
https://raw.githubusercontent.com/mrc-ide/global-lmic-reports/master/AFG/projections.csv
https://raw.githubusercontent.com/mrc-ide/global-lmic-reports/master/AFG/projections.csv
https://raw.githubusercontent.com/mrc-ide/global-lmic-reports/master/AFG/projections.csv
https://raw.githubusercontent.com/mrc-ide/global-lmic-reports/master/AFG/projections.csv
https://raw.githubusercontent.com/mrc-ide/global-lmic-reports/master/AFG/projections.csv
https://raw.githubusercontent.com/mrc-ide/global-lmic-reports/master/AFG/projections.csv
https://raw.githubusercontent.com/mrc-ide/global-lmic-reports/master/AFG/projections.csv
https://raw.githubusercontent.com/mrc-ide/global-lmic-reports/master/AFG/projections.csv
https://raw.githubusercontent.com/mrc-ide/global-lmic-reports/master/AFG/projections.csv
https://raw.githubusercontent.com/mrc-ide/global-lmic-reports/master/AFG/projections.csv
https://raw.githubusercontent.com/mrc-ide/global-lmic-reports/master/AFG/projections.csv
https://raw.githubusercontent.com/mrc-ide/global-lmic-reports/master/AFG/projections.csv
https://raw.githubusercontent.com/mrc-ide/global-lmic-reports/master/AFG/projections.csv
https://raw.githubusercontent.com/mrc-ide/global-lmic-reports/master/AFG/projections.csv
https://raw.githubusercontent.com/mrc-ide/global-lmic-reports/master/AFG/projections.csv
https://raw.githubusercontent.com/mrc-ide/global-lmic-reports/master/AFG/projections.csv
https://raw.githubusercontent.com/mrc-ide/global-lmic-reports/master/AFG/projections.csv
https://raw.githubusercontent.com/mrc-ide/global-lmic-reports/master/AFG/projections.csv
https://raw.githubusercontent.com/mrc-ide/global-lmic-reports/master/AFG/projections.csv
https://raw.githubusercontent.com/mrc-ide/global-lmic-reports/master/AFG/projections.csv
https://raw.githubusercontent.com/mrc-ide/global-lmic-reports/master/AFG/projections.csv
https://raw.githubusercontent.com/mrc-ide/global-lmic-reports/master/AFG/projections.csv
https://raw.githubusercontent.com/mrc-ide/global-lmic-reports/master/AFG/projections.csv
https://raw.githubusercontent.com/mrc-ide/global-lmic-reports/master/AFG/projections.csv
https://raw.githubusercontent.com/mrc-ide/global-lmic-reports/master/AFG/projections.csv
https://raw.githubusercontent.com/mrc-ide/global-lmic-reports/master/AFG/projections.csv
https://raw.githubusercontent.com/mrc-ide/global-lmic-reports/master/AFG/projections.csv
https://raw.githubusercontent.com/mrc-ide/global-lmic-reports/master/AFG/projections.csv
https://raw.githubusercontent.com/mrc-ide/global-lmic-reports/master/AFG/projections.csv
https://raw.githubusercontent.com/mrc-ide/global-lmic-reports/master/AFG/projections.csv
https://raw.githubusercontent.com/mrc-ide/global-lmic-reports/master/AFG/projections.csv
https://raw.githubusercontent.com/mrc-ide/global-lmic-reports/master/AFG/projections.csv
https://raw.githubusercontent.com/mrc-ide/global-lmic-reports/master/AFG/projections.csv
https://raw.githubusercontent.com/mrc-ide/global-lmic-reports/master/AFG/projections.csv
https://raw.githubusercontent.com/mrc-ide/global-lmic-reports/master/AFG/projections.csv
https://raw.githubusercontent.com/mrc-ide/global-lmic-reports/master/AFG/projections.csv
https://raw.githubusercontent.com/mrc-ide/global-lmic-reports/master/AFG/projections.csv
https://raw.githubusercontent.com/mrc-ide/global-lmic-reports/master/AFG/projections.csv
https://raw.githubusercontent.com/mrc-ide/global-lmic-reports/master/AFG/projections.csv
https://raw.githubusercontent.com/mrc-ide/global-lmic-reports/master/AFG/projections.csv
https://raw.githubusercontent.com/mrc-ide/global-lmic-reports/master/AFG/projections.csv
https://raw.githubusercontent.com/mrc-ide/global-lmic-reports/master/AFG/projections.csv
https://raw.githubusercontent.com/mrc-ide/global-lmic-reports/master/AFG/projections.csv
https://raw.githubusercontent.com/mrc-ide/global-lmic-reports/master/AFG/projections.csv
https://raw.githubusercontent.com/mrc-ide/global-lmic-reports/master/AFG/projections.csv
https://raw.githubusercontent.com/mrc-ide/global-lmic-reports/master/AFG/projections.csv
https://raw.githubusercontent.com/mrc-ide/global-lmic-reports/master/AFG/projections.csv
https://raw.githubusercontent.com/mrc-ide/global-lmic-reports/master/AFG/projections.csv
https://raw.githubusercontent.com/mrc-ide/global-lmic-reports/master/AFG/projections.csv
https://raw.githubusercontent.com/mrc-ide/global-lmic-reports/master/AFG/projections.csv
https://raw.githubusercontent.com/mrc-ide/global-lmic-reports/master/AFG/projections.csv
https://raw.githubusercontent.com/mrc-ide/global-lmic-reports/master/AFG/projections.csv
https://raw.githubusercontent.com/mrc-ide/global-lmic-reports/master/AFG/projections.csv
https://raw.githubusercontent.com/mrc-ide/global-lmic-reports/master/AFG/projections.csv
https://raw.githubusercontent.com/mrc-ide/global-lmic-reports/master/AFG/projections.csv
https://raw.githubusercontent.com/mrc-ide/global-lmic-reports/master/AFG/projections.csv
https://raw.githubusercontent.com/mrc-ide/global-lmic-reports/master/AFG/projections.csv
https://raw.githubusercontent.com/mrc-ide/global-lmic-reports/master/AFG/projections.csv
https://raw.githubusercontent.com/mrc-ide/global-lmic-reports/master/AFG/projections.csv
https://raw.githubusercontent.com/mrc-ide/global-lmic-reports/master/AFG/projections.csv
https://raw.githubusercontent.com/mrc-ide/global-lmic-reports/master/AFG/projections.csv
https://raw.githubusercontent.com/mrc-ide/global-lmic-reports/master/AFG/projections.csv
https://raw.githubusercontent.com/mrc-ide/global-lmic-reports/master/AFG/projections.csv
https://raw.githubusercontent.com/mrc-ide/global-lmic-reports/master/AFG/projections.csv
https://raw.githubusercontent.com/mrc-ide/global-lmic-reports/master/AFG/projections.csv
https://raw.githubusercontent.com/mrc-ide/global-lmic-reports/master/AFG/projections.csv
https://raw.githubusercontent.com/mrc-ide/global-lmic-reports/master/AFG/projections.csv
https://raw.githubusercontent.com/mrc-ide/global-lmic-reports/master/AFG/projections.csv
https://raw.githubusercontent.com/mrc-ide/global-lmic-reports/master/AFG/projections.csv
https://raw.githubusercontent.com/mrc-ide/global-lmic-reports/master/AFG/projections.csv
https://raw.githubusercontent.com/mrc-ide/global-lmic-reports/master/AFG/projections.csv
https://raw.githubusercontent.com/mrc-ide/global-lmic-reports/master/AFG/projections.csv
https://raw.githubusercontent.com/mrc-ide/global-lmic-reports/master/AFG/projections.csv
https://raw.githubusercontent.com/mrc-ide/global-lmic-reports/master/AFG/projections.csv
https://raw.githubusercontent.com/mrc-ide/global-lmic-reports/master/AFG/projections.csv
https://raw.githubusercontent.com/mrc-ide/global-lmic-reports/master/AFG/projections.csv
https://raw.githubusercontent.com/mrc-ide/global-lmic-reports/master/AFG/projections.csv
https://raw.githubusercontent.com/mrc-ide/global-lmic-reports/master/AFG/projections.csv
https://raw.githubusercontent.com/mrc-ide/global-lmic-reports/master/AFG/projections.csv
https://raw.githubusercontent.com/mrc-ide/global-lmic-reports/master/AFG/projections.csv
https://raw.githubusercontent.com/mrc-ide/global-lmic-reports/master/AFG/projections.csv
https://raw.githubusercontent.com/mrc-ide/global-lmic-reports/master/AFG/projections.csv
https://raw.githubusercontent.com/mrc-ide/global-lmic-reports/master/AFG/projections.csv
https://raw.githubusercontent.com/mrc-ide/global-lmic-reports/master/AFG/projections.csv
https://raw.githubusercontent.com/mrc-ide/global-lmic-reports/master/AFG/projections.csv
https://raw.githubusercontent.com/mrc-ide/global-lmic-reports/master/AFG/projections.csv
https://raw.githubusercontent.com/mrc-ide/global-lmic-reports/master/AFG/projections.csv
https://raw.githubusercontent.com/mrc-ide/global-lmic-reports/master/AFG/projections.csv
https://raw.githubusercontent.com/mrc-ide/global-lmic-reports/master/AFG/projections.csv
https://raw.githubusercontent.com/mrc-ide/global-lmic-reports/master/AFG/projections.csv
https://raw.githubusercontent.com/mrc-ide/global-lmic-reports/master/AFG/projections.csv
https://raw.githubusercontent.com/mrc-ide/global-lmic-reports/master/AFG/projections.csv
https://raw.githubusercontent.com/mrc-ide/global-lmic-reports/master/AFG/projections.csv
https://raw.githubusercontent.com/mrc-ide/global-lmic-reports/master/AFG/projections.csv
https://raw.githubusercontent.com/mrc-ide/global-lmic-reports/master/AFG/projections.csv
https://raw.githubusercontent.com/mrc-ide/global-lmic-reports/master/AFG/projections.csv
https://raw.githubusercontent.com/mrc-ide/global-lmic-reports/master/AFG/projections.csv
https://raw.githubusercontent.com/mrc-ide/global-lmic-reports/master/AFG/projections.csv
https://raw.githubusercontent.com/mrc-ide/global-lmic-reports/master/AFG/projections.csv
https://raw.githubusercontent.com/mrc-ide/global-lmic-reports/master/AFG/projections.csv
https://raw.githubusercontent.com/mrc-ide/global-lmic-reports/master/AFG/projections.csv
https://raw.githubusercontent.com/mrc-ide/global-lmic-reports/master/AFG/projections.csv
https://raw.githubusercontent.com/mrc-ide/global-lmic-reports/master/AFG/projections.csv
https://raw.githubusercontent.com/mrc-ide/global-lmic-reports/master/AFG/projections.csv
https://raw.githubusercontent.com/mrc-ide/global-lmic-reports/master/AFG/projections.csv
https://raw.githubusercontent.com/mrc-ide/global-lmic-reports/master/AFG/projections.csv
https://raw.githubusercontent.com/mrc-ide/global-lmic-reports/master/AFG/projections.csv
https://raw.githubusercontent.com/mrc-ide/global-lmic-reports/master/AFG/projections.csv
https://raw.githubusercontent.com/mrc-ide/global-lmic-reports/master/AFG/projections.csv
https://raw.githubusercontent.com/mrc-ide/global-lmic-reports/master/AFG/projections.csv
https://raw.githubusercontent.com/mrc-ide/global-lmic-reports/master/AFG/projections.csv
https://raw.githubusercontent.com/mrc-ide/global-lmic-reports/master/AFG/projections.csv
https://raw.githubusercontent.com/mrc-ide/global-lmic-reports/master/AFG/projections.csv
https://raw.githubusercontent.com/mrc-ide/global-lmic-reports/master/AFG/projections.csv
https://raw.githubusercontent.com/mrc-ide/global-lmic-reports/master/AFG/projections.csv
https://raw.githubusercontent.com/mrc-ide/global-lmic-reports/master/AFG/projections.csv
https://raw.githubusercontent.com/mrc-ide/global-lmic-reports/master/AFG/projections.csv
https://raw.githubusercontent.com/mrc-ide/global-lmic-reports/master/AFG/projections.csv
https://raw.githubusercontent.com/mrc-ide/global-lmic-reports/master/AFG/projections.csv
https://raw.githubusercontent.com/mrc-ide/global-lmic-reports/master/AFG/projections.csv
https://raw.githubusercontent.com/mrc-ide/global-lmic-reports/master/AFG/projections.csv
https://raw.githubusercontent.com/mrc-ide/global-lmic-reports/master/AFG/projections.csv
https://raw.githubusercontent.com/mrc-ide/global-lmic-reports/master/AFG/projections.csv
https://raw.githubusercontent.com/mrc-ide/global-lmic-reports/master/AFG/projections.csv
https://raw.githubusercontent.com/mrc-ide/global-lmic-reports/master/AFG/projections.csv
https://raw.githubusercontent.com/mrc-ide/global-lmic-reports/master/AFG/projections.csv
https://raw.githubusercontent.com/mrc-ide/global-lmic-reports/master/AFG/projections.csv
https://raw.githubusercontent.com/mrc-ide/global-lmic-reports/master/AFG/projections.csv
https://raw.githubusercontent.com/mrc-ide/global-lmic-reports/master/AFG/projections.csv
https://raw.githubusercontent.com/mrc-ide/global-lmic-reports/master/AFG/projections.csv
https://raw.githubusercontent.com/mrc-ide/global-lmic-reports/master/AFG/projections.csv
https://raw.githubusercontent.com/mrc-ide/global-lmic-reports/master/AFG/projections.csv
https://raw.githubusercontent.com/mrc-ide/global-lmic-reports/master/AFG/projections.csv
https://raw.githubusercontent.com/mrc-ide/global-lmic-reports/master/AFG/projections.csv
https://raw.githubusercontent.com/mrc-ide/global-lmic-reports/master/AFG/projections.csv
https://raw.githubusercontent.com/mrc-ide/global-lmic-reports/master/AFG/projections.csv
https://raw.githubusercontent.com/mrc-ide/global-lmic-reports/master/AFG/projections.csv
https://raw.githubusercontent.com/mrc-ide/global-lmic-reports/master/AFG/projections.csv
https://raw.githubusercontent.com/mrc-ide/global-lmic-reports/master/AFG/projections.csv
https://raw.githubusercontent.com/mrc-ide/global-lmic-reports/master/AFG/projections.csv
https://raw.githubusercontent.com/mrc-ide/global-lmic-reports/master/AFG/projections.csv
https://raw.githubusercontent.com/mrc-ide/global-lmic-reports/master/AFG/projections.csv
https://raw.githubusercontent.com/mrc-ide/global-lmic-reports/master/AFG/projections.csv
https://raw.githubusercontent.com/mrc-ide/global-lmic-reports/master/AFG/projections.csv
https://raw.githubusercontent.com/mrc-ide/global-lmic-reports/master/AFG/projections.csv
https://raw.githubusercontent.com/mrc-ide/global-lmic-reports/master/AFG/projections.csv
https://raw.githubusercontent.com/mrc-ide/global-lmic-reports/master/AFG/projections.csv
https://raw.githubusercontent.com/mrc-ide/global-lmic-reports/master/AFG/projections.csv
https://raw.githubusercontent.com/mrc-ide/global-lmic-reports/master/AFG/projections.csv
https://raw.githubusercontent.com/mrc-ide/global-lmic-reports/master/AFG/projections.csv
https://raw.githubusercontent.com/mrc-ide/global-lmic-reports/master/AFG/projections.csv
https://raw.githubusercontent.com/mrc-ide/global-lmic-reports/master/AFG/projections.csv
https://raw.githubusercontent.com/mrc-ide/global-lmic-reports/master/AFG/projections.csv
https://raw.githubusercontent.com/mrc-ide/global-lmic-reports/master/AFG/projections.csv
https://raw.githubusercontent.com/mrc-ide/global-lmic-reports/master/AFG/projections.csv
https://raw.githubusercontent.com/mrc-ide/global-lmic-reports/master/AFG/projections.csv
https://raw.githubusercontent.com/mrc-ide/global-lmic-reports/master/AFG/projections.csv
https://raw.githubusercontent.com/mrc-ide/global-lmic-reports/master/AFG/projections.csv
https://raw.githubusercontent.com/mrc-ide/global-lmic-reports/master/AFG/projections.csv
https://raw.githubusercontent.com/mrc-ide/global-lmic-reports/master/AFG/projections.csv
https://raw.githubusercontent.com/mrc-ide/global-lmic-reports/master/AFG/projections.csv
https://raw.githubusercontent.com/mrc-ide/global-lmic-reports/master/AFG/projections.csv
https://raw.githubusercontent.com/mrc-ide/global-lmic-reports/master/AFG/projections.csv
https://raw.githubusercontent.com/mrc-ide/global-lmic-reports/master/AFG/projections.csv
https://raw.githubusercontent.com/mrc-ide/global-lmic-reports/master/AFG/projections.csv
https://raw.githubusercontent.com/mrc-ide/global-lmic-reports/master/AFG/projections.csv
https://raw.githubusercontent.com/mrc-ide/global-lmic-reports/master/AFG/projections.csv
https://raw.githubusercontent.com/mrc-ide/global-lmic-reports/master/AFG/projections.csv
https://raw.githubusercontent.com/mrc-ide/global-lmic-reports/master/AFG/projections.csv
https://raw.githubusercontent.com/mrc-ide/global-lmic-reports/master/AFG/projections.csv
https://raw.githubusercontent.com/mrc-ide/global-lmic-reports/master/AFG/projections.csv
https://raw.githubusercontent.com/mrc-ide/global-lmic-reports/master/AFG/projections.csv
https://raw.githubusercontent.com/mrc-ide/global-lmic-reports/master/AFG/projections.csv
https://raw.githubusercontent.com/mrc-ide/global-lmic-reports/master/AFG/projections.csv
https://raw.githubusercontent.com/mrc-ide/global-lmic-reports/master/AFG/projections.csv
https://raw.githubusercontent.com/mrc-ide/global-lmic-reports/master/AFG/projections.csv
https://raw.githubusercontent.com/mrc-ide/global-lmic-reports/master/AFG/projections.csv
https://raw.githubusercontent.com/mrc-ide/global-lmic-reports/master/AFG/projections.csv
https://raw.githubusercontent.com/mrc-ide/global-lmic-reports/master/AFG/projections.csv
https://raw.githubusercontent.com/mrc-ide/global-lmic-reports/master/AFG/projections.csv
https://raw.githubusercontent.com/mrc-ide/global-lmic-reports/master/AFG/projections.csv
https://raw.githubusercontent.com/mrc-ide/global-lmic-reports/master/AFG/projections.csv
https://raw.githubusercontent.com/mrc-ide/global-lmic-reports/master/AFG/projections.csv
https://raw.githubusercontent.com/mrc-ide/global-lmic-reports/master/AFG/projections.csv
https://raw.githubusercontent.com/mrc-ide/global-lmic-reports/master/AFG/projections.csv
https://raw.githubusercontent.com/mrc-ide/global-lmic-reports/master/AFG/projections.csv
https://raw.githubusercontent.com/mrc-ide/global-lmic-reports/master/AFG/projections.csv
https://raw.githubusercontent.com/mrc-ide/global-lmic-reports/master/AFG/projections.csv
https://raw.githubusercontent.com/mrc-ide/global-lmic-reports/master/AFG/projections.csv
https://raw.githubusercontent.com/mrc-ide/global-lmic-reports/master/AFG/projections.csv
https://raw.githubusercontent.com/mrc-ide/global-lmic-reports/master/AFG/projections.csv
https://raw.githubusercontent.com/mrc-ide/global-lmic-reports/master/AFG/projections.csv
https://raw.githubusercontent.com/mrc-ide/global-lmic-reports/master/AFG/projections.csv
https://raw.githubusercontent.com/mrc-ide/global-lmic-reports/master/AFG/projections.csv
https://raw.githubusercontent.com/mrc-ide/global-lmic-reports/master/AFG/projections.csv
https://raw.githubusercontent.com/mrc-ide/global-lmic-reports/master/AFG/projections.csv
https://raw.githubusercontent.com/mrc-ide/global-lmic-reports/master/AFG/projections.csv
https://raw.githubusercontent.com/mrc-ide/global-lmic-reports/master/AFG/projections.csv
https://raw.githubusercontent.com/mrc-ide/global-lmic-reports/master/AFG/projections.csv
https://raw.githubusercontent.com/mrc-ide/global-lmic-reports/master/AFG/projections.csv
https://raw.githubusercontent.com/mrc-ide/global-lmic-reports/master/AFG/projections.csv
https://raw.githubusercontent.com/mrc-ide/global-lmic-reports/master/AFG/projections.csv
https://raw.githubusercontent.com/mrc-ide/global-lmic-reports/master/AFG/projections.csv
https://raw.githubusercontent.com/mrc-ide/global-lmic-reports/master/AFG/projections.csv
https://raw.githubusercontent.com/mrc-ide/global-lmic-reports/master/AFG/projections.csv
https://raw.githubusercontent.com/mrc-ide/global-lmic-reports/master/AFG/projections.csv
https://raw.githubusercontent.com/mrc-ide/global-lmic-reports/master/AFG/projections.csv
https://raw.githubusercontent.com/mrc-ide/global-lmic-reports/master/AFG/projections.csv
https://raw.githubusercontent.com/mrc-ide/global-lmic-reports/master/AFG/projections.csv
https://raw.githubusercontent.com/mrc-ide/global-lmic-reports/master/AFG/projections.csv
https://raw.githubusercontent.com/mrc-ide/global-lmic-reports/master/AFG/projections.csv
https://raw.githubusercontent.com/mrc-ide/global-lmic-reports/master/AFG/projections.csv
https://raw.githubusercontent.com/mrc-ide/global-lmic-reports/master/AFG/projections.csv

## HCW, Staff, Beds Summary
HCW, Staff and Beds Summary
Description: Consolidates all HCW, labs and bed estimates for 2020
OUT = not a country
Country Information |  |  |  |  | OUTPUT for ESFT
Country Name | Country Code | WHO Region | Income group | Income Class | Population, total | Nurses | Midwives | Labs | Doctors | Trad & Comp Med | CHWs | Pharmacists | Physiotherapists | Dentists | Beds/1000 population | % ICU Beds | Total beds
Aruba | ABW | - | High income | Not LMIC | 106438 | 899.6068 | 58.1209 | 355.4446 | 355.4446 | 22.028 | 26.2235 | 85.8421 | 91.3999 | 70.5012 | 4.82 | 3.57 | 513.0312
Afghanistan | AFG | EMRO | Low income | LMIC | 38054941 | 6847.4063 | - | 3708.0697 | 10837.5782 | - | - | 1844.4364 |  | 132.1387 | 0.39 | 1.63 | 14841.427
Angola | AGO | AFRO | Lower middle income | LMIC | 32827401 | 13405.6727 | - | 2326.3248 | 7062.195 | - | - | 1553.7009 | 196.1146 | 375.3227 | 0.8 | 2.38 | 26261.9208
Albania | ALB | EURO | Upper middle income | LMIC | 2942034 | 10587.8206 | - | 626.5245 | 3528.9385 | - | - | 2462.8671 |  | 1053.6267 | 2.89 | 3.32 | 8502.4783
Andorra | AND | EURO | High income | Not LMIC | 77184 | 292.8508 | 16.8191 | 41.1722 | 257.2338 | - | - | 78.1595 |  | 63.3191 | 2.5 | 3.57 | 192.96
Arab World | ARB | - | OUT | Not LMIC | 436091000 | [9 empty] | 1.3804 | 2.725 | 601994.8547
United Arab Emirates | ARE | EMRO | High income | Not LMIC | 9813170 | 56712.9378 | - | 5234.6349 | 25031.3005 | - | - | 8707.7463 |  | 6449.8397 | 1.38 | 3.57 | 13542.1746
Argentina | ARG | PAHO | Upper middle income | LMIC | 45510399 | 117490.9083 | - | 22820.0373 | 180335.0021 | - | - | 22681.6917 | 14240.4236 | 41378.1021 | 4.99 | 3.32 | 227096.891
Armenia | ARM | EURO | Upper middle income | LMIC | 2938679 | 16870.9588 | 1193.3019 | 625.81 | 13021.857 | - | - | 144.0652 | 89.663 | 1645.3102 | 4.2 | 3.32 | 12342.4518
American Samoa | ASM | - | Upper middle income | LMIC | 55799 | 215.311 | 19.2879 | 117.6463 | 117.6463 | 2.1652 | 77.1999 | 19.2636 | 6.4722 | 20.1005 | 3.41 | 3.32 | 190.2746
Antigua and Barbuda | ATG | PAHO | High income | Not LMIC | 105110 | 443.8954 | - | 9.125 | 290.6941 | - | - | 17.1094 |  | 4.2504 | 2.89 | 3.57 | 303.7679
Australia | AUS | WPRO | High income | Not LMIC | 25398177 | 298837.114 | 21992.3237 | 13548.1382 | 94013.5187 | - | 1214.0452 | 22517.4111 | 24252.799 | 15201.54 | 3.84 | 3.57 | 97528.9997
Austria | AUT | EURO | High income | Not LMIC | 8782210 | 60693.4079 | 2285.2056 | 4684.6904 | 45921.6539 | - | - | 6379.1945 | 3932.8901 | 5044.7751 | 7.27 | 3.57 | 63846.6667
Azerbaijan | AZE | EURO | Upper middle income | LMIC | 10099743 | 59543.3015 | 5311.8971 | 2150.8032 | 34736.774 | - | - | 2011.7127 | 303.2946 | 2758.284 | 4.82 | 3.32 | 48680.7613
Burundi | BDI | AFRO | Low income | LMIC | 11939227 | 9970.0983 | 175.8589 | 1179.3535 | 1191.4438 | - | 907.1589 | 5.1465 | 3.3108 | 4.9869 | 0.79 | 1.63 | 9431.9893
Belgium | BEL | EURO | High income | Not LMIC | 11619972 | 212962.2849 | 13104.0796 | 6198.4365 | 35684.3356 | - | - | 22150.3761 | 23404.5854 | 12167.279 | 5.58 | 3.57 | 64839.4438
Benin | BEN | AFRO | Low income | LMIC | 12122985 | 3601.3922 | 1114.2137 | 705.4927 | 958.9631 | - | - | 323.1748 | 61.2554 | 12.6735 | 0.5 | 1.63 | 6061.4925
Burkina Faso | BFA | AFRO | Low income | LMIC | 20903345 | 11308.3538 | 7159.2691 | 761.8099 | 1772.1071 | - | 2996.0162 | 263.5687 | 19.6174 | 96.3728 | 0.4 | 1.63 | 8361.338
Bangladesh | BGD | SEARO | Lower middle income | LMIC | 169775309 | 58409.351 | 9528.4906 | 26668.1348 | 95704.5144 | 7933.7726 | 56290.8877 | 29737.0989 | 894.1517 | 9708.1039 | 0.79 | 2.38 | 134122.4941
Bulgaria | BGR | EURO | Upper middle income | LMIC | 6940527 | 30360.8337 | 3165.9512 | 1478.0285 | 28079.6856 | - | - | 1177.7333 | 1558.8006 | 7297.9333 | 7.45 | 3.32 | 51706.9261
Bahrain | BHR | EMRO | High income | Not LMIC | 1697765 | 4234.9606 | - | 365.0828 | 1571.7124 | - | - | 274.7403 | 146.3705 | 165.8342 | 1.74 | 3.57 | 2954.1111
Bahamas, The | BHS | PAHO | High income | Not LMIC | 406839 | 1796.8703 | - | 113.8784 | 789.5231 | - | - | 221.187 | 60.2242 | 105.1323 | 2.96 | 3.57 | 1204.2434
Bosnia and Herzegovina | BIH | EURO | Upper middle income | LMIC | 3498210 | 18975.3545 | - | 744.9656 | 7333.8565 | - | - | 438.2704 | 571.8291 | 814.2134 | 3.49 | 3.32 | 12208.7529
Belarus | BLR | EURO | Upper middle income | LMIC | 9415431 | 98141.8002 | 4947.0415 | 2005.0747 | 48631.6814 | - | - | 3398.6096 |  | 5869.4992 | 10.83 | 3.32 | 101969.1177
Belize | BLZ | PAHO | Upper middle income | LMIC | 398007 | 934.4835 | - | 84.7581 | 448.726 | - | 197.8986 | 270.0863 |  | 55.1167 | 1.04 | 3.32 | 413.9273
Bermuda | BMU | - | High income | Not LMIC | 60639 | 512.5167 | 33.1122 | 202.5011 | 202.5011 | 12.5496 | 14.9399 | 48.9053 | 52.0716 | 40.1654 | 6.3 | 3.57 | 382.0257
Bolivia | BOL | PAHO | Lower middle income | LMIC | 11543982 | 18236.9713 | - | 641.6273 | 18606.0993 | - | - | 2627.255 |  | 2575.2827 | 1.29 | 2.38 | 14891.7368
Brazil | BRA | PAHO | Upper middle income | LMIC | 213863046 | 2151777.5727 | - | 44743.2519 | 460228.9629 | 8092.7352 | 446563.1021 | 145211 | 172350.098 | 264754.7733 | 2.09 | 3.32 | 446973.7661
Barbados | BRB | PAHO | High income | Not LMIC | 287568 | 881.1215 | - | 2.0716 | 716.0179 | - | - | 259.9832 | 22.7874 | 88.6211 | 5.97 | 3.57 | 1716.781
Brunei Darussalam | BRN | WPRO | High income | Not LMIC | 444519 | 2594.159 | - | 149.0453 | 709.1446 | - | - | 75.5872 | 22.3568 | 111.386 | 2.85 | 3.57 | 1266.8792
Bhutan | BTN | SEARO | Lower middle income | LMIC | 835245 | 1430.365 | - | 389.0757 | 327.6427 | 117.0723 | 635.2282 | 44.027 | 27.6449 | 59.7004 | 1.74 | 2.38 | 1453.3263
Botswana | BWA | AFRO | Upper middle income | LMIC | 2415766 | 12622.3378 | - | 385.8906 | 1222.3585 | - | 191.5229 | 505.0626 | 64.518 | 97.7457 | 1.8 | 3.32 | 4348.3788
Central African Republic | CAF | AFRO | Low income | LMIC | 4920889 | 348.5463 | 654.8773 | 47.6157 | 350.7112 | - | 2039.1419 | 21.6488 | 5.1541 | 11.3541 | 1 | 1.63 | 4920.889
Canada | CAN | PAHO | High income | Not LMIC | 37603205 | 375355.2755 | - | 20058.6609 | 87142.1902 | - | - | 42385.7092 |  | 24113.0401 | 2.52 | 3.57 | 94760.0766
Central Europe and the Baltics | CEB | - | OUT | Not LMIC | 101847000 | [9 empty] | 6.4227 | 2.725 | 654129.3736
Switzerland | CHE | EURO | High income | Not LMIC | 8670535 | 149254.7348 | 2743.1331 | 4625.1196 | 37235.2645 | - | - | 6036.738 |  | 4358.643 | 4.63 | 3.57 | 40144.577
Channel Islands | CHI | - | High income | Not LMIC | 167578 | 1416.358 | 91.5067 | 559.6188 | 559.6188 | 34.6814 | 41.2868 | 135.1515 | 143.9017 | 110.9984 | 10.5951 | 3.57 | 1775.5057
Chile | CHL | PAHO | High income | Not LMIC | 18472639 | 240162.5257 | 13343.5476 | 31.6113 | 49297.7855 | - | - | 10013.7555 | 28999.0559 | 23875.3611 | 2.06 | 3.57 | 38053.6363
China | CHN | WPRO | Upper middle income | LMIC | 1424548266 | 3848806.1455 | - | 239745.4306 | 2862305.1074 | - | 1166698.4348 | 458333.2174 |  | 644499.469 | 4.31 | 3.32 | 6139803.0265
Cote d'Ivoire | CIV | AFRO | Lower middle income | LMIC | 26171750 | 15937.1165 | - | 4621.2229 | 6084.2231 | - | - |  |  | 382.4029 | 0.4 | 2.38 | 10468.7
Cameroon | CMR | AFRO | Lower middle income | LMIC | 25958184 | 23874.2184 | 258.2154 | 2702.4889 | 2320.1599 | - | 462.2686 | 220.4951 | 24.1159 | 97.5054 | 1.3 | 2.38 | 33745.6392
Congo, Dem. Rep. | COD | AFRO | Low income | LMIC | 89505201 | 77463.8446 | 14577.4279 | 32218.7637 | 32218.7637 | 28484.0675 | 37568.5938 | 7388.8618 | 1691.8629 | 4118.8155 | 0.8 | 1.63 | 71604.1608
Congo, Rep. | COG | AFRO | Lower middle income | LMIC | 5686917 | 3464.0001 | - | 467.8295 | 912.9593 | - | - | 211.8661 | 3.0279 | 167.9441 | 1.6 | 2.38 | 9099.0672
Colombia | COL | PAHO | Upper middle income | LMIC | 50220412 | 67173.5815 | - | 10694.7496 | 110269.5577 | - | - |  |  | 48211.0237 | 1.71 | 3.32 | 85876.9045
Comoros | COM | AFRO | Lower middle income | LMIC | 869601 | 350.5962 | 254.6301 | 102.8864 | 236.2563 | - | - | 19.1416 |  | 34.5127 | 2.16 | 2.38 | 1878.3382
Cabo Verde | CPV | AFRO | Lower middle income | LMIC | 567348 | 723.9057 | - | 146.1142 | 436.4928 | - | - | 4.2055 |  | 4.2055 | 2.1 | 2.38 | 1191.4308
Costa Rica | CRI | PAHO | Upper middle income | LMIC | 5044179 | 17400.8026 | - | 9.3522 | 14748.378 | - | 1410.1047 | 3713.8646 | 536.1931 | 50.4312 | 1.1 | 3.32 | 5548.5969
Caribbean small states | CSS | - | OUT | Not LMIC | 7443000 | [9 empty] | 2.3867 | 2.725 | 17764.3377
Cuba | CUB | PAHO | Upper middle income | LMIC | 11495492 | 85833.8174 | - | 6036.4561 | 95600.4027 | - | - |  |  | 19097.9714 | 5.33 | 3.32 | 61270.9724
Curacao | CUW | - | High income | Not LMIC | 163495 | 1381.8487 | 89.2771 | 545.9838 | 545.9838 | 33.8364 | 40.2809 | 131.8585 | 140.3956 | 108.2939 | 4.82 | 3.57 | 788.0459
Cayman Islands | CYM | - | High income | Not LMIC | 63890 | 539.994 | 34.8874 | 213.3576 | 213.3576 | 13.2225 | 15.7408 | 51.5272 | 54.8633 | 42.3187 | 3 | 3.57 | 191.67
Cyprus | CYP | EURO | High income | Not LMIC | 1207343 | 6340.5238 | - | 366.9072 | 2355.6413 | - | - | 779.9474 | 762.2686 | 910.9786 | 3.4 | 3.57 | 4104.9662
Czech Republic | CZE | EURO | High income | Not LMIC | 10633424 | 85515.2071 | 3971.6511 | 5672.1826 | 44000.1366 | - | - | 7320.2588 | 9090.2228 | 7846.7628 | 6.62 | 3.57 | 70393.2669
Germany | DEU | EURO | High income | Not LMIC | 82540450 | 1076529.1693 | 24146.4487 | 44029.5155 | 353338.0015 | - | - | 53806.3364 | 189147.1811 | 70874.8573 | 8 | 3.57 | 660323.6
Djibouti | DJI | EMRO | Lower middle income | LMIC | 999899 | 534.12 | 182.7829 | 73.9434 | 219.9961 | - | - | 229.8467 | 3.7598 | 20.7957 | 1.4 | 2.38 | 1399.8586
Dominica | DMA | PAHO | Upper middle income | LMIC | 75052 | 465.7272 | - | 15.9828 | 81.2337 | - | - | 19.8319 |  | 5.0771 | 3.8 | 3.32 | 285.1976
Denmark | DNK | EURO | High income | Not LMIC | 5796800 | 57855.7877 | 1976.544 | 3092.1844 | 23249.5175 | 1064.9176 | - | 3024.2037 | 10083.7244 | 4311.4444 | 2.6 | 3.57 | 15071.68
Dominican Republic | DOM | PAHO | Upper middle income | LMIC | 11108358 | 14986.0093 | - | 2365.594 | 16501.2449 | - | - | 4126.6267 |  | 2049.8661 | 1.56 | 3.32 | 17329.0385
Algeria | DZA | AFRO | Upper middle income | LMIC | 43333255 | 58321.2967 | 9251.0142 | 15894.6237 | 75062.655 | - | - | 19443.8785 | 820.7547 | 15959.7571 | 1.9 | 3.32 | 82333.1845
East Asia & Pacific (excluding high income) | EAP | - | OUT | Not LMIC | 2104283000 | [9 empty] | 3.675 | 2.725 | 7733212.0141
Early-demographic dividend | EAR | - | OUT | Not LMIC | 3332556000 | [9 empty] | 0.9231 | 2.725 | 3076284.9065
East Asia & Pacific | EAS | - | OUT | Not LMIC | 2351307000 | [9 empty] | 4.5146 | 2.725 | 10615270.3985
Europe & Central Asia (excluding high income) | ECA | - | OUT | Not LMIC | 420757000 | [9 empty] | 6.3571 | 2.725 | 2674780.3851
Europe & Central Asia | ECS | - | OUT | Not LMIC | 922779000 | [9 empty] | 4.7132 | 2.725 | 4349276.5115
Ecuador | ECU | PAHO | Upper middle income | LMIC | 17335642 | 44047.6684 | - | 4445.4857 | 35557.5787 | 1597.7978 | 1131.7734 | 721.5861 | 3551.0197 | 5550.2809 | 1.39 | 3.32 | 24096.5424
Egypt, Arab Rep. | EGY | EMRO | Lower middle income | LMIC | 102941484 | 196782.1462 | - | 18251.0746 | 46192.8751 | 253303.8037 | 999.5897 | 46724.3288 | 4668.9037 | 204532.8585 | 1.43 | 2.38 | 147206.3221
Euro area | EMU | - | OUT | Not LMIC | 341989000 | [9 empty] | 4.2772 | 2.725 | 1462738.6341
Eritrea | ERI | AFRO | Low income | LMIC | 5432216 | 5202.909 | - | 288.0379 | 232.242 | - | - | 24.4832 |  | 23.043 | 0.7 | 1.63 | 3802.5512
Spain | ESP | EURO | High income | Not LMIC | 46459219 | 267478.69 | - | 24782.7205 | 180776.7475 | 4908.2031 | - | 53909.8673 | 51170.6892 | 36718.1971 | 2.97 | 3.57 | 137983.8804
Estonia | EST | EURO | High income | Not LMIC | 1300559 | 13723.9016 | 967.6217 | 693.7566 | 5904.2841 | - | - | 1434.5091 | 471.7942 | 1814.7884 | 4.57 | 3.57 | 5943.5546
Ethiopia | ETH | AFRO | Low income | LMIC | 112759070 | 64844.4724 | 16962.7312 | 3686.8717 | 8812.5582 | - | 40421.069 | 4101.33 |  | 1831.7944 | 0.33 | 1.63 | 37210.4931
European Union | EUU | - | OUT | Not LMIC | 513719000 | [9 empty] | 4.594 | 2.725 | 2360007.6097
Fragile and conflict affected situations | FCS | - | OUT | Not LMIC | 538961000 | [9 empty] | 1.487 | 2.725 | 801452.7095
Finland | FIN | EURO | High income | Not LMIC | 5580127 | 82180.5713 | - | 7272.0959 | 21255.6596 | 971.6989 | - | 6068.8841 | 11546.3049 | 4073.8445 | 3.61 | 3.57 | 20144.2585
Fiji | FJI | WPRO | Upper middle income | LMIC | 924915 | 3025.3346 | - | 183.5007 | 774.4351 | - | - | 98.4891 | 21.7713 | 107.7747 | 2 | 3.32 | 1849.83
France | FRA | EURO | High income | Not LMIC | 65721165 | 728206.6703 | 23091.6773 | 35057.6118 | 213992.8197 | 5515.0173 | - | 69684.1979 | 89368.6715 | 43670.914 | 5.91 | 3.57 | 388412.0851
Faroe Islands | FRO | - | High income | Not LMIC | 49896 | 421.7176 | 27.2459 | 166.6253 | 166.6253 | 10.3263 | 12.2931 | 40.2411 | 42.8464 | 33.0495 | 4.82 | 3.57 | 240.4987
Micronesia, Fed. Sts. | FSM | WPRO | Lower middle income | LMIC | 107774 | 232.9155 | - | 35.5907 | 21.4347 | - | 33.4337 |  |  | 15.0991 | 3.2 | 2.38 | 344.8768
Gabon | GAB | AFRO | Upper middle income | LMIC | 2151289 | 5709.7228 | 782.2854 | 471.7192 | 1502.671 | - | - | 129.1358 | 45.8912 | 47.0087 | 6.3 | 3.32 | 13553.1207
United Kingdom | GBR | EURO | High income | Not LMIC | 67334208 | 523274.3848 | 31869.9596 | 35918.0566 | 191000.2092 | 49346.008 | - | 60405.2086 | 28566.9795 | 35411.0663 | 2.46 | 3.57 | 165642.1517
Georgia | GEO | EURO | Upper middle income | LMIC | 3898529 | 18340.6775 | 488.3554 | 830.216 | 28347.4864 | - | - | 392.8724 | 103.5918 | 3033.5719 | 2.89 | 3.32 | 11266.7488
Ghana | GHA | AFRO | Lower middle income | LMIC | 30733755 | 130552.1917 | - | 4638.8887 | 4222.3304 | 5203.188 | 16492.3778 | 766.1444 | 345.7253 | 58.3388 | 0.9 | 2.38 | 27660.3795
Gibraltar | GIB | - | High income | Not LMIC | 35000 | 295.8176 | 19.1119 | 116.8808 | 116.8808 | 7.2435 | 8.6231 | 28.2275 | 30.055 | 23.1829 | 4.82 | 3.57 | 168.7
Guinea | GIN | AFRO | Low income | LMIC | 13750826 | 1119.4361 | 491.0002 | 231.6457 | 1082.8605 | - | 7425.9623 | 118.5937 | 10.5635 | 55.4176 | 0.3 | 1.63 | 4125.2478
Gambia, The | GMB | AFRO | Low income | LMIC | 2293493 | 2750.9066 | 985.7802 | 176.2807 | 247.0249 | 831.5372 | 1641.2118 | 5.7987 | 5.7987 | 19.7156 | 1.1 | 1.63 | 2522.8423
Guinea-Bissau | GNB | AFRO | Low income | LMIC | 2000694 | 1348.3305 | - | 191.8721 | 250.316 | - | 3482.1034 | 5.5136 | 3.9255 | 7.3507 | 1 | 1.63 | 2000.694
Equatorial Guinea | GNQ | AFRO | Upper middle income | LMIC | 1406280 | 706.0303 | - | 147.342 | 564.6016 | - | 546.7632 | 21.3025 |  | 8.876 | 2.1 | 3.32 | 2953.188
Greece | GRC | EURO | High income | Not LMIC | 11102572 | 35372.1889 | 2790.6582 | 6076.0212 | 57551.3624 | - | 255.2125 | 11181.5154 | 7998.2967 | 13179.102 | 4.2 | 3.57 | 46630.8024
Grenada | GRD | PAHO | Upper middle income | LMIC | 109308 | 706.4687 | - | 14.0572 | 158.1674 | - | 48.6596 | 76.3925 | 1.0813 | 17.2362 | 3.57 | 3.32 | 390.2296
Greenland | GRL | - | High income | Not LMIC | 56772 | 479.8331 | 31.0006 | 189.5874 | 189.5874 | 11.7493 | 13.9871 | 45.7866 | 48.7509 | 37.604 | 14.3534 | 3.57 | 814.8712
Guatemala | GTM | PAHO | Upper middle income | LMIC | 17910812 | 1321.3697 | - | 546.8454 | 6364.6148 | - | - | 70.6948 |  | 187.1334 | 0.44 | 3.32 | 7880.7573
Guam | GUM | - | High income | Not LMIC | 168727 | 1426.0692 | 92.1341 | 563.4558 | 563.4558 | 34.9192 | 41.5699 | 136.0781 | 144.8883 | 111.7594 | 4.82 | 3.57 | 813.2641
Guyana | GUY | PAHO | Upper middle income | LMIC | 790782 | 739.3999 | 79.9078 | 21.2413 | 632.1818 | - | 259.4036 | 7.0804 | 12.1379 | 28.3217 | 1.71 | 3.32 | 1352.2372
High income | HIC | - | OUT | Not LMIC | 1219876000 | [9 empty] | 5.2531 | 2.725 | 6408102.3184
Hong Kong SAR, China | HKG | - | High income | Not LMIC | 7547652 | 63792.2461 | 4121.4271 | 25205.0247 | 25205.0247 | 1562.0363 | 1859.5443 | 6087.1734 | 6481.2794 | 4999.3263 | 4.8909 | 3.57 | 36914.8122
Honduras | HND | PAHO | Lower middle income | LMIC | 9719265 | 7287.0131 | - | 2503.0888 | 3058.5221 | - | 7591.7526 | 485.7894 |  | 323.3865 | 0.64 | 2.38 | 6220.3296
Heavily indebted poor countries (HIPC) | HPC | - | OUT | Not LMIC | 823482000 | [9 empty] | 0.74738 | 2.725 | 615453.6967
Croatia | HRV | EURO | High income | Not LMIC | 4115947 | 33406.6268 | - | 2195.5678 | 12336.9195 | - | - | 2955.7751 | 2944.1153 | 3252.13 | 5.54 | 3.57 | 22802.3464
Haiti | HTI | PAHO | Low income | LMIC | 11371185 | 7542.2873 | 201.7695 | 1772.9087 | 2669.093 | 2149.3598 | - | 344.1348 | 38.978 | 242.7379 | 0.71 | 1.63 | 8073.5413
Hungary | HUN | EURO | High income | Not LMIC | 9621254 | 64262.5779 | 2422.6977 | 5132.2612 | 32856.9063 | 1673.4036 | - | 7789.584 | 5275.5012 | 6824.0808 | 7.01 | 3.57 | 67444.9905
IBRD only | IBD | - | OUT | Not LMIC | [10 empty] | 2.5042 | 2.725
IDA & IBRD total | IBT | - | OUT | Not LMIC | [10 empty] | 2.3351 | 2.725
IDA total | IDA | - | OUT | Not LMIC | [10 empty] | 1.3925 | 2.725
IDA blend | IDB | - | OUT | Not LMIC | [10 empty] | 1.0229 | 2.725
Indonesia | IDN | SEARO | Lower middle income | LMIC | 272222987 | 418739.3803 | 241524.6253 | 25923.129 | 116720.9848 | 911.1246 | - | 23300.0707 | 7130.6735 | 15693.4061 | 1.04 | 2.38 | 283111.9065
IDA only | IDX | - | OUT | Not LMIC | [10 empty] | 0.97497 | 2.725
Isle of Man | IMN | - | High income | Not LMIC | 85895 | 725.9788 | 46.9033 | 286.8423 | 286.8423 | 17.7765 | 21.1623 | 69.2742 | 73.7593 | 56.8941 | 1.5843 | 3.57 | 136.0817
India | IND | SEARO | Lower middle income | LMIC | 1383197753 | 2388259.1533 | - | 511140.9691 | 1185140.6516 | - | 992304.5427 | 1226245.586 | 122673.8326 | 274754.8122 | 0.53 | 2.38 | 733094.8091
Not classified | INX | - | OUT | Not LMIC | 0 | [9 empty] | 2.7 | 2.725 | 0
Ireland | IRL | EURO | High income | Not LMIC | 4887992 | 59866.5009 | 18480.5508 | 2607.3994 | 16214.2328 | - | - | 5656.4757 | 3175.8168 | 3267.8353 | 2.97 | 3.57 | 14517.3362
Iran, Islamic Rep. | IRN | EMRO | Upper middle income | LMIC | 83587129 | 185542.5694 | 33226.5162 | 9170.0441 | 132322.1166 | - | 29801.3565 | 24503.3394 | 4139.8181 | 37367.5926 | 1.56 | 3.32 | 130395.9212
Iraq | IRQ | EMRO | Upper middle income | LMIC | 41502885 | 83082.4666 | - | 89.8612 | 28764.0321 | - | - | 13269.8519 | 22.201 | 10666.5216 | 1.32 | 3.32 | 54783.8082
Iceland | ISL | EURO | High income | Not LMIC | 343228 | 5254.4354 | 289.4306 | 325.4762 | 1394.3448 | - | - | 175.003 | 618.4676 | 293.4928 | 2.83 | 3.57 | 971.3352
Israel | ISR | EURO | High income | Not LMIC | 8713559 | 46405.8878 | 2818.922 | 4648.0699 | 39982.9491 | - | - | 6913.744 | 11347.968 | 6285.2218 | 2.98 | 3.57 | 25966.4058
Italy | ITA | EURO | High income | Not LMIC | 59132073 | 331349.45 | 15782.3452 | 31542.7954 | 240531.6392 | - | - | 66195.6765 | 61066.7008 | 49807.8526 | 3.14 | 3.57 | 185674.7092
Jamaica | JAM | PAHO | Upper middle income | LMIC | 2913160 | 2381.5387 | - | 131.4908 | 3847.7644 | - | 903.2404 | 63.7224 | 47.539 | 262.233 | 1.72 | 3.32 | 5010.6352
Jordan | JOR | EMRO | Upper middle income | LMIC | 10208662 | 29360.6198 | - | 6155.0259 | 24268.0695 | - | - | 16721.5846 | 240.5412 | 7422.1358 | 1.47 | 3.32 | 15006.7331
Japan | JPN | WPRO | High income | Not LMIC | 126495647 | 1538734.1687 | - | 67476.5166 | 305252.4893 | - | - | 228054.8823 | 60343.8127 | 100643.5107 | 12.98 | 3.57 | 1641913.4981
Kazakhstan | KAZ | EURO | Upper middle income | LMIC | 18777139 | 125563.8962 | 10019.2569 | 3998.7087 | 73674.9512 | - | - | 15128.8558 | 665.4115 | 5383.5919 | 6.06 | 3.32 | 113789.4623
Kenya | KEN | AFRO | Lower middle income | LMIC | 53491697 | 62956.1882 | - | 8932.7683 | 8452.1738 | - | 61041.259 | 1013.1678 | 1488.7947 | 1332.7403 | 1.4 | 2.38 | 74888.3758
Kyrgyz Republic | KGZ | EURO | Lower middle income | LMIC | 6301718 | 35356.914 | 2510.0793 | 1622.9375 | 14096.9891 | - | - | 263.76 | 144.959 | 1199.9497 | 4.41 | 2.38 | 27790.5764
Cambodia | KHM | WPRO | Lower middle income | LMIC | 16715508 | 11476.3242 | - | 605.707 | 3218.7753 | 539.3218 | 2078.0445 | 575.0937 | 192.4268 | 275.5202 | 0.9 | 2.38 | 15043.9572
Kiribati | KIR | WPRO | Lower middle income | LMIC | 122439 | 459.445 | - | 22.5428 | 24.797 | - | - | 3.2123 | 3.3814 | 8.5663 | 1.86 | 2.38 | 227.7365
St. Kitts and Nevis | KNA | PAHO | High income | Not LMIC | 56813 | 226.0464 | - | 30.3057 | 143.372 | - | 57.0516 |  |  | 20.9302 | 2.3 | 3.57 | 130.6699
Korea, Rep. | KOR | WPRO | High income | Not LMIC | 51506975 | 376284.2164 | - | 37295.2159 | 121931.8844 | - | - | 37379.1021 | 35971.0683 | 25573.0471 | 12.43 | 3.57 | 640231.6992
Kuwait | KWT | EMRO | High income | Not LMIC | 4302875 | 31789.9085 | - | 2295.2807 | 11096.6634 | - | - | 2018.8727 |  | 2828.2826 | 2.04 | 3.57 | 8777.865
Latin America & Caribbean (excluding high income) | LAC | - | OUT | Not LMIC | 620352000 | [9 empty] | 1.9392 | 2.725 | 1202978.8264
Lao PDR | LAO | WPRO | Lower middle income | LMIC | 7164822 | 6921.7631 | - | 693.7839 | 2706.1443 | - | - | 1787.037 | 274.8955 | 451.9117 | 1.5 | 2.38 | 10747.233
Lebanon | LBN | EMRO | Upper middle income | LMIC | 6019795 | 10497.4045 | 1112.5489 | 582.5081 | 14595.6301 | - | - | 8969.1669 | 2398.0486 | 7080.868 | 2.73 | 3.32 | 16434.0403
Liberia | LBR | AFRO | Low income | LMIC | 5103853 | 2696.5403 | - | 483.7626 | 190.5599 | - | - | 59.1837 | 7.7196 | 7.1786 | 0.8 | 1.63 | 4083.0824
Libya | LBY | EMRO | Upper middle income | LMIC | 6662173 | 43635.0864 | 1083.229 | 1418.7512 | 14315.0638 | - | - | 4116.4783 |  | 6010.3081 | 3.2 | 3.32 | 21318.9536
St. Lucia | LCA | PAHO | Upper middle income | LMIC | 181203 | 482.4131 | 96.2799 | 38.5883 | 117.5629 | - | - | 80.0644 |  | 31.4177 | 1.3 | 3.32 | 235.5639
Latin America & Caribbean | LCN | - | OUT | Not LMIC | 653182000 | [9 empty] | 1.8995 | 2.725 | 1240704.6036
Least developed countries: UN classification | LDC | - | OUT | Not LMIC | 1057439000 | [9 empty] | 0.7318 | 2.725 | 773830.1585
Low income | LIC | - | OUT | Not LMIC | 743236000 | [9 empty] | 0.7026 | 2.725 | 522199.6313
Liechtenstein | LIE | - | High income | Not LMIC | 38645 | 326.6249 | 21.1023 | 129.0531 | 129.0531 | 7.9978 | 9.5211 | 31.1672 | 33.185 | 25.5972 | 4.82 | 3.57 | 186.2689
Sri Lanka | LKA | SEARO | Upper middle income | LMIC | 21084042 | 37262.9599 | 9351.9958 | 1863.148 | 21467.4933 | - | - | 1762.4373 | 636.4916 | 1389.8077 | 4.15 | 3.32 | 87498.7743
Lower middle income | LMC | - | OUT | Not LMIC | 3105181000 | [9 empty] | 0.76591 | 2.725 | 2378299.4365
Low & middle income | LMY | - | OUT | Not LMIC | 6534303000 | [9 empty] | 2.314 | 2.725 | 15120383.2496
Lesotho | LSO | AFRO | Lower middle income | LMIC | 2322217 | 7048.7088 | - | 91.2582 | 157.3649 | - | - | 3.7503 | 21.2519 | 3.7503 | 1.3 | 2.38 | 3018.8821
Late-demographic dividend | LTE | - | OUT | Not LMIC | 2307681000 | [9 empty] | 4.1864 | 2.725 | 9660894.362
Lithuania | LTU | EURO | High income | Not LMIC | 2852478 | 26149.0742 | 1134.4651 | 1521.5961 | 17601.5177 | - | - | 2757.1772 | 3303.1042 | 2792.5887 | 6.43 | 3.57 | 18341.4335
Luxembourg | LUX | EURO | High income | Not LMIC | 603944 | 7263.8797 | 222.3213 | 322.1616 | 1850.2531 | - | - | 432.1759 | 1244.5835 | 603.5918 | 4.26 | 3.57 | 2572.8014
Latvia | LVA | EURO | High income | Not LMIC | 1892993 | 8603.0139 | 386.9029 | 1009.7784 | 6036.2671 | - | - | 1576.9201 | 717.5643 | 1347.1041 | 5.49 | 3.57 | 10392.5316
Macao SAR, China | MAC | - | High income | Not LMIC | 651875 | 5509.6036 | 355.9591 | 2176.9055 | 2176.9055 | 134.9098 | 160.605 | 525.7365 | 559.7746 | 431.7814 | 5.2953 | 3.57 | 3451.8737
St. Martin (French part) | MAF | - | High income | Not LMIC | 32556 | 275.1611 | 17.7773 | 108.7192 | 108.7192 | 6.7377 | 8.0209 | 26.2564 | 27.9563 | 21.5641 | 4.82 | 3.57 | 156.9199
Morocco | MAR | EMRO | Lower middle income | LMIC | 37070718 | 47075.3517 | 4243.6987 | 1542.3134 | 27006.5828 | - | - | 9600.7711 | 461.3753 | 5042.3782 | 1 | 2.38 | 37070.718
Monaco | MCO | EURO | High income | Not LMIC | 39297 | 754.7595 | 20.6218 | 20.9622 | 288.7058 | - | - | 101.047 | 60.8344 | 39.1815 | 13.8 | 3.57 | 542.2986
Moldova | MDA | EURO | Lower middle income | LMIC | 4017687 | 19173.0534 | 672.1639 | 17564.8685 | 12925.0069 | - | - | 1632.2562 | 113.6341 | 1698.7776 | 5.66 | 2.38 | 22740.1084
Madagascar | MDG | AFRO | Low income | LMIC | 27690798 | 4042.9869 | - | 2698.1886 | 5016.7986 | - | - | 4.4503 |  | 133.7813 | 0.2 | 1.63 | 5538.1596
Maldives | MDV | SEARO | Upper middle income | LMIC | 458909 | 3439.8242 | - | 252.15 | 2441.6007 | - | 568.6904 | 185.7401 | 56.0333 | 106.8784 | 4.3 | 3.32 | 1973.3087
Middle East & North Africa | MEA | - | OUT | Not LMIC | 464460000 | [9 empty] | 1.5418 | 2.725 | 716104.0794
Mexico | MEX | PAHO | Upper middle income | LMIC | 133870027 | 309887.589 | - | 24508.5014 | 308473.9118 | 5137.1284 | - | 6318.7924 |  | 17714.2654 | 0.98 | 3.32 | 131192.6265
Marshall Islands | MHL | WPRO | Upper middle income | LMIC | 53251 | 195.3777 | - | 19.1476 | 24.1865 | - | 53.5153 | 4.0311 | 3.0233 | 7.0068 | 2.7 | 3.32 | 143.7777
Middle income | MIC | - | OUT | Not LMIC | 5791067000 | [9 empty] | 2.3725 | 2.725 | 13739374.6606
North Macedonia | MKD | EURO | Upper middle income | LMIC | 2088035 | 7917.0897 | - | 444.6601 | 6000.0775 | - | - |  | 310.8172 | 1831.6555 | 4.28 | 3.32 | 8936.7898
Mali | MLI | AFRO | Low income | LMIC | 20284180 | 5492.791 | 1768.649 | 574.4376 | 2605.2009 | - | 148.329 | 193.2138 | 5903.4926 | 120.5916 | 0.1 | 1.63 | 2028.418
Malta | MLT | EURO | High income | Not LMIC | 434363 | 3795.6944 | 396.475 | 231.7021 | 1259.5649 | - | - | 566.8042 | 443.8951 | 213.6679 | 4.49 | 3.57 | 1950.2899
Myanmar | MMR | SEARO | Lower middle income | LMIC | 54808276 | 36597.9223 | 18044.9432 | 4077.5219 | 37021.4551 | - | 2432.7314 | 4036.7976 | 136.2173 | 3563.3774 | 1.04 | 2.38 | 57000.607
Middle East & North Africa (excluding high income) | MNA | - | OUT | Not LMIC | 396157000 | [9 empty] | 1.4299 | 2.725 | 566449.6255
Montenegro | MNE | EURO | Upper middle income | LMIC | 629397 | 3042.3583 | 243.1885 | 134.034 | 1731.3421 | - | - | 120.0931 | 117.0908 | 29.0225 | 3.86 | 3.32 | 2429.4724
Mongolia | MNG | WPRO | Lower middle income | LMIC | 3209404 | 12721.0018 | - | 461.9767 | 9280.9523 | 1186.2712 | 320.7286 | 1621.479 |  | 759.341 | 8 | 2.38 | 25675.232
Northern Mariana Islands | MNP | - | High income | Not LMIC | 55347 | 467.7891 | 30.2225 | 184.8287 | 184.8287 | 11.4544 | 13.6361 | 44.6373 | 47.5273 | 36.6601 | 4.82 | 3.57 | 266.7725
Mozambique | MOZ | AFRO | Low income | LMIC | 32309195 | 15006.9817 | 6374.8439 | 2133.1141 | 2618.334 | - | 5068.3238 | 322.9243 | 82.5839 | 269.9859 | 0.7 | 1.63 | 22616.4365
Mauritania | MRT | AFRO | Lower middle income | LMIC | 4783767 | 3590.8907 | 708.0481 | 12.6626 | 866.3301 | - | 527.6066 | 82.3066 | 7.3865 | 98.1348 | 0.4 | 2.38 | 1913.5068
Mauritius | MUS | AFRO | Upper middle income | LMIC | 1274114 | 4475.9676 | - | 369.6188 | 3224.8918 | 7.1473 | 190.9357 | 534.6994 | 100.0626 | 351.8132 | 3.4 | 3.32 | 4331.9876
Malawi | MWI | AFRO | Low income | LMIC | 20283691 | 8426.8214 | - | 445.2658 | 687.3202 | - | 10514.1992 | 106.9635 | 54.839 | 32.8304 | 1.3 | 1.63 | 26368.7983
Malaysia | MYS | WPRO | Upper middle income | LMIC | 32869323 | 112317.4749 | - | 6765.7634 | 49738.6318 | - | - | 11245.2466 | 1456.0727 | 9983.0255 | 1.88 | 3.32 | 61794.3272
North America | NAC | - | OUT | Not LMIC | 369599000 | [9 empty] | 2.8356 | 2.725 | 1048051.2334
Namibia | NAM | AFRO | Upper middle income | LMIC | 2696537 | 4991.0146 | - | 224.544 | 1068.3108 | - | - | 623.8768 | 161.7072 | 185.7025 | 2.7 | 3.32 | 7280.6499
New Caledonia | NCL | - | High income | Not LMIC | 286913 | 2424.9693 | 156.6701 | 958.1323 | 958.1323 | 59.3785 | 70.6879 | 231.395 | 246.3764 | 190.0421 | 4.82 | 3.57 | 1382.9207
Niger | NER | AFRO | Low income | LMIC | 24074693 | 5527.7306 | 996.9948 | 561.2146 | 1048.2422 | - | - | 27.9531 | 11.06 | 20.9648 | 0.39 | 1.63 | 9389.1303
Nigeria | NGA | AFRO | Lower middle income | LMIC | 206152701 | 115940.9564 | 127276.5397 | 58887.1178 | 78494.044 | 20679.5523 | 122626.476 | 25975.4917 | 5047.046 | 4588.9895 | 0.5 | 2.38 | 103076.3505
Nicaragua | NIC | PAHO | Lower middle income | LMIC | 6416568 | 10128.6245 | - | 1297.4938 | 6456.8193 | - | - | 1216.719 | 208.4163 | 259.4988 | 0.93 | 2.38 | 5967.4082
Netherlands | NLD | EURO | High income | Not LMIC | 17181248 | 187967.9805 | 4029.2541 | 9164.9855 | 61894.1838 | - | - | 3608.6786 | 33212.3496 | 8709.0385 | 3.17 | 3.57 | 54464.5562
Norway | NOR | EURO | High income | Not LMIC | 5449693 | 96116.5529 | 3010.9978 | 2907.0273 | 15863.0166 | 1547.0067 | - | 4507.8357 | 13352.3233 | 4741.1753 | 3.53 | 3.57 | 19237.4163
Nepal | NPL | SEARO | Low income | LMIC | 30260244 | 89256.4094 | - | 27515.9483 | 21496.2278 | 467.0649 | 19291.4158 | 11352.641 | 1621.9519 | 2777.8608 | 0.3 | 1.63 | 9078.0732
Nauru | NRU | WPRO | Upper middle income | LMIC | 11227 | 81.9038 | - | 6.9795 | 13.959 | - | 16.9502 | 1.9941 | 0.99707 | 3.9977 | 5 | 3.32 | 56.135
New Zealand | NZL | WPRO | High income | Not LMIC | 4834420 | 57415.1954 | 2737.5014 | 3449.6478 | 17347.0177 | - | - | 3472.0524 | 5257.8213 | 3019.1597 | 2.57 | 3.57 | 12424.4594
OECD members | OED | - | OUT | Not LMIC | 1315534000 | [9 empty] | 5.0411 | 2.725 | 6631737.0505
Oman | OMN | EMRO | High income | Not LMIC | 5149700 | 21064.847 | 924.4012 | 2684.2355 | 10496.0767 | - | - | 2920.7607 | 534.8097 | 1559.1133 | 1.47 | 3.57 | 7570.059
Other small states | OSS | - | OUT | Not LMIC | 31882000 | [9 empty] | 2.7 | 2.725 | 86081.4
Pakistan | PAK | EMRO | Lower middle income | LMIC | 208362334 | 107818.8467 | 39542.3389 | 41382.9931 | 216108.3365 | 10989.1084 | 18096.6015 | 34757.986 | 298.656 | 21259.9811 | 0.63 | 2.38 | 131268.2704
Panama | PAN | PAHO | High income | Not LMIC | 4289330 | 13244.558 | - | 2288.0554 | 6738.3627 | - | - | 895.7252 |  | 1305.3492 | 2.25 | 3.57 | 9650.9925
Peru | PER | PAHO | Upper middle income | LMIC | 33312178 | 79939.2822 | - | 1663.9706 | 42331.3381 | - | - | 1681.5788 | 7337.5263 | 5999.5272 | 1.59 | 3.32 | 52966.363
Philippines | PHL | WPRO | Lower middle income | LMIC | 109703396 | 542488.6501 | - | 28252.8917 | 66070.7163 | - | - | 36380.1744 |  | 225.3818 | 0.99 | 2.38 | 108606.362
Palau | PLW | WPRO | High income | Not LMIC | 22442 | 132.7743 | - | 16.3991 | 26.635 | - | - | 2.2227 |  | 4.0425 | 4.8 | 3.57 | 107.7216
Papua New Guinea | PNG | WPRO | Lower middle income | LMIC | 8755675 | 3369.5532 | 704.7227 | 2254.9269 | 626.6515 | - | 4652.0029 | 119.7092 |  | 63.2567 | 4.0242 | 2.38 | 35234.587
Poland | POL | EURO | High income | Not LMIC | 37942231 | 232223.2613 | 28271.9752 | 20239.5074 | 89825.9752 | - | - | 29181.2043 | 26360.5867 | 13263.3698 | 6.54 | 3.57 | 248142.1907
Pre-demographic dividend | PRE | - | OUT | Not LMIC | 970795000 | [9 empty] | 1.3293 | 2.725 | 1290518.4321
Puerto Rico | PRI | - | High income | Not LMIC | 3650608 | 30854.6928 | 1993.4299 | 12191.0317 | 12191.0317 | 755.5174 | 899.4145 | 2944.2115 | 3134.8306 | 2418.0474 | 3.32 | 3.57 | 12120.0183
Korea, Dem. People’s Rep. | PRK | SEARO | Low income | LMIC | 25840863 | 106609.5649 | 8123.1164 | 2517.9311 | 94989.7561 | - | - | 10236.5465 |  | 5674.012 | 13.2 | 1.63 | 341099.3916
Portugal | PRT | EURO | High income | Not LMIC | 10218413 | 68178.2162 | 2749.8231 | 5450.8035 | 52108.258 | - | - | 9231.9726 | 1416.4258 | 10291.5737 | 3.45 | 3.57 | 35253.5249
Paraguay | PRY | PAHO | Upper middle income | LMIC | 7066330 | 10661.6633 | 1180.0726 | 1541.373 | 9658.9605 | - | - | 226.5821 |  | 1157.5169 | 0.83 | 3.32 | 5865.0539
West Bank and Gaza | PSE | - | Lower middle income | LMIC | 5322629 | 8736.4212 | 1158.7409 | 1370.784 | 10983.2608 | - | - |  |  |  | 1.2 | 2.38 | 6387.1551
Pacific island small states | PSS | - | OUT | Not LMIC | 2530000 | [9 empty] | 1.9381 | 2.725 | 4903.5181
Post-demographic dividend | PST | - | OUT | Not LMIC | 1116268000 | [9 empty] | 5.5002 | 2.725 | 6139683.4675
French Polynesia | PYF | - | High income | Not LMIC | 290744 | 2457.3487 | 158.762 | 970.9258 | 970.9258 | 60.1714 | 71.6317 | 234.4847 | 249.6661 | 192.5796 | 4.82 | 3.57 | 1401.3861
Qatar | QAT | EMRO | High income | Not LMIC | 2791807 | 20854.9743 | 322.8616 | 700.9556 | 7246.5663 | - | - | 2593.3755 | 154.3771 | 1782.5086 | 1.25 | 3.57 | 3489.7587
Romania | ROU | EURO | Upper middle income | LMIC | 19388362 | 139720.3552 | 3354.5653 | 439.8608 | 57715.2719 | - | 15462.0628 | 17568.8586 | 893.346 | 15421.1486 | 6.89 | 3.32 | 133585.8142
Russian Federation | RUS | EURO | Upper middle income | LMIC | 143786842 | 1242725.4781 | - | 30620.3037 | 543221.8134 | - | - | 7108.9977 | 5467.3837 | 41078.3165 | 7.12 | 3.32 | 1023762.315
Rwanda | RWA | AFRO | Low income | LMIC | 13087173 | 13990.4507 | 1542.1471 | 2136.1058 | 1727.708 | - | - | 928.8527 | 235.8825 | 239.0276 | 1.6 | 1.63 | 20939.4768
South Asia | SAS | - | OUT | Not LMIC | 1856800000 | [9 empty] | 0.58818 | 2.725 | 1092129.068
Saudi Arabia | SAU | EMRO | High income | Not LMIC | 34709640 | 187581.0533 | 4149.0534 | 23644.6182 | 91440.1928 | - | 4806.6275 | 30255.6788 | 4373.4389 | 17402.3393 | 2.24 | 3.57 | 77749.5936
Sudan | SDN | AFRO | Lower middle income | LMIC | 43541203 | 13141.1643 | 17334.6501 | 3589.4282 | 11475.1559 | - | 6906.4641 | 1103.1532 | 303.1463 | 9143.6091 | 0.74 | 2.38 | 32220.4902
Senegal | SEN | AFRO | Lower middle income | LMIC | 17200154 | 3064.1761 | 2175.3477 | 40.2037 | 1158.302 | 26.7038 | 5.4329 | 184.7198 | 13.3519 | 131.4771 | 0.3 | 2.38 | 5160.0462
Singapore | SGP | WPRO | High income | Not LMIC | 5935053 | 37158.7248 | - | 3165.9327 | 13710.9847 | - | - | 3039.9538 | 1790.1363 | 2429.8434 | 2.49 | 3.57 | 14778.282
Solomon Islands | SLB | WPRO | Lower middle income | LMIC | 647297 | 1468.8782 | - | 48.1063 | 129.6786 | - | - | 79.9685 | 28.6347 | 31.339 | 1.4 | 2.38 | 906.2158
Sierra Leone | SLE | AFRO | Low income | LMIC | 8046931 | 1445.6203 | 340.7223 | 315.9125 | 199.7148 | 3459.5064 | 676.0017 | 89.2627 | 1.2104 | 57.6942 | 0.4 | 1.63 | 3218.7724
El Salvador | SLV | PAHO | Lower middle income | LMIC | 6479066 | 11901.3591 | - | 2092.146 | 10164.6232 | 357.37 | 5533.1083 | 4246.8574 | 298.1487 | 4970.2008 | 1.2 | 2.38 | 7774.8792
San Marino | SMR | EURO | High income | Not LMIC | 33809 | 260.8403 | 17.5268 | 18.0347 | 207.2288 | - | - | 22.6818 | 19.5888 | 22.6818 | 3.8 | 3.57 | 128.4742
Somalia | SOM | EMRO | Low income | LMIC | 16105174 | 983.7619 | 807.281 | 231.3537 | 368.4636 | - | - |  | 24.8433 |  | 0.87 | 1.63 | 14011.5014
Serbia | SRB | EURO | Upper middle income | LMIC | 8703942 | 53162.2771 | - | 5576.6075 | 27195.335 | - | 875.1682 | 7082.2521 | 4162.7224 | 1869.356 | 5.61 | 3.32 | 48829.1146
Sub-Saharan Africa (excluding high income) | SSA | - | OUT | Not LMIC | 1135954000 | [9 empty] | 1.2126 | 2.725 | 1377429.9805
South Sudan | SSD | EMRO | Low income | LMIC | 13610007 | 11779.019 | 2216.6186 | 4899.1298 | 4899.1298 | 4331.2383 | 5712.6158 | 1123.5376 | 257.2618 | 626.3 | 1.24 | 1.63 | 16876.4087
Sub-Saharan Africa | SSF | - | OUT | Not LMIC | 1136052000 | [9 empty] | 1.2126 | 2.725 | 1377548.8129
Small states | SST | - | OUT | Not LMIC | 41855000 | [9 empty] | 4.5751 | 2.725 | 191491.9578
Sao Tome and Principe | STP | AFRO | Lower middle income | LMIC | 218011 | 424.0447 | - | 62.3071 | 11.7414 | - | 212.4104 | 2.8321 | 5.6643 |  | 2.9 | 2.38 | 632.2319
Suriname | SUR | PAHO | Upper middle income | LMIC | 577752 | 1615.8152 | - | 123.0359 | 709.2086 | - | - | 34.1066 |  | 27.5053 | 3 | 3.32 | 1733.256
Slovak Republic | SVK | EURO | High income | Not LMIC | 5451400 | 31238.3995 | 1837.2583 | 3153.9902 | 18632.7886 | - | 100.3111 | 2666.8679 | 1835.4418 | 2652.8796 | 5.7 | 3.57 | 31072.98
Slovenia | SVN | EURO | High income | Not LMIC | 2082055 | 20548.0614 | 206.4326 | 1110.6297 | 6421.4571 | - | - | 1424.9863 | 1332.7931 | 1458.0556 | 4.43 | 3.57 | 9223.5036
Sweden | SWE | EURO | High income | Not LMIC | 10121686 | 111854.6413 | 7742.5488 | 5399.2065 | 40332.7252 | 831.6238 | - | 7825.2918 | 13731.0559 | 8313.1503 | 2.14 | 3.57 | 21660.408
Eswatini | SWZ | AFRO | Lower middle income | LMIC | 1439295 | 4873.1803 | - | 47.974 | 392.4661 | - | 5288.6456 | 35.103 | 21.0618 | 14.2465 | 2.1 | 2.38 | 3022.5195
Sint Maarten (Dutch part) | SXM | - | High income | Not LMIC | 41364 | 349.6057 | 22.587 | 138.1331 | 138.1331 | 8.5606 | 10.191 | 33.36 | 35.5199 | 27.3982 | 4.82 | 3.57 | 199.3745
Seychelles | SYC | AFRO | High income | Not LMIC | 96112 | 697.7998 | 90.7956 | 49.8261 | 207.0955 | - | - | 45.9079 | 9.7486 | 42.2103 | 3.6 | 3.57 | 346.0032
Syrian Arab Republic | SYR | EMRO | Low income | LMIC | 18924442 | 27125.4635 | - | 1843.9957 | 22666.718 | - | - | 18764.4336 |  | 12633.2804 | 1.4 | 1.63 | 26494.2188
Turks and Caicos Islands | TCA | - | High income | Not LMIC | 36953 | 312.3243 | 20.1783 | 123.4028 | 123.4028 | 7.6477 | 9.1043 | 29.8026 | 31.7321 | 24.4765 | 4.82 | 3.57 | 178.1135
Chad | TCD | AFRO | Low income | LMIC | 16285093 | 3816.5779 | - | 495.3434 | 712.53 | - | 249.2905 | 77.7106 | 12.9502 | 29.8863 | 0.4 | 1.63 | 6514.0372
East Asia & Pacific (IDA & IBRD countries) | TEA | - | OUT | Not LMIC | 2078467000 | [9 empty] | 3.675 | 2.725 | 7638338.5578
Europe & Central Asia (IDA & IBRD countries) | TEC | - | OUT | Not LMIC | 462615000 | [9 empty] | 6.3667 | 2.725 | 2945320.6169
Togo | TGO | AFRO | Low income | LMIC | 8384291 | 2049.0716 | 1349.5935 | 675.3219 | 641.7133 | 3096.3691 | 7442.1944 | 223.7069 | 168.0428 | 6.3016 | 0.7 | 1.63 | 5869.0037
Thailand | THA | SEARO | Upper middle income | LMIC | 69410868 | 192412.985 | - | 2463.4103 | 56134.4734 | 1390.0816 | 1069090.0342 | 38565.9601 | 4374.0496 | 16583.1504 | 2.1 | 3.32 | 145762.8228
Tajikistan | TJK | EURO | Low income | LMIC | 9475246 | 39256.4386 | 5128.817 | 923.267 | 19632.7451 | - | - | 964.8611 | 193.4762 | 1458.426 | 4.67 | 1.63 | 44249.3988
Turkmenistan | TKM | EURO | Upper middle income | LMIC | 6031195 | 25428.6427 | 1223.5263 | 1284.3805 | 13392.7122 | - | - | 1019.7888 | 104.622 | 694.9101 | 4.03 | 3.32 | 24305.7159
Latin America & the Caribbean (IDA & IBRD countries) | TLA | - | OUT | Not LMIC | 637480000 | [9 empty] | 1.8296 | 2.725 | 1166314.558
Timor-Leste | TLS | SEARO | Lower middle income | LMIC | 1381400 | 1562.5866 | 645.0758 | 160.0937 | 956.1318 | - | 280.0239 | 270.8739 | 1.4092 | 10.2167 | 5.9 | 2.38 | 8150.26
Middle East & North Africa (IDA & IBRD countries) | TMN | - | OUT | Not LMIC | 391344000 | [9 empty] | 1.4299 | 2.725 | 559567.7023
Tonga | TON | WPRO | Upper middle income | LMIC | 111037 | 436.442 | - | 26.5511 | 58.4124 | - | - | 4.2482 | 1.062 | 17.1468 | 2.6 | 3.32 | 288.6962
South Asia (IDA & IBRD) | TSA | - | OUT | Not LMIC | 1856800000 | [9 empty] | 0.58818 | 2.725 | 1092129.068
Sub-Saharan Africa (IDA & IBRD countries) | TSS | - | OUT | Not LMIC | 1136052000 | [9 empty] | 1.2126 | 2.725 | 1377548.8129
Trinidad and Tobago | TTO | PAHO | High income | Not LMIC | 1377729 | 5718.3948 | - | 349.7981 | 5821.927 | - | - | 927.7691 | 81.4185 | 445.1456 | 3.02 | 3.57 | 4160.7416
Tunisia | TUN | EMRO | Lower middle income | LMIC | 11903136 | 29691.3201 | - | 2736.758 | 15385.4741 | - | - | 2701.6529 | 1427.8737 | 3611.6207 | 2.18 | 2.38 | 25948.8365
Turkey | TUR | EURO | Upper middle income | LMIC | 83835750 | 173131.0192 | 56001.698 | 17853.3452 | 156306.8549 | - | - | 29711.4012 | 4562.1673 | 29062.1938 | 2.85 | 3.32 | 238931.8875
Tuvalu | TUV | WPRO | Upper middle income | LMIC | 11499 | 49.8755 | - | 2.4488 |  | - | - |  |  |  | 5.6 | 3.32 | 64.3944
Tanzania | TZA | AFRO | Low income | LMIC | 62774619 | 35006.5264 | - | 3124.4139 | 838.4736 | - | - | 849.2736 | 150.6791 | 449.6588 | 0.7 | 1.63 | 43942.2333
Uganda | UGA | AFRO | Low income | LMIC | 47187703 | 56440.7335 | - | 2876.2905 | 7622.542 | 25632.1945 | - | 52.8946 | 133.9996 | 320.1853 | 0.5 | 1.63 | 23593.8515
Ukraine | UKR | EURO | Lower middle income | LMIC | 43579234 | 275990.8043 | 15811.3005 | 11223.3479 | 131083.6634 | - | - | 1477.0291 | 14267.2661 | 26174.7816 | 7.46 | 2.38 | 325101.0856
Upper middle income | UMC | - | OUT | Not LMIC | 2685886000 | [9 empty] | 3.9104 | 2.725 | 10503009.3458
Uruguay | URY | PAHO | High income | Not LMIC | 3494387 | 6744.0253 | - | 1440.7634 | 17647.0852 | 148.1348 | - |  | 909.1014 | 5170.9923 | 2.43 | 3.57 | 8491.3604
United States | USA | PAHO | High income | Not LMIC | 331431534 | 4830636.4351 | - | 592701.6929 | 867313.5635 | - | - | 306713.6497 | 230248.3065 | 191629.2245 | 2.87 | 3.57 | 951208.5026
Uzbekistan | UZB | EURO | Lower middle income | LMIC | 33235825 | 346251.5419 | 27233.6464 | 8559.5177 | 78606.1818 | - | - | 1352.5961 | 352.5673 | 4918.5312 | 3.98 | 2.38 | 132278.5835
St. Vincent and the Grenadines | VCT | PAHO | Upper middle income | LMIC | 110757 | 776.665 | - | 13.5014 | 73.7231 | - | 47.1797 | 37.3884 |  | 13.5014 | 4.32 | 3.32 | 478.4702
Venezuela, RB | VEN | PAHO | Upper middle income | LMIC | 33172392 | 27891.2366 | - | 7064.2675 | 60922.8856 | - | - |  |  | 17363.0224 | 0.87 | 3.32 | 28859.981
British Virgin Islands | VGB | - | High income | Not LMIC | 32634 | 275.8204 | 17.8199 | 108.9797 | 108.9797 | 6.7538 | 8.0402 | 26.3193 | 28.0233 | 21.6157 | 4.82 | 3.57 | 157.2959
Virgin Islands (U.S.) | VIR | - | High income | Not LMIC | 104858 | 886.2527 | 57.2582 | 350.1683 | 350.1683 | 21.7011 | 25.8343 | 84.5679 | 90.0431 | 69.4546 | 18.68 | 3.57 | 1958.7475
Vietnam | VNM | WPRO | Lower middle income | LMIC | 98360145 | 110998.5625 | 29950.275 | 25331.5633 | 80697.5597 | - | - | 33011.077 |  |  | 2.6 | 2.38 | 255736.377
Vanuatu | VUT | WPRO | Lower middle income | LMIC | 293934 | 434.9087 | - | 69.8072 | 50.0359 | - | 272.84 | 34.312 | 3.5495 | 9.1912 | 1.7 | 2.38 | 499.6878
World | WLD | - | OUT | Not LMIC | 7754179000 | [9 empty] | 2.8918 | 2.725 | 22423605.8479
Samoa | WSM | WPRO | Upper middle income | LMIC | 200117 | 494.3433 | - | 38.4617 | 68.7531 | - | - | 14.6473 | 3.1185 | 21.136 | 1 | 3.32 | 200.117
Kosovo | XKX | - | Upper middle income | LMIC | 1870000 | 7215.7486 | 646.3982 | 3942.6983 | 3942.6983 | 72.5633 | 2587.2109 | 645.5848 | 216.9055 | 673.6319 | 3.41 | 3.32 | 6376.7
Yemen, Rep. | YEM | EMRO | Low income | LMIC | 30245305 | 23445.5003 | - | 3689.5078 | 15596.6965 | - | 23.9906 | 3123.9401 | 20.2026 | 624.558 | 0.71 | 1.63 | 21474.1666
South Africa | ZAF | AFRO | Upper middle income | LMIC | 58721229 | 77297.5901 | - | 639.3452 | 53514.0353 | - | - | 16020.0861 | 19786.7979 | 6645.3924 | 2.3 | 3.32 | 135058.8267
Zambia | ZMB | AFRO | Lower middle income | LMIC | 18679273 | 24113.1451 | 517.8776 | 468 | 21851.6755 | - | 234.5306 | 818.2042 | 65.7959 | 21.2245 | 2 | 2.38 | 37358.546
Zimbabwe | ZWE | AFRO | Lower middle income | LMIC | 17680465 | 29235.8595 | - | 1852.4906 | 3167.0262 | - | 16628.4576 | 1462.107 | 459.4595 | 108.8469 | 1.7 | 2.38 | 30056.7905
Manual |  |  | Manual | LMIC | 0 | 0 | 0 | 0 | 0 | 0 | 0 | 0 | 0 | 0
100 |  |  |  |  | 100
1000 |  |  |  |  | 1000
10000 |  |  |  |  | 10000
100000 |  |  |  |  | 100000
© World Health Organization 2021. Some rights reserved. This work is available under the CC BY-NC-SA 3.0 IGO licence.
WHO reference number: WHO/2019-nCoV/Tools/Essential_forecasting/2021.1

## WHO GHO Data
WHO GHO Datasets
Description: Health care worker cadres by country for latest reporting year
Source: WHO - https://apps.who.int/gho/data/node.main.HWFGRP?lang=en
Country |  |  |  | Nurses & midwives - reported values |  |  | Lab staff - reported values |  |  | Medical doctors - reported values |  | Trad & Comp Med - reported values |  | CHWs - reported values |  | Pharmacists - reported values |  | Physiotherapists - reported values |  | Dentists - reported values |  | Calculations to translate reported values into 2020 values | [10 empty] | Calculations for unreported territories | [8 empty] | Calculations for unreported territories (per 1,000 people)
WHO country name | Country code | Income group | Population in 2020 | Latest reported year with full nursing personnel data | Nursing personnel (number) | Midwifery personnel (number) | Latest reporting year with lab staff data | Medical and Pathology Laboratory scientists (number) | Medical and Pathology Laboratory Technicians (number) | Latest reporting year with medical doctors data | Medical doctors (number) | Latest reporting year with Trad & Comp Med data | Traditional and Complementary Medicine Personnel (number) | Latest reporting year with CHW data | CHWs (number) | Latest reporting year with pharmacist data | Pharmacists (number) | Latest reporting year with physiotherapist data | Physiotherapists (number) | Latest reporting year with dentist data | Dentists (number) | Growth rate (if missing, use 0) | Nurses in 2020 | Midwives in 2020 | Lab staff in 2020 - data provided | Lab staff filling gaps in data provided | Medical doctors in 2020 | Trad & Comp Med in 2020 | CHWs in 2020 | Pharmacists in 2020 | Physiotherapists in 2020 | Dentists in 2020 | Nurses # per 1,000 population in 2020 | Midwives # per 1,000 population in 2020 | Lab staff # per 1,000 population in 2020 | Doctors # per 1,000 population in 2020 | Trad & Comp Med # per 1,000 population in 2020 | CHWs # per 1,000 population in 2020 | Pharmacists # per 1,000 population in 2020 | Physiotherapists # per 1,000 population in 2020 | Dentists # per 1,000 population in 2020 | Average by income group | Nurses | Midwives | Lab staff | Doctors | Trad & Comp med | CHWs | Pharmacists | Physiotherapists | Dentists
Afghanistan | AFG | Low income | 38054941 | 2017 | 6370 |  |  |  |  | 2016 | 9842 |  |  |  |  | 2016 | 1675 |  |  | 2016 | 120 | 2.4383 | 6847.4063 | - | 0 | 3708.0697 | 10837.5782 | - | - | 1844.4364 |  | 132.1387 | 0.17993 | 0 | 0 | 0.28479 | 0 | 0 | 0.048468 | 0 | 0.0034723 | Manual | 3.788 | 0.33743 | 0.27534 | 1.6388 | 0.219 | 0.65185 | 0.34663 | 0.25605 | 0.30386
Albania | ALB | Upper middle income | 2942034 | 2016 | 10534 |  |  |  |  | 2016 | 3511 |  |  |  |  | 2013 | 2441 |  |  | 2006 | 1035 | 0.12749 | 10587.8206 | - | 0 | 626.5245 | 3528.9385 | - | - | 2462.8671 |  | 1053.6267 | 3.5988 | 0 | 0 | 1.1995 | 0 | 0 | 0.83713 | 0 | 0.35813 | Low income | 0.86547 | 0.16287 | 0.09744 | 0.35997 | 0.31824 | 0.41974 | 0.082552 | 0.018902 | 0.046018
Algeria | DZA | Upper middle income | 43333255 | 2018 | 56411 | 8948 | 2018 | 136 | 15238 | 2018 | 72604 |  |  |  |  | 2018 | 18807 | 2007 | 661 | 2018 | 15437 | 1.6791 | 58321.2967 | 9251.0142 | 15894.6237 | 15894.6237 | 75062.655 | - | - | 19443.8785 | 820.7547 | 15959.7571 | 1.3459 | 0.21349 | 0.3668 | 1.7322 | 0 | 0 | 0.44871 | 0.018941 | 0.3683 | Lower middle income | 1.9757 | 0.29512 | 0.25754 | 0.74737 | 0.31199 | 0.55775 | 0.15226 | 0.030579 | 0.14682
Andorra | AND | High income | 77184 | 2015 | 296 | 17 |  |  |  | 2015 | 260 |  |  |  |  | 2015 | 79 |  |  | 2015 | 64 | -0.21369 | 292.8508 | 16.8191 | 0 | 41.1722 | 257.2338 | - | - | 78.1595 |  | 63.3191 | 3.7942 | 0.21791 | 0 | 3.3327 | 0 | 0 | 1.0126 | 0 | 0.82037 | Upper middle income | 3.8587 | 0.34567 | 0.21296 | 2.1084 | 0.038804 | 1.3835 | 0.34523 | 0.11599 | 0.36023
Angola | AGO | Lower middle income | 32827401 | 2018 | 12554 |  | 2004 |  | 1376 | 2017 | 6400 |  |  |  |  | 2004 | 919 | 2004 | 116 | 2004 | 222 | 3.3364 | 13405.6727 | - | 2326.3248 | 2326.3248 | 7062.195 | - | - | 1553.7009 | 196.1146 | 375.3227 | 0.40837 | 0 | 0.070865 | 0.21513 | 0 | 0 | 0.047329 | 0.0059741 | 0.011433 | High income | 8.4519 | 0.54605 | 0.53343 | 3.3395 | 0.20696 | 0.24637 | 0.8065 | 0.85871 | 0.66237
Antigua and Barbuda | ATG | High income | 105110 | 2018 | 435 |  | 2007 |  | 8 | 2017 | 282 |  |  |  |  | 2007 | 15 |  |  | 2014 | 4 | 1.0173 | 443.8954 | - | 9.125 | 9.125 | 290.6941 | - | - | 17.1094 |  | 4.2504 | 4.2232 | 0 | 0.086814 | 2.7656 | 0 | 0 | 0.16278 | 0 | 0.040438
Argentina | ARG | Upper middle income | 45510399 | 2017 | 114219 |  | 2004 | 19629 |  | 2017 | 175313 |  |  |  |  | 2004 | 19510 | 2001 | 11908 | 2004 | 35592 | 0.94589 | 117490.9083 | - | 22820.0373 | 22820.0373 | 180335.0021 | - | - | 22681.6917 | 14240.4236 | 41378.1021 | 2.5816 | 0 | 0.50142 | 3.9625 | 0 | 0 | 0.49838 | 0.3129 | 0.9092
Armenia | ARM | Upper middle income | 2938679 | 2017 | 16796 | 1188 |  |  |  | 2017 | 12964 |  |  |  |  | 2015 | 143 | 2015 | 89 | 2017 | 1638 | 0.14854 | 16870.9588 | 1193.3019 | 0 | 625.81 | 13021.857 | - | - | 144.0652 | 89.663 | 1645.3102 | 5.741 | 0.40607 | 0 | 4.4312 | 0 | 0 | 0.049024 | 0.030511 | 0.55988
Australia | AUS | High income | 25398177 | 2017 | 287405 | 21151 |  |  |  | 2017 | 90417 |  |  | 2006 | 1012 | 2017 | 21656 | 2017 | 23325 | 2017 | 14620 | 1.3087 | 298837.114 | 21992.3237 | 0 | 13548.1382 | 94013.5187 | - | 1214.0452 | 22517.4111 | 24252.799 | 15201.54 | 11.7661 | 0.8659 | 0 | 3.7016 | 0 | 0.0478 | 0.88658 | 0.9549 | 0.59853
Austria | AUT | High income | 8782210 | 2017 | 60263 | 2269 |  |  |  | 2017 | 45596 |  |  |  |  | 2018 | 6349 | 2017 | 3905 | 2017 | 5009 | 0.23751 | 60693.4079 | 2285.2056 | 0 | 4684.6904 | 45921.6539 | - | - | 6379.1945 | 3932.8901 | 5044.7751 | 6.9109 | 0.26021 | 0 | 5.2289 | 0 | 0 | 0.72638 | 0.44782 | 0.57443
Azerbaijan | AZE | Upper middle income | 10099743 | 2014 | 56148 | 5009 |  |  |  | 2014 | 32756 |  |  |  |  | 2014 | 1897 | 2014 | 286 | 2014 | 2601 | 0.98335 | 59543.3015 | 5311.8971 | 0 | 2150.8032 | 34736.774 | - | - | 2011.7127 | 303.2946 | 2758.284 | 5.8955 | 0.52594 | 0 | 3.4394 | 0 | 0 | 0.19918 | 0.03003 | 0.2731
Bahamas | BHS | High income | 406839 | 2018 | 1761 |  | 2011 |  | 104 | 2017 | 766 |  |  |  |  | 2011 | 202 | 2011 | 55 | 2017 | 102 | 1.0133 | 1796.8703 | - | 113.8784 | 113.8784 | 789.5231 | - | - | 221.187 | 60.2242 | 105.1323 | 4.4167 | 0 | 0.27991 | 1.9406 | 0 | 0 | 0.54367 | 0.14803 | 0.25841
Bahrain | BHR | High income | 1697765 | 2015 | 3422 |  | 2015 |  | 295 | 2015 | 1270 |  |  |  |  | 2015 | 222 | 2004 | 74 | 2015 | 134 | 4.3551 | 4234.9606 | - | 365.0828 | 365.0828 | 1571.7124 | - | - | 274.7403 | 146.3705 | 165.8342 | 2.4944 | 0 | 0.21504 | 0.92575 | 0 | 0 | 0.16182 | 0.086214 | 0.097678
Bangladesh | BGD | Lower middle income | 169775309 | 2018 | 57211 | 9333 | 2018 | 26121 |  | 2018 | 93741 | 2018 | 7771 | 2018 | 55136 | 2018 | 29127 | 2012 | 823 | 2019 | 9608 | 1.0419 | 58409.351 | 9528.4906 | 26668.1348 | 26668.1348 | 95704.5144 | 7933.7726 | 56290.8877 | 29737.0989 | 894.1517 | 9708.1039 | 0.34404 | 0.056124 | 0.15708 | 0.56371 | 0.046731 | 0.33156 | 0.17516 | 0.0052667 | 0.057182
Barbados | BRB | High income | 287568 | 2018 | 877 |  | 2005 |  | 2 | 2017 | 711 |  |  |  |  | 2005 | 251 | 2005 | 22 | 2017 | 88 | 0.2347 | 881.1215 | - | 2.0716 | 2.0716 | 716.0179 | - | - | 259.9832 | 22.7874 | 88.6211 | 3.064 | 0 | 0.0072038 | 2.4899 | 0 | 0 | 0.90408 | 0.079242 | 0.30817
Belarus | BLR | Upper middle income | 9415431 | 2015 | 98875 | 4984 |  |  |  | 2015 | 48995 |  |  |  |  | 2015 | 3424 |  |  | 2018 | 5887 | -0.14875 | 98141.8002 | 4947.0415 | 0 | 2005.0747 | 48631.6814 | - | - | 3398.6096 |  | 5869.4992 | 10.4235 | 0.52542 | 0 | 5.1651 | 0 | 0 | 0.36096 | 0 | 0.62339
Belgium | BEL | High income | 11619972 | 2018 | 210507 | 12953 |  |  |  | 2017 | 35069 |  |  |  |  | 2018 | 21895 | 2017 | 23001 | 2018 | 12027 | 0.58149 | 212962.2849 | 13104.0796 | 0 | 6198.4365 | 35684.3356 | - | - | 22150.3761 | 23404.5854 | 12167.279 | 18.3273 | 1.1277 | 0 | 3.0709 | 0 | 0 | 1.9062 | 2.0142 | 1.0471
Belize | BLZ | Upper middle income | 398007 | 2018 | 897 |  |  |  |  | 2017 | 422 |  |  | 2009 | 158 | 2017 | 254 |  |  | 2019 | 54 | 2.068 | 934.4835 | - | 0 | 84.7581 | 448.726 | - | 197.8986 | 270.0863 |  | 55.1167 | 2.3479 | 0 | 0 | 1.1274 | 0 | 0.49722 | 0.6786 | 0 | 0.13848
Benin | BEN | Low income | 12122985 | 2018 | 3410 | 1055 | 2018 | 668 |  | 2018 | 908 |  |  |  |  | 2018 | 306 | 2018 | 58 | 2018 | 12 | 2.768 | 3601.3922 | 1114.2137 | 705.4927 | 705.4927 | 958.9631 | - | - | 323.1748 | 61.2554 | 12.6735 | 0.29707 | 0.091909 | 0.058195 | 0.079103 | 0 | 0 | 0.026658 | 0.0050528 | 0.0010454
Bhutan | BTN | Lower middle income | 835245 | 2018 | 1397 |  | 2018 | 309 | 71 | 2018 | 320 | 2017 | 113 | 2012 | 578 | 2018 | 43 | 2018 | 27 | 2019 | 59 | 1.1871 | 1430.365 | - | 389.0757 | 389.0757 | 327.6427 | 117.0723 | 635.2282 | 44.027 | 27.6449 | 59.7004 | 1.7125 | 0 | 0.46582 | 0.39227 | 0.14017 | 0.76053 | 0.052711 | 0.033098 | 0.071477
Bolivia (Plurinational State of) | BOL | Lower middle income | 11543982 | 2017 | 17449 |  | 2011 |  | 562 | 2016 | 17542 |  |  |  |  | 2016 | 2477 |  |  | 2016 | 2428 | 1.4832 | 18236.9713 | - | 641.6273 | 641.6273 | 18606.0993 | - | - | 2627.255 |  | 2575.2827 | 1.5798 | 0 | 0.055581 | 1.6118 | 0 | 0 | 0.22759 | 0 | 0.22308
Bosnia and Herzegovina | BIH | Upper middle income | 3498210 | 2018 | 19057 |  |  |  |  | 2015 | 7413 |  |  |  |  | 2015 | 443 | 2015 | 578 | 2015 | 823 | -0.21444 | 18975.3545 | - | 0 | 744.9656 | 7333.8565 | - | - | 438.2704 | 571.8291 | 814.2134 | 5.4243 | 0 | 0 | 2.0965 | 0 | 0 | 0.12528 | 0.16346 | 0.23275
Botswana | BWA | Upper middle income | 2415766 | 2018 | 12179 |  | 2009 |  | 317 | 2016 | 1138 |  |  | 2012 | 166 | 2011 | 430 | 2009 | 53 | 2016 | 91 | 1.8038 | 12622.3378 | - | 385.8906 | 385.8906 | 1222.3585 | - | 191.5229 | 505.0626 | 64.518 | 97.7457 | 5.225 | 0 | 0.15974 | 0.50599 | 0 | 0.07928 | 0.20907 | 0.026707 | 0.040462
Brazil | BRA | Upper middle income | 213863046 | 2018 | 2119620 |  | 2017 |  | 43744 | 2018 | 453351 | 2017 | 7912 | 2017 | 436590 | 2017 | 141968 | 2017 | 168501 | 2017 | 258842 | 0.75571 | 2151777.5727 | - | 44743.2519 | 44743.2519 | 460228.9629 | 8092.7352 | 446563.1021 | 145211 | 172350.098 | 264754.7733 | 10.0615 | 0 | 0.20921 | 2.152 | 0.037841 | 2.0881 | 0.67899 | 0.80589 | 1.238
Brunei Darussalam | BRN | High income | 444519 | 2018 | 2530 |  | 2015 | 113 | 27 | 2017 | 683 |  |  |  |  | 2015 | 71 | 2015 | 21 | 2019 | 110 | 1.26 | 2594.159 | - | 149.0453 | 149.0453 | 709.1446 | - | - | 75.5872 | 22.3568 | 111.386 | 5.8359 | 0 | 0.3353 | 1.5953 | 0 | 0 | 0.17004 | 0.050294 | 0.25058
Bulgaria | BGR | Upper middle income | 6940527 | 2015 | 31397 | 3274 |  |  |  | 2015 | 29038 |  |  |  |  | 1999 | 1356 | 2015 | 1612 | 2015 | 7547 | -0.66893 | 30360.8337 | 3165.9512 | 0 | 1478.0285 | 28079.6856 | - | - | 1177.7333 | 1558.8006 | 7297.9333 | 4.3744 | 0.45615 | 0 | 4.0458 | 0 | 0 | 0.16969 | 0.22459 | 1.0515
Burkina Faso | BFA | Low income | 20903345 | 2017 | 10376 | 6569 | 2017 | 699 |  | 2017 | 1626 |  |  | 2017 | 2749 | 2016 | 235 | 2017 | 18 | 2018 | 91 | 2.9097 | 11308.3538 | 7159.2691 | 761.8099 | 761.8099 | 1772.1071 | - | 2996.0162 | 263.5687 | 19.6174 | 96.3728 | 0.54098 | 0.34249 | 0.036444 | 0.084776 | 0 | 0.14333 | 0.012609 | 0.00093848 | 0.0046104
Burundi | BDI | Low income | 11939227 | 2017 | 9071 | 160 | 2017 | 1073 |  | 2017 | 1084 |  |  | 2004 | 548 | 2012 | 4 | 2004 | 2 | 2013 | 4 | 3.2004 | 9970.0983 | 175.8589 | 1179.3535 | 1179.3535 | 1191.4438 | - | 907.1589 | 5.1465 | 3.3108 | 4.9869 | 0.83507 | 0.01473 | 0.09878 | 0.099792 | 0 | 0.075981 | 0.00043106 | 0.0002773 | 0.00041769
Cabo Verde | CPV | Lower middle income | 567348 | 2018 | 706 |  |  |  |  | 2015 | 410 |  |  |  |  | 2016 | 4 |  |  | 2016 | 4 | 1.2602 | 723.9057 | - | 0 | 146.1142 | 436.4928 | - | - | 4.2055 |  | 4.2055 | 1.2759 | 0 | 0 | 0.76936 | 0 | 0 | 0.0074125 | 0 | 0.0074125
Cambodia | KHM | Lower middle income | 16715508 | 2018 | 11140 |  | 2014 | 554 |  | 2014 | 2944 | 2013 | 486 | 2004 | 1638 | 2014 | 526 | 2014 | 176 | 2014 | 252 | 1.4983 | 11476.3242 | - | 605.707 | 605.707 | 3218.7753 | 539.3218 | 2078.0445 | 575.0937 | 192.4268 | 275.5202 | 0.68657 | 0 | 0.036236 | 0.19256 | 0.032265 | 0.12432 | 0.034405 | 0.011512 | 0.016483
Cameroon | CMR | Lower middle income | 25958184 | 2011 | 18954 | 205 | 2004 |  | 1793 | 2011 | 1842 |  |  | 2011 | 367 | 2016 | 199 | 2004 | 16 | 2016 | 88 | 2.5974 | 23874.2184 | 258.2154 | 2702.4889 | 2702.4889 | 2320.1599 | - | 462.2686 | 220.4951 | 24.1159 | 97.5054 | 0.91972 | 0.0099474 | 0.10411 | 0.089381 | 0 | 0.017808 | 0.0084942 | 0.00092903 | 0.0037562
Canada | CAN | High income | 37603205 | 2018 | 368664 |  |  |  |  | 2016 | 84063 |  |  |  |  | 2016 | 40888 |  |  | 2016 | 23261 | 0.90342 | 375355.2755 | - | 0 | 20058.6609 | 87142.1902 | - | - | 42385.7092 |  | 24113.0401 | 9.982 | 0 | 0 | 2.3174 | 0 | 0 | 1.1272 | 0 | 0.64125
Central African Republic | CAF | Low income | 4920889 | 2015 | 322 | 605 | 2009 |  | 40 | 2015 | 324 |  |  | 2009 | 1713 | 2015 | 20 | 2004 | 4 | 2018 | 11 | 1.597 | 348.5463 | 654.8773 | 47.6157 | 47.6157 | 350.7112 | - | 2039.1419 | 21.6488 | 5.1541 | 11.3541 | 0.07083 | 0.13308 | 0.0096762 | 0.07127 | 0 | 0.41438 | 0.0043994 | 0.0010474 | 0.0023073
Chad | TCD | Low income | 16285093 | 2017 | 3487 |  | 2004 | 111 | 195 | 2017 | 651 |  |  | 2004 | 154 | 2017 | 71 | 2004 | 8 | 2019 | 29 | 3.0562 | 3816.5779 | - | 495.3434 | 495.3434 | 712.53 | - | 249.2905 | 77.7106 | 12.9502 | 29.8863 | 0.23436 | 0 | 0.030417 | 0.043754 | 0 | 0.015308 | 0.0047719 | 0.00079522 | 0.0018352
Chile | CHL | High income | 18472639 | 2018 | 236427 | 13136 | 2009 | 29 |  | 2018 | 48531 |  |  |  |  | 2018 | 9858 | 2018 | 28548 | 2018 | 23504 | 0.7869 | 240162.5257 | 13343.5476 | 31.6113 | 31.6113 | 49297.7855 | - | - | 10013.7555 | 28999.0559 | 23875.3611 | 13.001 | 0.72234 | 0.0017113 | 2.6687 | 0 | 0 | 0.54209 | 1.5698 | 1.2925
China | CHN | Upper middle income | 1424548266 | 2017 | 3804021 |  | 2010 |  | 230572 | 2017 | 2828999 |  |  | 2011 | 1126443 | 2017 | 453000 |  |  | 2017 | 637000 | 0.39091 | 3848806.1455 | - | 239745.4306 | 239745.4306 | 2862305.1074 | - | 1166698.4348 | 458333.2174 |  | 644499.469 | 2.7018 | 0 | 0.1683 | 2.0093 | 0 | 0.819 | 0.32174 | 0 | 0.45242
Colombia | COL | Upper middle income | 50220412 | 2018 | 66095 |  |  |  |  | 2018 | 108499 | [8 empty] | 2015 | 46299 | 0.81263 | 67173.5815 | - | 0 | 10694.7496 | 110269.5577 | - | - |  |  | 48211.0237 | 1.3376 | 0 | 0 | 2.1957 | 0 | 0 | 0 | 0 | 0.95999
Comoros | COM | Lower middle income | 869601 | 2009 | 274 | 199 | 2012 |  | 86 | 2016 | 216 |  |  |  |  | 2012 | 16 |  |  | 2018 | 33 | 2.2663 | 350.5962 | 254.6301 | 102.8864 | 102.8864 | 236.2563 | - | - | 19.1416 |  | 34.5127 | 0.40317 | 0.29281 | 0.11831 | 0.27168 | 0 | 0 | 0.022012 | 0 | 0.039688
Congo | COG | Lower middle income | 5686917 | 2018 | 3289 |  | 2007 | 280 | 54 | 2011 | 723 |  |  |  |  | 2016 | 191 | 2004 | 2 | 2011 | 133 | 2.6259 | 3464.0001 | - | 467.8295 | 467.8295 | 912.9593 | - | - | 211.8661 | 3.0279 | 167.9441 | 0.60912 | 0 | 0.082264 | 0.16054 | 0 | 0 | 0.037255 | 0.00053243 | 0.029532
Cook Islands | COK |  |  | 2018 | 118 |  | 2014 | 10 |  | 2014 | 25 |  |  | 2009 | 9 | 2014 | 1 | 2014 | 1 | 2019 | 6 | 0 | 118 | - | 10 | 10 | 25 | - | 9 | 1 | 1 | 6 | 0 | 0 | 0 | 0 | 0 | 0 | 0 | 0 | 0
Costa Rica | CRI | Upper middle income | 5044179 | 2018 | 17070 |  | 2016 | 9 |  | 2018 | 14468 |  |  | 2016 | 1357 | 2016 | 3574 | 2016 | 516 | 2017 | 49 | 0.96431 | 17400.8026 | - | 9.3522 | 9.3522 | 14748.378 | - | 1410.1047 | 3713.8646 | 536.1931 | 50.4312 | 3.4497 | 0 | 0.0018541 | 2.9238 | 0 | 0.27955 | 0.73627 | 0.1063 | 0.0099979
Côte d'Ivoire | CIV | Lower middle income | 26171750 | 2018 | 15163 |  | 2014 | 2380 | 1600 | 2014 | 5240 | [8 empty] | 2019 | 373 | 2.5209 | 15937.1165 | - | 4621.2229 | 4621.2229 | 6084.2231 | - | - |  |  | 382.4029 | 0.60894 | 0 | 0.17657 | 0.23247 | 0 | 0 | 0 | 0 | 0.014611
Croatia | HRV | High income | 4115947 | 2016 | 34184 |  |  |  |  | 2016 | 12624 |  |  |  |  | 2015 | 3042 | 2015 | 3030 | 2015 | 3347 | -0.57343 | 33406.6268 | - | 0 | 2195.5678 | 12336.9195 | - | - | 2955.7751 | 2944.1153 | 3252.13 | 8.1164 | 0 | 0 | 2.9973 | 0 | 0 | 0.71813 | 0.71529 | 0.79013
Cuba | CUB | Upper middle income | 11495492 | 2018 | 85732 |  | 2014 |  | 6015 | 2018 | 95487 | [8 empty] | 2017 | 19064 | 0.059364 | 85833.8174 | - | 6036.4561 | 6036.4561 | 95600.4027 | - | - |  |  | 19097.9714 | 7.4667 | 0 | 0.52512 | 8.3163 | 0 | 0 | 0 | 0 | 1.6613
Cyprus | CYP | High income | 1207343 | 2016 | 6145 |  | 2008 | 22 | 312 | 2016 | 2283 |  |  |  |  | 2015 | 750 | 2015 | 733 | 2015 | 876 | 0.78614 | 6340.5238 | - | 366.9072 | 366.9072 | 2355.6413 | - | - | 779.9474 | 762.2686 | 910.9786 | 5.2516 | 0 | 0.3039 | 1.9511 | 0 | 0 | 0.646 | 0.63136 | 0.75453
Czechia | CZE | High income | 10633424 | 2017 | 85372 | 3965 |  |  |  | 2018 | 43951 |  |  |  |  | 2017 | 7308 | 2017 | 9075 | 2018 | 7838 | 0.055884 | 85515.2071 | 3971.6511 | 0 | 5672.1826 | 44000.1366 | - | - | 7320.2588 | 9090.2228 | 7846.7628 | 8.0421 | 0.37351 | 0 | 4.1379 | 0 | 0 | 0.68842 | 0.85487 | 0.73793
Democratic People's Republic of Korea | PRK | Low income | 25840863 | 2017 | 105125 | 8010 |  |  |  | 2017 | 93667 |  |  |  |  | 2017 | 10094 |  |  | 2017 | 5595 | 0.46853 | 106609.5649 | 8123.1164 | 0 | 2517.9311 | 94989.7561 | - | - | 10236.5465 |  | 5674.012 | 4.1256 | 0.31435 | 0 | 3.676 | 0 | 0 | 0.39614 | 0 | 0.21958
Democratic Republic of the Congo | DRC |  | 89505201 | 2018 | 93326 |  | 2009 |  | 2126 | 2016 | 5832 |  |  |  |  | 2016 | 404 |  |  | 2016 | 147 | 3.272 | 99533.1344 | - | 3029.4997 | 3029.4997 | 6633.5739 | - | - | 459.5274 |  | 167.2043 | 1.112 | 0 | 0.033847 | 0.074114 | 0 | 0 | 0.0051341 | 0 | 0.0018681
Denmark | DNK | High income | 5796800 | 2016 | 56991 | 1947 |  |  |  | 2016 | 22902 | 2016 | 1049 |  |  | 2016 | 2979 | 2016 | 9933 | 2016 | 4247 | 0.37721 | 57855.7877 | 1976.544 | 0 | 3092.1844 | 23249.5175 | 1064.9176 | - | 3024.2037 | 10083.7244 | 4311.4444 | 9.9806 | 0.34097 | 0 | 4.0108 | 0.18371 | 0 | 0.5217 | 1.7395 | 0.74376
Djibouti | DJI | Lower middle income | 999899 | 2014 | 488 | 167 | 2005 | 3 | 56 | 2014 | 201 |  |  |  |  | 2014 | 210 | 2005 | 3 | 2014 | 19 | 1.5165 | 534.12 | 182.7829 | 73.9434 | 73.9434 | 219.9961 | - | - | 229.8467 | 3.7598 | 20.7957 | 0.53417 | 0.1828 | 0.073951 | 0.22002 | 0 | 0 | 0.22987 | 0.0037602 | 0.020798
Dominica | DMA | Upper middle income | 75052 | 2018 | 461 |  |  |  |  | 2017 | 80 |  |  |  |  | 2001 | 18 |  |  | 2017 | 5 | 0.5114 | 465.7272 | - | 0 | 15.9828 | 81.2337 | - | - | 19.8319 |  | 5.0771 | 6.2054 | 0 | 0 | 1.0824 | 0 | 0 | 0.26424 | 0 | 0.067648
Dominican Republic | DOM | Upper middle income | 11108358 | 2018 | 14668 |  |  |  |  | 2011 | 14983 |  |  |  |  | 2000 | 3330 |  |  | 2019 | 2028 | 1.0782 | 14986.0093 | - | 0 | 2365.594 | 16501.2449 | - | - | 4126.6267 |  | 2049.8661 | 1.3491 | 0 | 0 | 1.4855 | 0 | 0 | 0.37149 | 0 | 0.18453
Ecuador | ECU | Upper middle income | 17335642 | 2018 | 42811 |  | 2015 |  | 4140 | 2016 | 33589 | 2015 | 1488 | 2015 | 1054 | 2015 | 672 | 2015 | 3307 | 2016 | 5243 | 1.4341 | 44047.6684 | - | 4445.4857 | 4445.4857 | 35557.5787 | 1597.7978 | 1131.7734 | 721.5861 | 3551.0197 | 5550.2809 | 2.5409 | 0 | 0.25644 | 2.0511 | 0.092168 | 0.065286 | 0.041624 | 0.20484 | 0.32017
Egypt | EGY | Lower middle income | 102941484 | 2018 | 189579 |  | 2018 | 15234 | 2349 | 2018 | 44502 | 2016 | 235099 | 2018 | 963 | 2018 | 45014 | 2018 | 4498 | 2018 | 197046 | 1.8821 | 196782.1462 | - | 18251.0746 | 18251.0746 | 46192.8751 | 253303.8037 | 999.5897 | 46724.3288 | 4668.9037 | 204532.8585 | 1.9116 | 0 | 0.1773 | 0.44873 | 2.4607 | 0.0097103 | 0.45389 | 0.045355 | 1.9869
El Salvador | SLV | Lower middle income | 6479066 | 2018 | 11778 |  | 2016 |  | 2049 | 2016 | 9955 | 2016 | 350 | 2016 | 5419 | 2017 | 4181 | 2016 | 292 | 2008 | 4669 | 0.52232 | 11901.3591 | - | 2092.146 | 2092.146 | 10164.6232 | 357.37 | 5533.1083 | 4246.8574 | 298.1487 | 4970.2008 | 1.8369 | 0 | 0.32291 | 1.5688 | 0.055158 | 0.854 | 0.65547 | 0.046017 | 0.76712
Equatorial Guinea | GNQ | Upper middle income | 1406280 | 2017 | 634 |  | 2004 | 3 | 80 | 2017 | 507 |  |  | 2004 | 308 | 2004 | 12 |  |  | 2004 | 5 | 3.6521 | 706.0303 | - | 147.342 | 147.342 | 564.6016 | - | 546.7632 | 21.3025 |  | 8.876 | 0.50206 | 0 | 0.10477 | 0.40149 | 0 | 0.3888 | 0.015148 | 0 | 0.0063117
Eritrea | ERI | Low income | 5432216 | 2018 | 4971 |  | 2004 | 17 | 183 | 2016 | 212 |  |  |  |  | 2004 | 17 |  |  | 2004 | 16 | 2.306 | 5202.909 | - | 288.0379 | 288.0379 | 232.242 | - | - | 24.4832 |  | 23.043 | 0.95779 | 0 | 0.053024 | 0.042753 | 0 | 0 | 0.004507 | 0 | 0.0042419
Estonia | EST | High income | 1300559 | 2018 | 13786 | 972 |  |  |  | 2018 | 5931 |  |  |  |  | 2018 | 1441 | 2017 | 475 | 2018 | 1823 | -0.22548 | 13723.9016 | 967.6217 | 0 | 693.7566 | 5904.2841 | - | - | 1434.5091 | 471.7942 | 1814.7884 | 10.5523 | 0.744 | 0 | 4.5398 | 0 | 0 | 1.103 | 0.36276 | 1.3954
Eswatini | SWZ | Lower middle income | 1439295 | 2018 | 4706 |  | 2011 |  | 41 | 2016 | 366 |  |  | 2004 | 4000 | 2011 | 30 | 2011 | 18 | 2019 | 14 | 1.7607 | 4873.1803 | - | 47.974 | 47.974 | 392.4661 | - | 5288.6456 | 35.103 | 21.0618 | 14.2465 | 3.3858 | 0 | 0.033332 | 0.27268 | 0 | 3.6745 | 0.024389 | 0.014633 | 0.0098983
Ethiopia | ETH | Low income | 112759070 | 2018 | 61772 | 16159 | 2009 |  | 2823 | 2018 | 8395 |  |  | 2009 | 30950 | 2018 | 3907 |  |  | 2018 | 1745 | 2.4568 | 64844.4724 | 16962.7312 | 3686.8717 | 3686.8717 | 8812.5582 | - | 40421.069 | 4101.33 |  | 1831.7944 | 0.57507 | 0.15043 | 0.032697 | 0.078154 | 0 | 0.35847 | 0.036373 | 0 | 0.016245
Fiji | FJI | Upper middle income | 924915 | 2018 | 2982 |  | 2015 | 177 |  | 2015 | 747 |  |  |  |  | 2015 | 95 | 2015 | 21 | 2019 | 107 | 0.72398 | 3025.3346 | - | 183.5007 | 183.5007 | 774.4351 | - | - | 98.4891 | 21.7713 | 107.7747 | 3.2709 | 0 | 0.1984 | 0.8373 | 0 | 0 | 0.10648 | 0.023539 | 0.11652
Finland | FIN | High income | 5580127 | 2016 | 81022 |  | 2002 |  | 6822 | 2016 | 20956 | 2016 | 958 |  |  | 2014 | 5941 | 2014 | 11303 | 2014 | 3988 | 0.35559 | 82180.5713 | - | 7272.0959 | 7272.0959 | 21255.6596 | 971.6989 | - | 6068.8841 | 11546.3049 | 4073.8445 | 14.7274 | 0 | 1.3032 | 3.8092 | 0.17414 | 0 | 1.0876 | 2.0692 | 0.73006
France | FRA | High income | 65721165 | 2018 | 722572 | 22913 |  |  |  | 2018 | 212337 | 2016 | 5430 |  |  | 2018 | 69145 | 2016 | 87991 | 2018 | 43333 | 0.38915 | 728206.6703 | 23091.6773 | 0 | 35057.6118 | 213992.8197 | 5515.0173 | - | 69684.1979 | 89368.6715 | 43670.914 | 11.0802 | 0.35136 | 0 | 3.2561 | 0.083915 | 0 | 1.0603 | 1.3598 | 0.66449
Gabon | GAB | Upper middle income | 2151289 | 2017 | 5350 | 733 | 2017 |  | 442 | 2017 | 1408 |  |  |  |  | 2017 | 121 | 2017 | 43 | 2019 | 46 | 2.1928 | 5709.7228 | 782.2854 | 471.7192 | 471.7192 | 1502.671 | - | - | 129.1358 | 45.8912 | 47.0087 | 2.6541 | 0.36364 | 0.21927 | 0.6985 | 0 | 0 | 0.060027 | 0.021332 | 0.021851
Gambia | GMB | Low income | 2293493 | 2015 | 2372 | 850 | 2015 | 11 | 141 | 2015 | 213 | 2012 | 656 | 2008 | 1150 | 2015 | 5 | 2015 | 5 | 2015 | 17 | 3.0083 | 2750.9066 | 985.7802 | 176.2807 | 176.2807 | 247.0249 | 831.5372 | 1641.2118 | 5.7987 | 5.7987 | 19.7156 | 1.1994 | 0.42982 | 0.076861 | 0.10771 | 0.36256 | 0.71559 | 0.0025283 | 0.0025283 | 0.0085963
Georgia | GEO | Upper middle income | 3898529 | 2018 | 18440 | 491 |  |  |  | 2018 | 28501 |  |  |  |  | 2018 | 395 | 2015 | 105 | 2018 | 3050 | -0.26968 | 18340.6775 | 488.3554 | 0 | 830.216 | 28347.4864 | - | - | 392.8724 | 103.5918 | 3033.5719 | 4.7045 | 0.12527 | 0 | 7.2713 | 0 | 0 | 0.10077 | 0.026572 | 0.77813
Germany | DEU | High income | 82540450 | 2017 | 1070000 | 24000 |  |  |  | 2017 | 351195 |  |  |  |  | 2017 | 53480 | 2017 | 188000 | 2017 | 70445 | 0.20299 | 1076529.1693 | 24146.4487 | 0 | 44029.5155 | 353338.0015 | - | - | 53806.3364 | 189147.1811 | 70874.8573 | 13.0424 | 0.29254 | 0 | 4.2808 | 0 | 0 | 0.65188 | 2.2916 | 0.85867
Ghana | GHA | Lower middle income | 30733755 | 2018 | 125024 |  | 2013 |  | 3987 | 2017 | 3957 | 2013 | 4472 | 2017 | 15456 | 2017 | 718 | 2017 | 324 | 2008 | 45 | 2.1869 | 130552.1917 | - | 4638.8887 | 4638.8887 | 4222.3304 | 5203.188 | 16492.3778 | 766.1444 | 345.7253 | 58.3388 | 4.2478 | 0 | 0.15094 | 0.13738 | 0.1693 | 0.53662 | 0.024928 | 0.011249 | 0.0018982
Greece | GRC | High income | 11102572 | 2017 | 35592 | 2808 | 2011 |  | 6190 | 2017 | 57909 |  |  | 2011 | 260 | 2017 | 11251 | 2017 | 8048 | 2017 | 13261 | -0.20629 | 35372.1889 | 2790.6582 | 6076.0212 | 6076.0212 | 57551.3624 | - | 255.2125 | 11181.5154 | 7998.2967 | 13179.102 | 3.1859 | 0.25135 | 0.54726 | 5.1836 | 0 | 0.022987 | 1.0071 | 0.7204 | 1.187
Grenada | GRD | Upper middle income | 109308 | 2018 | 700 |  | 2003 |  | 13 | 2017 | 156 |  |  | 2003 | 45 | 2016 | 75 | 2003 | 1 | 2017 | 17 | 0.46099 | 706.4687 | - | 14.0572 | 14.0572 | 158.1674 | - | 48.6596 | 76.3925 | 1.0813 | 17.2362 | 6.4631 | 0 | 0.1286 | 1.447 | 0 | 0.44516 | 0.69887 | 0.0098925 | 0.15768
Guatemala | GTM | Upper middle income | 17910812 | 2018 | 1271 |  | 2018 | 127 | 399 | 2018 | 6122 |  |  |  |  | 2018 | 68 |  |  | 2018 | 180 | 1.9622 | 1321.3697 | - | 546.8454 | 546.8454 | 6364.6148 | - | - | 70.6948 |  | 187.1334 | 0.073775 | 0 | 0.030532 | 0.35535 | 0 | 0 | 0.003947 | 0 | 0.010448
Guinea | GIN | Low income | 13750826 | 2016 | 1010 | 443 | 2016 |  | 209 | 2016 | 977 |  |  | 2016 | 6700 | 2016 | 107 | 2004 | 7 | 2016 | 50 | 2.6052 | 1119.4361 | 491.0002 | 231.6457 | 231.6457 | 1082.8605 | - | 7425.9623 | 118.5937 | 10.5635 | 55.4176 | 0.081409 | 0.035707 | 0.016846 | 0.078749 | 0 | 0.54004 | 0.0086245 | 0.00076821 | 0.0040301
Guinea-Bissau | GNB | Low income | 2000694 | 2018 | 1284 |  | 2016 | 158 | 16 | 2016 | 227 |  |  | 2004 | 2355 | 2016 | 5 | 2009 | 3 | 2018 | 7 | 2.4745 | 1348.3305 | - | 191.8721 | 191.8721 | 250.316 | - | 3482.1034 | 5.5136 | 3.9255 | 7.3507 | 0.67393 | 0 | 0.095903 | 0.12511 | 0 | 1.7404 | 0.0027558 | 0.0019621 | 0.0036741
Guyana | GUY | Upper middle income | 790782 | 2018 | 731 | 79 | 2018 |  | 21 | 2018 | 625 |  |  | 2010 | 245 | 2018 | 7 | 2018 | 12 | 2018 | 28 | 0.57291 | 739.3999 | 79.9078 | 21.2413 | 21.2413 | 632.1818 | - | 259.4036 | 7.0804 | 12.1379 | 28.3217 | 0.93502 | 0.10105 | 0.026861 | 0.79944 | 0 | 0.32803 | 0.0089537 | 0.015349 | 0.035815
Haiti | HTI | Low income | 11371185 | 2018 | 7364 | 197 | 2018 |  | 1731 | 2018 | 2606 | 2011 | 1930 |  |  | 2018 | 336 | 2011 | 35 | 2018 | 237 | 1.2033 | 7542.2873 | 201.7695 | 1772.9087 | 1772.9087 | 2669.093 | 2149.3598 | - | 344.1348 | 38.978 | 242.7379 | 0.66328 | 0.017744 | 0.15591 | 0.23472 | 0.18902 | 0 | 0.030264 | 0.0034278 | 0.021347
Honduras | HND | Lower middle income | 9719265 | 2018 | 7054 |  |  |  |  | 2017 | 2913 |  |  | 2016 | 7114 | 2000 | 351 |  |  | 2017 | 308 | 1.6382 | 7287.0131 | - | 0 | 2503.0888 | 3058.5221 | - | 7591.7526 | 485.7894 |  | 323.3865 | 0.74975 | 0 | 0 | 0.31469 | 0 | 0.7811 | 0.049982 | 0 | 0.033273
Hungary | HUN | High income | 9621254 | 2018 | 64695 | 2439 |  |  |  | 2018 | 33078 | 2016 | 1696 |  |  | 2018 | 7842 | 2018 | 5311 | 2018 | 6870 | -0.33476 | 64262.5779 | 2422.6977 | 0 | 5132.2612 | 32856.9063 | 1673.4036 | - | 7789.584 | 5275.5012 | 6824.0808 | 6.6792 | 0.25181 | 0 | 3.415 | 0.17393 | 0 | 0.80962 | 0.54832 | 0.70927
Iceland | ISL | High income | 343228 | 2018 | 5174 | 285 | 2009 | 299 |  | 2018 | 1373 |  |  |  |  | 2017 | 171 | 2018 | 609 | 2018 | 289 | 0.77431 | 5254.4354 | 289.4306 | 325.4762 | 325.4762 | 1394.3448 | - | - | 175.003 | 618.4676 | 293.4928 | 15.3089 | 0.84326 | 0.94828 | 4.0624 | 0 | 0 | 0.50987 | 1.8019 | 0.8551
India | IND | Lower middle income | 1383197753 | 2018 | 2336204 |  | 2018 | 500000 |  | 2018 | 1159309 |  |  | 2018 | 970676 | 2018 | 1199518 | 2018 | 120000 | 2019 | 271744 | 1.108 | 2388259.1533 | - | 511140.9691 | 511140.9691 | 1185140.6516 | - | 992304.5427 | 1226245.586 | 122673.8326 | 274754.8122 | 1.7266 | 0 | 0.36954 | 0.85681 | 0 | 0.7174 | 0.88653 | 0.088689 | 0.19864
Indonesia | IDN | Lower middle income | 272222987 | 2018 | 409950 | 236455 | 2018 | 164 | 25215 | 2018 | 114271 | 2018 | 892 |  |  | 2018 | 22811 | 2018 | 6981 | 2018 | 15364 | 1.0663 | 418739.3803 | 241524.6253 | 25923.129 | 25923.129 | 116720.9848 | 911.1246 | - | 23300.0707 | 7130.6735 | 15693.4061 | 1.5382 | 0.88723 | 0.095228 | 0.42877 | 0.003347 | 0 | 0.085592 | 0.026194 | 0.057649
Iran (Islamic Republic of) | IRN | Upper middle income | 83587129 | 2017 | 179855 | 32208 | 2006 |  | 7930 | 2018 | 129604 |  |  | 2004 | 25242 | 2018 | 24000 | 2006 | 3580 | 2018 | 36600 | 1.0432 | 185542.5694 | 33226.5162 | 9170.0441 | 9170.0441 | 132322.1166 | - | 29801.3565 | 24503.3394 | 4139.8181 | 37367.5926 | 2.2198 | 0.39751 | 0.10971 | 1.583 | 0 | 0.35653 | 0.29315 | 0.049527 | 0.44705
Iraq | IRQ | Upper middle income | 41502885 | 2018 | 78588 |  | 2018 |  | 85 | 2018 | 27208 |  |  |  |  | 2018 | 12552 | 2018 | 21 | 2019 | 10374 | 2.8198 | 83082.4666 | - | 89.8612 | 89.8612 | 28764.0321 | - | - | 13269.8519 | 22.201 | 10666.5216 | 2.0018 | 0 | 0.0021652 | 0.69306 | 0 | 0 | 0.31973 | 0.00053493 | 0.25701
Ireland | IRL | High income | 4887992 | 2017 | 58475 | 18051 |  |  |  | 2018 | 15962 |  |  |  |  | 2017 | 5525 | 2017 | 3102 | 2018 | 3217 | 0.78701 | 59866.5009 | 18480.5508 | 0 | 2607.3994 | 16214.2328 | - | - | 5656.4757 | 3175.8168 | 3267.8353 | 12.2477 | 3.7808 | 0 | 3.3172 | 0 | 0 | 1.1572 | 0.64972 | 0.66854
Israel | ISR | High income | 8713559 | 2017 | 44300 | 2691 |  |  |  | 2018 | 38764 |  |  |  |  | 2017 | 6600 | 2017 | 10833 | 2017 | 6000 | 1.5601 | 46405.8878 | 2818.922 | 0 | 4648.0699 | 39982.9491 | - | - | 6913.744 | 11347.968 | 6285.2218 | 5.3257 | 0.32351 | 0 | 4.5886 | 0 | 0 | 0.79345 | 1.3023 | 0.72132
Italy | ITA | High income | 59132073 | 2018 | 332182 | 15822 |  |  |  | 2018 | 241136 |  |  |  |  | 2018 | 66362 | 2017 | 61297 | 2018 | 49933 | -0.12539 | 331349.45 | 15782.3452 | 0 | 31542.7954 | 240531.6392 | - | - | 66195.6765 | 61066.7008 | 49807.8526 | 5.6035 | 0.2669 | 0 | 4.0677 | 0 | 0 | 1.1195 | 1.0327 | 0.84232
Jamaica | JAM | Upper middle income | 2913160 | 2018 | 2368 |  | 2016 |  | 130 | 2017 | 3815 |  |  | 2016 | 893 | 2016 | 63 | 2016 | 47 | 2017 | 260 | 0.28546 | 2381.5387 | - | 131.4908 | 131.4908 | 3847.7644 | - | 903.2404 | 63.7224 | 47.539 | 262.233 | 0.81751 | 0 | 0.045137 | 1.3208 | 0 | 0.31006 | 0.021874 | 0.016319 | 0.090017
Japan | JPN | High income | 126495647 | 2018 | 1545907 |  |  |  |  | 2016 | 308105 |  |  |  |  | 2016 | 230186 | 2011 | 61620 | 2016 | 101584 | -0.23226 | 1538734.1687 | - | 0 | 67476.5166 | 305252.4893 | - | - | 228054.8823 | 60343.8127 | 100643.5107 | 12.1643 | 0 | 0 | 2.4131 | 0 | 0 | 1.8029 | 0.47704 | 0.79563
Jordan | JOR | Upper middle income | 10208662 | 2018 | 28114 |  | 2004 | 2000 | 2350 | 2017 | 22739 |  |  |  |  | 2017 | 15668 | 2004 | 170 | 2018 | 7107 | 2.193 | 29360.6198 | - | 6155.0259 | 6155.0259 | 24268.0695 | - | - | 16721.5846 | 240.5412 | 7422.1358 | 2.876 | 0 | 0.60292 | 2.3772 | 0 | 0 | 1.638 | 0.023562 | 0.72704
Kazakhstan | KAZ | Upper middle income | 18777139 | 2015 | 118693 | 9471 |  |  |  | 2014 | 68864 |  |  |  |  | 2015 | 14301 | 2015 | 629 | 2015 | 5089 | 1.1318 | 125563.8962 | 10019.2569 | 0 | 3998.7087 | 73674.9512 | - | - | 15128.8558 | 665.4115 | 5383.5919 | 6.6871 | 0.53359 | 0 | 3.9237 | 0 | 0 | 0.80571 | 0.035437 | 0.28671
Kenya | KEN | Lower middle income | 53491697 | 2018 | 59901 |  | 2004 | 6000 |  | 2018 | 8042 |  |  | 2018 | 58079 | 2018 | 964 | 2004 | 1000 | 2019 | 1300 | 2.5185 | 62956.1882 | - | 8932.7683 | 8932.7683 | 8452.1738 | - | 61041.259 | 1013.1678 | 1488.7947 | 1332.7403 | 1.1769 | 0 | 0.16699 | 0.15801 | 0 | 1.1411 | 0.018941 | 0.027832 | 0.024915
Kiribati | KIR | Lower middle income | 122439 | 2018 | 444 |  | 2013 |  | 20 | 2013 | 22 |  |  |  |  | 2016 | 3 | 2013 | 3 | 2016 | 8 | 1.7244 | 459.445 | - | 22.5428 | 22.5428 | 24.797 | - | - | 3.2123 | 3.3814 | 8.5663 | 3.7524 | 0 | 0.18411 | 0.20253 | 0 | 0 | 0.026236 | 0.027617 | 0.069963
Kuwait | KWT | High income | 4302875 | 2018 | 30676 |  |  |  |  | 2015 | 10150 |  |  |  |  | 2014 | 1814 |  |  | 2015 | 2587 | 1.7994 | 31789.9085 | - | 0 | 2295.2807 | 11096.6634 | - | - | 2018.8727 |  | 2828.2826 | 7.3881 | 0 | 0 | 2.5789 | 0 | 0 | 0.46919 | 0 | 0.6573
Kyrgyzstan | KGZ | Lower middle income | 6301718 | 2014 | 32440 | 2303 |  |  |  | 2014 | 12934 |  |  |  |  | 2014 | 242 | 2014 | 133 | 2018 | 1166 | 1.4454 | 35356.914 | 2510.0793 | 0 | 1622.9375 | 14096.9891 | - | - | 263.76 | 144.959 | 1199.9497 | 5.6107 | 0.39832 | 0 | 2.237 | 0 | 0 | 0.041855 | 0.023003 | 0.19042
Lao People's Democratic Republic | LAO | Lower middle income | 7164822 | 2018 | 6724 |  | 2014 | 636 |  | 2017 | 2591 |  |  |  |  | 2017 | 1711 | 2014 | 252 | 2018 | 439 | 1.4599 | 6921.7631 | - | 693.7839 | 693.7839 | 2706.1443 | - | - | 1787.037 | 274.8955 | 451.9117 | 0.96608 | 0 | 0.096832 | 0.3777 | 0 | 0 | 0.24942 | 0.038367 | 0.063074
Latvia | LVA | High income | 1892993 | 2017 | 8872 | 399 |  |  |  | 2017 | 6225 |  |  |  |  | 2016 | 1643 | 2017 | 740 | 2019 | 1361 | -1.021 | 8603.0139 | 386.9029 | 0 | 1009.7784 | 6036.2671 | - | - | 1576.9201 | 717.5643 | 1347.1041 | 4.5447 | 0.20439 | 0 | 3.1887 | 0 | 0 | 0.83303 | 0.37906 | 0.71163
Lebanon | LBN | Upper middle income | 6019795 | 2018 | 10379 | 1100 | 2005 | 535 |  | 2018 | 14431 |  |  |  |  | 2018 | 8868 | 2018 | 2371 | 2018 | 7001 | 0.56879 | 10497.4045 | 1112.5489 | 582.5081 | 582.5081 | 14595.6301 | - | - | 8969.1669 | 2398.0486 | 7080.868 | 1.7438 | 0.18482 | 0.096765 | 2.4246 | 0 | 0 | 1.4899 | 0.39836 | 1.1763
Lesotho | LSO | Lower middle income | 2322217 | 2018 | 6866 |  | 2003 |  | 73 | 2010 | 138 |  |  |  |  | 2003 | 3 | 2003 | 17 | 2003 | 3 | 1.3218 | 7048.7088 | - | 91.2582 | 91.2582 | 157.3649 | - | - | 3.7503 | 21.2519 | 3.7503 | 3.0353 | 0 | 0.039298 | 0.067765 | 0 | 0 | 0.001615 | 0.0091516 | 0.001615
Liberia | LBR | Low income | 5103853 | 2018 | 2564 |  | 2010 |  | 376 | 2015 | 168 |  |  |  |  | 2010 | 46 | 2010 | 6 | 2019 | 7 | 2.5521 | 2696.5403 | - | 483.7626 | 483.7626 | 190.5599 | - | - | 59.1837 | 7.7196 | 7.1786 | 0.52833 | 0 | 0.094784 | 0.037336 | 0 | 0 | 0.011596 | 0.0015125 | 0.0014065
Libya | LBY | Upper middle income | 6662173 | 2017 | 41934 | 1041 |  |  |  | 2017 | 13757 |  |  |  |  | 2017 | 3956 |  |  | 2017 | 5776 | 1.3343 | 43635.0864 | 1083.229 | 0 | 1418.7512 | 14315.0638 | - | - | 4116.4783 |  | 6010.3081 | 6.5497 | 0.16259 | 0 | 2.1487 | 0 | 0 | 0.61789 | 0 | 0.90215
Lithuania | LTU | High income | 2852478 | 2018 | 26438 | 1147 |  |  |  | 2018 | 17796 |  |  |  |  | 2017 | 2803 | 2017 | 3358 | 2017 | 2839 | -0.54792 | 26149.0742 | 1134.4651 | 0 | 1521.5961 | 17601.5177 | - | - | 2757.1772 | 3303.1042 | 2792.5887 | 9.1671 | 0.39771 | 0 | 6.1706 | 0 | 0 | 0.96659 | 1.158 | 0.979
Luxembourg | LUX | High income | 603944 | 2017 | 6992 | 214 |  |  |  | 2017 | 1781 |  |  |  |  | 2017 | 416 | 2017 | 1198 | 2017 | 581 | 1.2797 | 7263.8797 | 222.3213 | 0 | 322.1616 | 1850.2531 | - | - | 432.1759 | 1244.5835 | 603.5918 | 12.0274 | 0.36812 | 0 | 3.0636 | 0 | 0 | 0.71559 | 2.0608 | 0.99942
Madagascar | MDG | Low income | 27690798 | 2018 | 3833 |  |  |  |  | 2014 | 4275 |  |  |  |  | 2016 | 4 |  |  | 2013 | 111 | 2.7027 | 4042.9869 | - | 0 | 2698.1886 | 5016.7986 | - | - | 4.4503 |  | 133.7813 | 0.146 | 0 | 0 | 0.18117 | 0 | 0 | 0.00016071 | 0 | 0.0048313
Malawi | MWI | Low income | 20283691 | 2018 | 7957 |  | 2016 |  | 397 | 2018 | 649 |  |  | 2018 | 9928 | 2018 | 101 | 2009 | 40 | 2018 | 31 | 2.9099 | 8426.8214 | - | 445.2658 | 445.2658 | 687.3202 | - | 10514.1992 | 106.9635 | 54.839 | 32.8304 | 0.41545 | 0 | 0.021952 | 0.033885 | 0 | 0.51836 | 0.0052734 | 0.0027036 | 0.0016186
Malaysia | MYS | Upper middle income | 32869323 | 2017 | 107858 |  | 2015 |  | 6324 | 2015 | 46491 |  |  |  |  | 2015 | 10511 | 2015 | 1361 | 2018 | 9717 | 1.3596 | 112317.4749 | - | 6765.7634 | 6765.7634 | 49738.6318 | - | - | 11245.2466 | 1456.0727 | 9983.0255 | 3.4171 | 0 | 0.20584 | 1.5132 | 0 | 0 | 0.34212 | 0.044299 | 0.30372
Maldives | MDV | Upper middle income | 458909 | 2018 | 3315 |  | 2018 | 241 | 2 | 2018 | 2353 |  |  | 2014 | 509 | 2018 | 179 | 2018 | 54 | 2018 | 103 | 1.8653 | 3439.8242 | - | 252.15 | 252.15 | 2441.6007 | - | 568.6904 | 185.7401 | 56.0333 | 106.8784 | 7.4957 | 0 | 0.54946 | 5.3204 | 0 | 1.2392 | 0.40474 | 0.1221 | 0.2329
Mali | MLI | Low income | 20284180 | 2018 | 5174 | 1666 | 2010 | 28 | 398 | 2018 | 2454 |  |  | 2010 | 110 | 2018 | 182 | 2010 | 4378 | 2016 | 107 | 3.0347 | 5492.791 | 1768.649 | 574.4376 | 574.4376 | 2605.2009 | - | 148.329 | 193.2138 | 5903.4926 | 120.5916 | 0.27079 | 0.087194 | 0.028319 | 0.12844 | 0 | 0.0073125 | 0.0095253 | 0.29104 | 0.0059451
Malta | MLT | High income | 434363 | 2018 | 3772 | 394 |  |  |  | 2015 | 1240 |  |  |  |  | 2015 | 558 | 2015 | 437 | 2019 | 213 | 0.31359 | 3795.6944 | 396.475 | 0 | 231.7021 | 1259.5649 | - | - | 566.8042 | 443.8951 | 213.6679 | 8.7385 | 0.91277 | 0 | 2.8998 | 0 | 0 | 1.3049 | 1.0219 | 0.49191
Marshall Islands | MHL | Upper middle income | 53251 | 2018 | 195 |  | 2012 |  | 19 | 2012 | 24 |  |  | 2010 | 53 | 2012 | 4 | 2012 | 3 | 2019 | 7 | 0.096805 | 195.3777 | - | 19.1476 | 19.1476 | 24.1865 | - | 53.5153 | 4.0311 | 3.0233 | 7.0068 | 3.669 | 0 | 0.35957 | 0.4542 | 0 | 1.005 | 0.0757 | 0.056775 | 0.13158
Mauritania | MRT | Lower middle income | 4783767 | 2018 | 3403 | 671 | 2018 | 12 |  | 2018 | 821 |  |  | 2018 | 500 | 2018 | 78 | 2018 | 7 | 2018 | 93 | 2.7236 | 3590.8907 | 708.0481 | 12.6626 | 12.6626 | 866.3301 | - | 527.6066 | 82.3066 | 7.3865 | 98.1348 | 0.75064 | 0.14801 | 0.002647 | 0.1811 | 0 | 0.11029 | 0.017205 | 0.0015441 | 0.020514
Mauritius | MUS | Upper middle income | 1274114 | 2017 | 4445 |  | 2011 | 1 | 361 | 2018 | 3210 | 2011 | 7 | 2011 | 187 | 2017 | 531 | 2011 | 98 | 2019 | 351 | 0.23169 | 4475.9676 | - | 369.6188 | 369.6188 | 3224.8918 | 7.1473 | 190.9357 | 534.6994 | 100.0626 | 351.8132 | 3.513 | 0 | 0.2901 | 2.5311 | 0.0056096 | 0.14986 | 0.41966 | 0.078535 | 0.27612
Mexico | MEX | Upper middle income | 133870027 | 2018 | 302363 |  | 2010 |  | 21674 | 2017 | 297307 | 2010 | 4543 |  |  | 2010 | 5588 |  |  | 2017 | 17073 | 1.2367 | 309887.589 | - | 24508.5014 | 24508.5014 | 308473.9118 | 5137.1284 | - | 6318.7924 |  | 17714.2654 | 2.3148 | 0 | 0.18308 | 2.3043 | 0.038374 | 0 | 0.047201 | 0 | 0.13232
Micronesia (Federated States of) | FSM | Lower middle income | 107774 | 2018 | 230 |  | 2008 |  | 33 | 2009 | 20 |  |  | 2008 | 31 |  |  |  |  | 2008 | 14 | 0.6318 | 232.9155 | - | 35.5907 | 35.5907 | 21.4347 | - | 33.4337 |  |  | 15.0991 | 2.1611 | 0 | 0.33023 | 0.19889 | 0 | 0.31022 | 0 | 0 | 0.1401
Monaco | MCO | High income | 39297 | 2014 | 732 | 20 |  |  |  | 2014 | 280 |  |  |  |  | 2014 | 98 | 2014 | 59 | 2014 | 38 | 0.51161 | 754.7595 | 20.6218 | 0 | 20.9622 | 288.7058 | - | - | 101.047 | 60.8344 | 39.1815 | 19.2065 | 0.52477 | 0 | 7.3468 | 0 | 0 | 2.5714 | 1.5481 | 0.99706
Mongolia | MNG | Lower middle income | 3209404 | 2018 | 12344 |  | 2016 |  | 435 | 2016 | 8739 | 2016 | 1117 | 2016 | 302 | 2015 | 1504 |  |  | 2016 | 715 | 1.5156 | 12721.0018 | - | 461.9767 | 461.9767 | 9280.9523 | 1186.2712 | 320.7286 | 1621.479 |  | 759.341 | 3.9637 | 0 | 0.14394 | 2.8918 | 0.36962 | 0.099934 | 0.50523 | 0 | 0.2366
Montenegro | MNE | Upper middle income | 629397 | 2018 | 3040 | 243 |  |  |  | 2018 | 1730 |  |  |  |  | 2018 | 120 | 2018 | 117 | 2018 | 29 | 0.038781 | 3042.3583 | 243.1885 | 0 | 134.034 | 1731.3421 | - | - | 120.0931 | 117.0908 | 29.0225 | 4.8338 | 0.38638 | 0 | 2.7508 | 0 | 0 | 0.19081 | 0.18604 | 0.046112
Morocco | MAR | Lower middle income | 37070718 | 2017 | 45326 | 4086 | 2017 | 595 | 890 | 2017 | 26003 |  |  |  |  | 2017 | 9244 | 2004 | 377 | 2017 | 4855 | 1.2703 | 47075.3517 | 4243.6987 | 1542.3134 | 1542.3134 | 27006.5828 | - | - | 9600.7711 | 461.3753 | 5042.3782 | 1.2699 | 0.11448 | 0.041605 | 0.72852 | 0 | 0 | 0.25899 | 0.012446 | 0.13602
Mozambique | MOZ | Low income | 32309195 | 2018 | 14174 | 6021 | 2017 |  | 1958 | 2018 | 2473 |  |  | 2018 | 4787 | 2018 | 305 | 2018 | 78 | 2018 | 255 | 2.8965 | 15006.9817 | 6374.8439 | 2133.1141 | 2133.1141 | 2618.334 | - | 5068.3238 | 322.9243 | 82.5839 | 269.9859 | 0.46448 | 0.19731 | 0.066022 | 0.08104 | 0 | 0.15687 | 0.0099948 | 0.0025561 | 0.0083563
Myanmar | MMR | Lower middle income | 54808276 | 2018 | 35947 | 17724 | 2018 | 2443 | 1562 | 2018 | 36363 |  |  | 2015 | 2326 | 2018 | 3965 | 2004 | 118 | 2018 | 3500 | 0.90133 | 36597.9223 | 18044.9432 | 4077.5219 | 4077.5219 | 37021.4551 | - | 2432.7314 | 4036.7976 | 136.2173 | 3563.3774 | 0.66774 | 0.32924 | 0.074396 | 0.67547 | 0 | 0.044386 | 0.073653 | 0.0024853 | 0.065015
Namibia | NAM | Upper middle income | 2696537 | 2018 | 4784 |  | 2004 |  | 160 | 2018 | 1024 |  |  |  |  | 2018 | 598 | 2018 | 155 | 2018 | 178 | 2.1407 | 4991.0146 | - | 224.544 | 224.544 | 1068.3108 | - | - | 623.8768 | 161.7072 | 185.7025 | 1.8509 | 0 | 0.083271 | 0.39618 | 0 | 0 | 0.23136 | 0.059968 | 0.068867
Nauru | NRU | Upper middle income | 11227 | 2018 | 82 |  | 2015 | 4 | 3 | 2015 | 14 |  |  | 2015 | 17 | 2015 | 2 | 2015 | 1 | 2019 | 4 | -0.058683 | 81.9038 | - | 6.9795 | 6.9795 | 13.959 | - | 16.9502 | 1.9941 | 0.99707 | 3.9977 | 7.2953 | 0 | 0.62167 | 1.2433 | 0 | 1.5098 | 0.17762 | 0.08881 | 0.35607
Nepal | NPL | Low income | 30260244 | 2018 | 87333 |  | 2018 | 26923 |  | 2018 | 21033 | 2018 | 457 | 2004 | 16206 | 2018 | 11108 | 2018 | 1587 | 2018 | 2718 | 1.0952 | 89256.4094 | - | 27515.9483 | 27515.9483 | 21496.2278 | 467.0649 | 19291.4158 | 11352.641 | 1621.9519 | 2777.8608 | 2.9496 | 0 | 0.90931 | 0.71038 | 0.015435 | 0.63752 | 0.37517 | 0.0536 | 0.091799
Netherlands | NLD | High income | 17181248 | 2017 | 186370 | 3995 |  |  |  | 2017 | 61368 |  |  |  |  | 2017 | 3578 | 2017 | 32930 | 2017 | 8635 | 0.28499 | 187967.9805 | 4029.2541 | 0 | 9164.9855 | 61894.1838 | - | - | 3608.6786 | 33212.3496 | 8709.0385 | 10.9403 | 0.23451 | 0 | 3.6024 | 0 | 0 | 0.21004 | 1.9331 | 0.50689
New Zealand | NZL | High income | 4834420 | 2018 | 56356 | 2687 | 2013 | 3232 |  | 2018 | 17027 |  |  |  |  | 2018 | 3408 | 2017 | 5113 | 2017 | 2936 | 0.93536 | 57415.1954 | 2737.5014 | 3449.6478 | 3449.6478 | 17347.0177 | - | - | 3472.0524 | 5257.8213 | 3019.1597 | 11.8763 | 0.56625 | 0.71356 | 3.5882 | 0 | 0 | 0.71819 | 1.0876 | 0.62451
Nicaragua | NIC | Lower middle income | 6416568 | 2018 | 9914 |  | 2018 |  | 1270 | 2018 | 6320 |  |  |  |  | 2014 | 1141 | 2018 | 204 | 2018 | 254 | 1.0766 | 10128.6245 | - | 1297.4938 | 1297.4938 | 6456.8193 | - | - | 1216.719 | 208.4163 | 259.4988 | 1.5785 | 0 | 0.20221 | 1.0063 | 0 | 0 | 0.18962 | 0.032481 | 0.040442
Niger | NER | Low income | 24074693 | 2016 | 4746 | 856 | 2009 | 369 |  | 2016 | 900 |  |  |  |  | 2016 | 24 | 2008 | 7 | 2016 | 18 | 3.8855 | 5527.7306 | 996.9948 | 561.2146 | 561.2146 | 1048.2422 | - | - | 27.9531 | 11.06 | 20.9648 | 0.22961 | 0.041413 | 0.023311 | 0.043541 | 0 | 0 | 0.0011611 | 0.0004594 | 0.00087082
Nigeria | NGA | Lower middle income | 206152701 | 2018 | 110105 | 120870 | 2018 | 26677 | 29246 | 2018 | 74543 | 2009 | 15566 | 2018 | 116454 | 2018 | 24668 | 2018 | 4793 | 2018 | 4358 | 2.616 | 115940.9564 | 127276.5397 | 58887.1178 | 58887.1178 | 78494.044 | 20679.5523 | 122626.476 | 25975.4917 | 5047.046 | 4588.9895 | 0.5624 | 0.61739 | 0.28565 | 0.38076 | 0.10031 | 0.59483 | 0.126 | 0.024482 | 0.02226
Niue | NIU |  |  | 2018 | 20 |  | 2008 |  | 1 | 2008 | 3 |  |  |  |  | 2008 | 1 | 2003 | 1 | 2008 | 2 | 0 | 20 | - | 1 | 1 | 3 | - | - | 1 | 1 | 2 | 0 | 0 | 0 | 0 | 0 | 0 | 0 | 0 | 0
Norway | NOR | High income | 5449693 | 2018 | 94329 | 2955 |  |  |  | 2018 | 15568 | 2016 | 1490 |  |  | 2018 | 4424 | 2018 | 13104 | 2018 | 4653 | 0.94306 | 96116.5529 | 3010.9978 | 0 | 2907.0273 | 15863.0166 | 1547.0067 | - | 4507.8357 | 13352.3233 | 4741.1753 | 17.6371 | 0.55251 | 0 | 2.9108 | 0.28387 | 0 | 0.82717 | 2.4501 | 0.86999
Oman | OMN | High income | 5149700 | 2018 | 19415 | 852 | 2018 | 2474 |  | 2018 | 9674 |  |  |  |  | 2018 | 2692 | 2013 | 402 | 2018 | 1437 | 4.1623 | 21064.847 | 924.4012 | 2684.2355 | 2684.2355 | 10496.0767 | - | - | 2920.7607 | 534.8097 | 1559.1133 | 4.0905 | 0.17951 | 0.52124 | 2.0382 | 0 | 0 | 0.56717 | 0.10385 | 0.30276
Pakistan | PAK | Lower middle income | 208362334 | 2018 | 103777 | 38060 | 2015 |  | 37613 | 2018 | 208007 | 2015 | 9988 | 2015 | 16448 | 2018 | 33455 | 2004 | 220 | 2018 | 20463 | 1.9288 | 107818.8467 | 39542.3389 | 41382.9931 | 41382.9931 | 216108.3365 | 10989.1084 | 18096.6015 | 34757.986 | 298.656 | 21259.9811 | 0.51746 | 0.18978 | 0.19861 | 1.0372 | 0.05274 | 0.086852 | 0.16682 | 0.0014333 | 0.10203
Palau | PLW | High income | 22442 | 2018 | 130 |  | 1998 |  | 13 | 2014 | 25 |  |  |  |  | 2010 | 2 |  |  | 2019 | 4 | 1.0614 | 132.7743 | - | 16.3991 | 16.3991 | 26.635 | - | - | 2.2227 |  | 4.0425 | 5.9163 | 0 | 0.73073 | 1.1868 | 0 | 0 | 0.099043 | 0 | 0.18013
Panama | PAN | High income | 4289330 | 2018 | 12840 |  |  |  |  | 2016 | 6333 |  |  |  |  | 2017 | 855 |  |  | 2017 | 1246 | 1.5632 | 13244.558 | - | 0 | 2288.0554 | 6738.3627 | - | - | 895.7252 |  | 1305.3492 | 3.0878 | 0 | 0 | 1.571 | 0 | 0 | 0.20883 | 0 | 0.30432
Papua New Guinea | PNG | Lower middle income | 8755675 | 2018 | 3237 | 677 |  |  |  | 2018 | 602 |  |  | 2018 | 4469 | 2018 | 115 |  |  | 2019 | 62 | 2.0269 | 3369.5532 | 704.7227 | 0 | 2254.9269 | 626.6515 | - | 4652.0029 | 119.7092 |  | 63.2567 | 0.38484 | 0.080488 | 0 | 0.071571 | 0 | 0.53131 | 0.013672 | 0 | 0.0072247
Paraguay | PRY | Upper middle income | 7066330 | 2018 | 10399 | 1151 | 2012 | 1395 |  | 2018 | 9421 |  |  |  |  | 2018 | 221 |  |  | 2018 | 1129 | 1.255 | 10661.6633 | 1180.0726 | 1541.373 | 1541.373 | 9658.9605 | - | - | 226.5821 |  | 1157.5169 | 1.5088 | 0.167 | 0.21813 | 1.3669 | 0 | 0 | 0.032065 | 0 | 0.16381
Peru | PER | Upper middle income | 33312178 | 2018 | 78048 |  | 2012 | 1512 |  | 2016 | 40352 |  |  |  |  | 2012 | 1528 | 2007 | 6280 | 2016 | 5719 | 1.2044 | 79939.2822 | - | 1663.9706 | 1663.9706 | 42331.3381 | - | - | 1681.5788 | 7337.5263 | 5999.5272 | 2.3997 | 0 | 0.049951 | 1.2707 | 0 | 0 | 0.050479 | 0.22027 | 0.1801
Philippines | PHL | Lower middle income | 109703396 | 2018 | 526331 |  |  |  |  | 2017 | 63141 |  |  |  |  | 2017 | 34767 |  |  | 2019 | 222 | 1.5233 | 542488.6501 | - | 0 | 28252.8917 | 66070.7163 | - | - | 36380.1744 |  | 225.3818 | 4.945 | 0 | 0 | 0.60227 | 0 | 0 | 0.33162 | 0 | 0.0020545
Poland | POL | High income | 37942231 | 2018 | 233012 | 28368 |  |  |  | 2017 | 90284 |  |  |  |  | 2017 | 29330 | 2017 | 26495 | 2017 | 13331 | -0.16939 | 232223.2613 | 28271.9752 | 0 | 20239.5074 | 89825.9752 | - | - | 29181.2043 | 26360.5867 | 13263.3698 | 6.1204 | 0.74513 | 0 | 2.3674 | 0 | 0 | 0.7691 | 0.69476 | 0.34957
Portugal | PRT | High income | 10218413 | 2017 | 68976 | 2782 |  |  |  | 2017 | 52718 |  |  |  |  | 2017 | 9340 | 2017 | 1433 | 2017 | 10412 | -0.38703 | 68178.2162 | 2749.8231 | 0 | 5450.8035 | 52108.258 | - | - | 9231.9726 | 1416.4258 | 10291.5737 | 6.6721 | 0.2691 | 0 | 5.0994 | 0 | 0 | 0.90346 | 0.13862 | 1.0072
Qatar | QAT | High income | 2791807 | 2018 | 19895 | 308 | 2006 | 504 |  | 2018 | 6913 |  |  |  |  | 2018 | 2474 | 2006 | 111 | 2019 | 1741 | 2.3842 | 20854.9743 | 322.8616 | 700.9556 | 700.9556 | 7246.5663 | - | - | 2593.3755 | 154.3771 | 1782.5086 | 7.4701 | 0.11565 | 0.25108 | 2.5957 | 0 | 0 | 0.92892 | 0.055296 | 0.63848
Republic of Korea | KOR | High income | 51506975 | 2018 | 373601 |  | 2004 |  | 35220 | 2017 | 120630 |  |  |  |  | 2017 | 36980 | 2017 | 35587 | 2017 | 25300 | 0.35846 | 376284.2164 | - | 37295.2159 | 37295.2159 | 121931.8844 | - | - | 37379.1021 | 35971.0683 | 25573.0471 | 7.3055 | 0 | 0.72408 | 2.3673 | 0 | 0 | 0.72571 | 0.69837 | 0.4965
Republic of Moldova | MDA | Lower middle income | 4017687 | 2017 | 19311 | 677 | 2015 |  | 17776 | 2017 | 13018 |  |  |  |  | 2017 | 1644 | 2015 | 115 | 2017 | 1711 | -0.23868 | 19173.0534 | 672.1639 | 17564.8685 | 17564.8685 | 12925.0069 | - | - | 1632.2562 | 113.6341 | 1698.7776 | 4.7722 | 0.1673 | 4.3719 | 3.217 | 0 | 0 | 0.40627 | 0.028283 | 0.42282
Romania | ROU | Upper middle income | 19388362 | 2017 | 141821 | 3405 | 2011 |  | 460 | 2017 | 58583 |  |  | 2011 | 16170 | 2017 | 17833 | 2013 | 925 | 2017 | 15653 | -0.49619 | 139720.3552 | 3354.5653 | 439.8608 | 439.8608 | 57715.2719 | - | 15462.0628 | 17568.8586 | 893.346 | 15421.1486 | 7.2064 | 0.17302 | 0.022687 | 2.9768 | 0 | 0.79749 | 0.90615 | 0.046076 | 0.79538
Russian Federation | RUS | Upper middle income | 143786842 | 2017 | 1243250 |  |  |  |  | 2015 | 543604 |  |  |  |  | 2014 | 7115 | 2014 | 5472 | 2014 | 41113 | -0.014065 | 1242725.4781 | - | 0 | 30620.3037 | 543221.8134 | - | - | 7108.9977 | 5467.3837 | 41078.3165 | 8.6428 | 0 | 0 | 3.778 | 0 | 0 | 0.049441 | 0.038024 | 0.28569
Rwanda | RWA | Low income | 13087173 | 2018 | 13345 | 1471 | 2017 |  | 1990 | 2018 | 1648 |  |  |  |  | 2018 | 886 | 2018 | 225 | 2018 | 228 | 2.3898 | 13990.4507 | 1542.1471 | 2136.1058 | 2136.1058 | 1727.708 | - | - | 928.8527 | 235.8825 | 239.0276 | 1.069 | 0.11784 | 0.16322 | 0.13202 | 0 | 0 | 0.070974 | 0.018024 | 0.018264
Saint Kitts and Nevis | KNA | High income | 56813 | 2015 | 216 |  |  |  |  | 2015 | 137 |  |  | 2001 | 48 |  |  |  |  | 2015 | 20 | 0.91339 | 226.0464 | - | 0 | 30.3057 | 143.372 | - | 57.0516 |  |  | 20.9302 | 3.9788 | 0 | 0 | 2.5236 | 0 | 1.0042 | 0 | 0 | 0.36841
Saint Lucia | LCA | Upper middle income | 181203 | 2017 | 476 | 95 |  |  |  | 2017 | 116 |  |  |  |  | 2017 | 79 |  |  | 2017 | 31 | 0.4471 | 482.4131 | 96.2799 | 0 | 38.5883 | 117.5629 | - | - | 80.0644 |  | 31.4177 | 2.6623 | 0.53134 | 0 | 0.64879 | 0 | 0 | 0.44185 | 0 | 0.17338
Saint Vincent and the Grenadines | VCT | Upper middle income | 110757 | 2018 | 773 |  | 2004 |  | 13 | 2010 | 72 |  |  | 2000 | 45 | 2004 | 36 |  |  | 2004 | 13 | 0.23678 | 776.665 | - | 13.5014 | 13.5014 | 73.7231 | - | 47.1797 | 37.3884 |  | 13.5014 | 7.0123 | 0 | 0.1219 | 0.66563 | 0 | 0.42597 | 0.33757 | 0 | 0.1219
Samoa | WSM | Upper middle income | 200117 | 2018 | 488 |  | 2014 | 37 |  | 2016 | 67 |  |  |  |  | 2013 | 14 | 2014 | 3 | 2019 | 21 | 0.64783 | 494.3433 | - | 38.4617 | 38.4617 | 68.7531 | - | - | 14.6473 | 3.1185 | 21.136 | 2.4703 | 0 | 0.1922 | 0.34356 | 0 | 0 | 0.073194 | 0.015583 | 0.10562
San Marino | SMR | High income | 33809 | 2014 | 253 | 17 |  |  |  | 2014 | 201 |  |  |  |  | 2014 | 22 | 2014 | 19 | 2014 | 22 | 0.50994 | 260.8403 | 17.5268 | 0 | 18.0347 | 207.2288 | - | - | 22.6818 | 19.5888 | 22.6818 | 7.7151 | 0.51841 | 0 | 6.1294 | 0 | 0 | 0.67088 | 0.5794 | 0.67088
Sao Tome and Principe | STP | Lower middle income | 218011 | 2018 | 406 |  | 2004 |  | 44 | 2017 | 11 |  |  | 2004 | 150 | 2004 | 2 | 2004 | 4 |  |  | 2.1981 | 424.0447 | - | 62.3071 | 62.3071 | 11.7414 | - | 212.4104 | 2.8321 | 5.6643 |  | 1.9451 | 0 | 0.2858 | 0.053857 | 0 | 0.97431 | 0.012991 | 0.025982 | 0
Saudi Arabia | SAU | High income | 34709640 | 2018 | 180571 | 3994 | 2018 | 12052 | 10709 | 2018 | 88023 |  |  | 2018 | 4627 | 2018 | 29125 | 2018 | 4210 | 2018 | 16752 | 1.9226 | 187581.0533 | 4149.0534 | 23644.6182 | 23644.6182 | 91440.1928 | - | 4806.6275 | 30255.6788 | 4373.4389 | 17402.3393 | 5.4043 | 0.11954 | 0.68121 | 2.6344 | 0 | 0.13848 | 0.87168 | 0.126 | 0.50137
Senegal | SEN | Lower middle income | 17200154 | 2017 | 2820 | 2002 | 2017 | 37 |  | 2017 | 1066 | 2013 | 22 | 2017 | 5 | 2017 | 170 | 2013 | 11 | 2017 | 121 | 2.8067 | 3064.1761 | 2175.3477 | 40.2037 | 40.2037 | 1158.302 | 26.7038 | 5.4329 | 184.7198 | 13.3519 | 131.4771 | 0.17815 | 0.12647 | 0.0023374 | 0.067343 | 0.0015525 | 0.00031587 | 0.010739 | 0.00077627 | 0.0076439
Serbia | SRB | Upper middle income | 8703942 | 2016 | 53881 |  | 2016 |  | 5652 | 2016 | 27563 |  |  | 2016 | 887 | 2016 | 7178 | 2016 | 4219 | 2015 | 1901 | -0.33516 | 53162.2771 | - | 5576.6075 | 5576.6075 | 27195.335 | - | 875.1682 | 7082.2521 | 4162.7224 | 1869.356 | 6.1078 | 0 | 0.6407 | 3.1245 | 0 | 0.10055 | 0.81368 | 0.47826 | 0.21477
Seychelles | SYC | High income | 96112 | 2016 | 684 | 89 | 2004 |  | 46 | 2016 | 203 |  |  |  |  | 2016 | 45 | 2004 | 9 | 2019 | 42 | 0.50061 | 697.7998 | 90.7956 | 49.8261 | 49.8261 | 207.0955 | - | - | 45.9079 | 9.7486 | 42.2103 | 7.2603 | 0.94469 | 0.51842 | 2.1547 | 0 | 0 | 0.47765 | 0.10143 | 0.43918
Sierra Leone | SLE | Low income | 8046931 | 2016 | 1328 | 313 | 2011 | 183 | 78 | 2011 | 165 | 2014 | 3046 | 2016 | 621 | 2016 | 82 | 2011 | 1 | 2016 | 53 | 2.1443 | 1445.6203 | 340.7223 | 315.9125 | 315.9125 | 199.7148 | 3459.5064 | 676.0017 | 89.2627 | 1.2104 | 57.6942 | 0.17965 | 0.042342 | 0.039259 | 0.024819 | 0.42992 | 0.084007 | 0.011093 | 0.00015042 | 0.0071697
Singapore | SGP | High income | 5935053 | 2017 | 35636 |  |  |  |  | 2016 | 12967 |  |  |  |  | 2016 | 2875 | 2016 | 1693 | 2018 | 2363 | 1.4045 | 37158.7248 | - | 0 | 3165.9327 | 13710.9847 | - | - | 3039.9538 | 1790.1363 | 2429.8434 | 6.2609 | 0 | 0 | 2.3102 | 0 | 0 | 0.5122 | 0.30162 | 0.40941
Slovakia | SVK | High income | 5451400 | 2016 | 31183 | 1834 | 2015 |  | 3147 | 2017 | 18608 |  |  | 2013 | 100 | 2004 | 2648 | 2017 | 1833 | 2015 | 2647 | 0.044385 | 31238.3995 | 1837.2583 | 3153.9902 | 3153.9902 | 18632.7886 | - | 100.3111 | 2666.8679 | 1835.4418 | 2652.8796 | 5.7303 | 0.33703 | 0.57857 | 3.418 | 0 | 0.018401 | 0.48921 | 0.33669 | 0.48664
Slovenia | SVN | High income | 2082055 | 2017 | 20505 | 206 |  |  |  | 2017 | 6408 |  |  |  |  | 2017 | 1422 | 2017 | 1330 | 2017 | 1455 | 0.069953 | 20548.0614 | 206.4326 | 0 | 1110.6297 | 6421.4571 | - | - | 1424.9863 | 1332.7931 | 1458.0556 | 9.8691 | 0.099148 | 0 | 3.0842 | 0 | 0 | 0.68441 | 0.64013 | 0.7003
Solomon Islands | SLB | Lower middle income | 647297 | 2018 | 1413 |  | 2013 |  | 42 | 2016 | 120 |  |  |  |  | 2016 | 74 | 2013 | 25 | 2016 | 29 | 1.9581 | 1468.8782 | - | 48.1063 | 48.1063 | 129.6786 | - | - | 79.9685 | 28.6347 | 31.339 | 2.2692 | 0 | 0.074319 | 0.20034 | 0 | 0 | 0.12354 | 0.044237 | 0.048415
Somalia | SOM | Low income | 16105174 | 2014 | 825 | 677 | 2005 |  | 149 | 2014 | 309 | [6 empty] | 2005 | 16 |  |  | 2.9768 | 983.7619 | 807.281 | 231.3537 | 231.3537 | 368.4636 | - | - |  | 24.8433 |  | 0.061084 | 0.050126 | 0.014365 | 0.022879 | 0 | 0 | 0 | 0.0015426 | 0
South Africa | ZAF | Upper middle income | 58721229 | 2017 | 74556 |  | 2015 | 149 | 453 | 2017 | 51616 |  |  |  |  | 2016 | 15267 | 2017 | 19085 | 2016 | 6333 | 1.211 | 77297.5901 | - | 639.3452 | 639.3452 | 53514.0353 | - | - | 16020.0861 | 19786.7979 | 6645.3924 | 1.3163 | 0 | 0.010888 | 0.91132 | 0 | 0 | 0.27282 | 0.33696 | 0.11317
Spain | ESP | High income | 46459219 | 2017 | 267266 |  |  |  |  | 2017 | 180633 | 2016 | 4903 |  |  | 2017 | 53867 | 2017 | 51130 | 2017 | 36689 | 0.02652 | 267478.69 | - | 0 | 24782.7205 | 180776.7475 | 4908.2031 | - | 53909.8673 | 51170.6892 | 36718.1971 | 5.7573 | 0 | 0 | 3.8911 | 0.10565 | 0 | 1.1604 | 1.1014 | 0.79033
Sri Lanka | LKA | Upper middle income | 21084042 | 2018 | 37000 | 9286 | 2018 |  | 1850 | 2018 | 21316 |  |  |  |  | 2018 | 1750 | 2018 | 632 | 2018 | 1380 | 0.35472 | 37262.9599 | 9351.9958 | 1863.148 | 1863.148 | 21467.4933 | - | - | 1762.4373 | 636.4916 | 1389.8077 | 1.7674 | 0.44356 | 0.088368 | 1.0182 | 0 | 0 | 0.083591 | 0.030188 | 0.065918
Sudan | SDN | Lower middle income | 43541203 | 2017 | 12234 | 16138 | 2004 | 35 | 2416 | 2017 | 10683 |  |  | 2004 | 4716 | 2017 | 1027 | 2004 | 207 | 2015 | 8116 | 2.413 | 13141.1643 | 17334.6501 | 3589.4282 | 3589.4282 | 11475.1559 | - | 6906.4641 | 1103.1532 | 303.1463 | 9143.6091 | 0.30181 | 0.39812 | 0.082438 | 0.26355 | 0 | 0.15862 | 0.025336 | 0.0069623 | 0.21
Suriname | SUR | Upper middle income | 577752 | 2018 | 1588 |  |  |  |  | 2018 | 697 |  |  |  |  | 2009 | 31 |  |  | 2009 | 25 | 0.87199 | 1615.8152 | - | 0 | 123.0359 | 709.2086 | - | - | 34.1066 |  | 27.5053 | 2.7967 | 0 | 0 | 1.2275 | 0 | 0 | 0.059033 | 0 | 0.047607
Sweden | SWE | High income | 10121686 | 2017 | 109463 | 7577 |  |  |  | 2016 | 39187 | 2016 | 808 |  |  | 2016 | 7603 | 2016 | 13341 | 2016 | 8077 | 0.72305 | 111854.6413 | 7742.5488 | 0 | 5399.2065 | 40332.7252 | 831.6238 | - | 7825.2918 | 13731.0559 | 8313.1503 | 11.051 | 0.76495 | 0 | 3.9848 | 0.082163 | 0 | 0.77312 | 1.3566 | 0.82132
Switzerland | CHE | High income | 8670535 | 2017 | 145602 | 2676 |  |  |  | 2017 | 36324 |  |  |  |  | 2017 | 5889 |  |  | 2016 | 4217 | 0.82934 | 149254.7348 | 2743.1331 | 0 | 4625.1196 | 37235.2645 | - | - | 6036.738 |  | 4358.643 | 17.214 | 0.31637 | 0 | 4.2945 | 0 | 0 | 0.69624 | 0 | 0.5027
Syrian Arab Republic | SYR | Low income | 18924442 | 2016 | 26908 |  |  |  |  | 2016 | 22485 |  |  |  |  | 2016 | 18614 |  |  | 2016 | 12532 | 0.20143 | 27125.4635 | - | 0 | 1843.9957 | 22666.718 | - | - | 18764.4336 |  | 12633.2804 | 1.4334 | 0 | 0 | 1.1977 | 0 | 0 | 0.99154 | 0 | 0.66756
Tajikistan | TJK | Low income | 9475246 | 2014 | 34696 | 4533 |  |  |  | 2014 | 17352 |  |  |  |  | 2003 | 680 | 2014 | 171 | 2014 | 1289 | 2.0795 | 39256.4386 | 5128.817 | 0 | 923.267 | 19632.7451 | - | - | 964.8611 | 193.4762 | 1458.426 | 4.1431 | 0.54129 | 0 | 2.072 | 0 | 0 | 0.10183 | 0.020419 | 0.15392
Thailand | THA | Upper middle income | 69410868 | 2018 | 191575 |  | 2016 |  | 2442 | 2018 | 55890 | 2016 | 1378 | 2018 | 1064434 | 2018 | 38398 | 2018 | 4355 | 2019 | 16547 | 0.21847 | 192412.985 | - | 2463.4103 | 2463.4103 | 56134.4734 | 1390.0816 | 1069090.0342 | 38565.9601 | 4374.0496 | 16583.1504 | 2.7721 | 0 | 0.03549 | 0.80873 | 0.020027 | 15.4023 | 0.55562 | 0.063017 | 0.23891
Republic of North Macedonia | MKD | Upper middle income | 2088035 | 2015 | 7884 |  |  |  |  | 2015 | 5975 | [6 empty] | 2013 | 309 | 2015 | 1824 | 0.083801 | 7917.0897 | - | 0 | 444.6601 | 6000.0775 | - | - |  | 310.8172 | 1831.6555 | 3.7916 | 0 | 0 | 2.8736 | 0 | 0 | 0 | 0.14886 | 0.87721
Timor-Leste | TLS | Lower middle income | 1381400 | 2018 | 1497 | 618 | 2011 |  | 132 | 2018 | 916 |  |  | 2013 | 241 | 2017 | 254 | 2004 | 1 | 2019 | 10 | 2.1671 | 1562.5866 | 645.0758 | 160.0937 | 160.0937 | 956.1318 | - | 280.0239 | 270.8739 | 1.4092 | 10.2167 | 1.1312 | 0.46697 | 0.11589 | 0.69215 | 0 | 0.20271 | 0.19609 | 0.0010201 | 0.0073959
Togo | TGO | Low income | 8384291 | 2018 | 1951 | 1285 | 2018 | 460 | 183 | 2018 | 611 | 2010 | 2423 | 2018 | 7086 | 2018 | 213 | 2018 | 160 | 2018 | 6 | 2.4826 | 2049.0716 | 1349.5935 | 675.3219 | 675.3219 | 641.7133 | 3096.3691 | 7442.1944 | 223.7069 | 168.0428 | 6.3016 | 0.24439 | 0.16097 | 0.080546 | 0.076538 | 0.36931 | 0.88764 | 0.026682 | 0.020043 | 0.0007516
Tonga | TON | Upper middle income | 111037 | 2018 | 429 |  | 2013 |  | 25 | 2013 | 55 |  |  |  |  | 2013 | 4 | 2013 | 1 | 2019 | 17 | 0.86363 | 436.442 | - | 26.5511 | 26.5511 | 58.4124 | - | - | 4.2482 | 1.062 | 17.1468 | 3.9306 | 0 | 0.23912 | 0.52606 | 0 | 0 | 0.038259 | 0.0095648 | 0.15442
Trinidad and Tobago | TTO | High income | 1377729 | 2018 | 5689 |  | 2018 | 348 |  | 2018 | 5792 |  |  |  |  | 2018 | 923 | 2018 | 81 | 2019 | 444 | 0.25802 | 5718.3948 | - | 349.7981 | 349.7981 | 5821.927 | - | - | 927.7691 | 81.4185 | 445.1456 | 4.1506 | 0 | 0.25389 | 4.2257 | 0 | 0 | 0.6734 | 0.059096 | 0.3231
Tunisia | TUN | Lower middle income | 11903136 | 2017 | 28739 |  | 2004 | 358 | 1942 | 2017 | 14892 |  |  |  |  | 2017 | 2615 | 2004 | 1200 | 2016 | 3458 | 1.0926 | 29691.3201 | - | 2736.758 | 2736.758 | 15385.4741 | - | - | 2701.6529 | 1427.8737 | 3611.6207 | 2.4944 | 0 | 0.22992 | 1.2926 | 0 | 0 | 0.22697 | 0.11996 | 0.30342
Turkey | TUR | Upper middle income | 83835750 | 2017 | 166142 | 53741 |  |  |  | 2017 | 149997 |  |  |  |  | 2017 | 28512 | 2017 | 4378 | 2017 | 27889 | 1.383 | 173131.0192 | 56001.698 | 0 | 17853.3452 | 156306.8549 | - | - | 29711.4012 | 4562.1673 | 29062.1938 | 2.0651 | 0.66799 | 0 | 1.8644 | 0 | 0 | 0.3544 | 0.054418 | 0.34666
Turkmenistan | TKM | Upper middle income | 6031195 | 2014 | 23090 | 1111 |  |  |  | 2014 | 12161 |  |  |  |  | 2014 | 926 | 2014 | 95 | 2014 | 631 | 1.6209 | 25428.6427 | 1223.5263 | 0 | 1284.3805 | 13392.7122 | - | - | 1019.7888 | 104.622 | 694.9101 | 4.2162 | 0.20287 | 0 | 2.2206 | 0 | 0 | 0.16909 | 0.017347 | 0.11522
Tuvalu | TUV | Upper middle income | 11499 | 2018 | 49 | [16 empty] | 0.88941 | 49.8755 | - | 0 | 2.4488 |  | - | - |  |  |  | 4.3374 | 0 | 0 | 0 | 0 | 0 | 0 | 0 | 0
Uganda | UGA | Low income | 47187703 | 2018 | 52907 |  | 2015 |  | 2447 | 2017 | 6918 | 2012 | 19791 |  |  | 2015 | 45 | 2015 | 114 | 2019 | 310 | 3.2856 | 56440.7335 | - | 2876.2905 | 2876.2905 | 7622.542 | 25632.1945 | - | 52.8946 | 133.9996 | 320.1853 | 1.1961 | 0 | 0.060954 | 0.16154 | 0.5432 | 0 | 0.0011209 | 0.0028397 | 0.0067854
Ukraine | UKR | Lower middle income | 43579234 | 2014 | 284207 | 16282 |  |  |  | 2014 | 134986 |  |  |  |  | 2014 | 1521 | 2014 | 14692 | 2014 | 26954 | -0.48773 | 275990.8043 | 15811.3005 | 0 | 11223.3479 | 131083.6634 | - | - | 1477.0291 | 14267.2661 | 26174.7816 | 6.3331 | 0.36282 | 0 | 3.0079 | 0 | 0 | 0.033893 | 0.32739 | 0.60063
United Arab Emirates | ARE | High income | 9813170 | 2018 | 55158 |  |  |  |  | 2018 | 24345 |  |  |  |  | 2018 | 8469 |  |  | 2018 | 6273 | 1.3997 | 56712.9378 | - | 0 | 5234.6349 | 25031.3005 | - | - | 8707.7463 |  | 6449.8397 | 5.7793 | 0 | 0 | 2.5508 | 0 | 0 | 0.88735 | 0 | 0.65726
United Kingdom of Great Britain and Northern Ireland | GBR | High income | 67334208 | 2018 | 517200 | 31500 |  |  |  | 2018 | 188783 | 2016 | 48207 |  |  | 2018 | 59704 | 2017 | 28071 | 2018 | 35000 | 0.58552 | 523274.3848 | 31869.9596 | 0 | 35918.0566 | 191000.2092 | 49346.008 | - | 60405.2086 | 28566.9795 | 35411.0663 | 7.7713 | 0.47331 | 0 | 2.8366 | 0.73285 | 0 | 0.8971 | 0.42426 | 0.5259
United Republic of Tanzania | TZA | Low income | 62774619 | 2017 | 31940 |  | 2014 | 93 | 2508 | 2016 | 742 |  |  |  |  | 2014 | 707 | 2012 | 118 | 2018 | 423 | 3.103 | 35006.5264 | - | 3124.4139 | 3124.4139 | 838.4736 | - | - | 849.2736 | 150.6791 | 449.6588 | 0.55765 | 0 | 0.049772 | 0.013357 | 0 | 0 | 0.013529 | 0.0024003 | 0.0071631
United States of America | USA | High income | 331431534 | 2017 | 4729338 |  | 2010 | 552276 |  | 2017 | 849126 |  |  |  |  | 2010 | 285794 | 2017 | 225420 | 2010 | 178559 | 0.70893 | 4830636.4351 | - | 592701.6929 | 592701.6929 | 867313.5635 | - | - | 306713.6497 | 230248.3065 | 191629.2245 | 14.5751 | 0 | 1.7883 | 2.6169 | 0 | 0 | 0.92542 | 0.69471 | 0.57819
Uruguay | URY | High income | 3494387 | 2017 | 6671 |  | 2016 |  | 1420 | 2017 | 17456 | 2016 | 146 |  |  |  |  | 2016 | 896 | 2017 | 5115 | 0.36357 | 6744.0253 | - | 1440.7634 | 1440.7634 | 17647.0852 | 148.1348 | - |  | 909.1014 | 5170.9923 | 1.93 | 0 | 0.41231 | 5.0501 | 0.042392 | 0 | 0 | 0.26016 | 1.4798
Uzbekistan | UZB | Lower middle income | 33235825 | 2014 | 318196 | 25027 |  |  |  | 2014 | 72237 |  |  |  |  | 2014 | 1243 | 2014 | 324 | 2014 | 4520 | 1.4183 | 346251.5419 | 27233.6464 | 0 | 8559.5177 | 78606.1818 | - | - | 1352.5961 | 352.5673 | 4918.5312 | 10.418 | 0.81941 | 0 | 2.3651 | 0 | 0 | 0.040697 | 0.010608 | 0.14799
Vanuatu | VUT | Lower middle income | 293934 | 2018 | 417 |  | 2012 | 59 |  | 2016 | 46 |  |  | 2008 | 212 | 2012 | 29 | 2012 | 3 | 2019 | 9 | 2.1248 | 434.9087 | - | 69.8072 | 69.8072 | 50.0359 | - | 272.84 | 34.312 | 3.5495 | 9.1912 | 1.4796 | 0 | 0.23749 | 0.17023 | 0 | 0.92824 | 0.11673 | 0.012076 | 0.03127
Venezuela (Bolivarian Republic of) | VEN | Upper middle income | 33172392 | 2018 | 27200 |  |  |  |  | 2001 | 48000 | [8 empty] | 2001 | 13680 | 1.2627 | 27891.2366 | - | 0 | 7064.2675 | 60922.8856 | - | - |  |  | 17363.0224 | 0.8408 | 0 | 0 | 1.8366 | 0 | 0 | 0 | 0 | 0.52342
Viet Nam | VNM | Lower middle income | 98360145 | 2016 | 106654 | 28778 |  |  |  | 2016 | 77539 |  |  |  |  | 2016 | 31719 |  |  |  |  | 1.0032 | 110998.5625 | 29950.275 | 0 | 25331.5633 | 80697.5597 | - | - | 33011.077 |  |  | 1.1285 | 0.3045 | 0 | 0.82043 | 0 | 0 | 0.33561 | 0 | 0
West Bank and Gaza Strip | PSE | Lower middle income | 5322629 | 2018 | 8286 | 1099 |  |  |  | 2018 | 10417 | [10 empty] | 2.682 | 8736.4212 | 1158.7409 | 0 | 1370.784 | 10983.2608 | - | - |  |  |  | 1.6414 | 0.2177 | 0 | 2.0635 | 0 | 0 | 0 | 0 | 0
Yemen | YEM | Low income | 30245305 | 2018 | 22377 |  | 2010 | 1113 | 1809 | 2014 | 13560 |  |  | 2010 | 19 | 2014 | 2716 | 2010 | 16 | 2014 | 543 | 2.3597 | 23445.5003 | - | 3689.5078 | 3689.5078 | 15596.6965 | - | 23.9906 | 3123.9401 | 20.2026 | 624.558 | 0.77518 | 0 | 0.12199 | 0.51567 | 0 | 0.0007932 | 0.10329 | 0.00066796 | 0.02065
Zambia | ZMB | Lower middle income | 18679273 | 2018 | 22722 | 488 | 2018 | 441 |  | 2018 | 20591 |  |  | 2018 | 221 | 2018 | 771 | 2018 | 62 | 2018 | 20 | 3.0158 | 24113.1451 | 517.8776 | 468 | 468 | 21851.6755 | - | 234.5306 | 818.2042 | 65.7959 | 21.2245 | 1.2909 | 0.027725 | 0.025055 | 1.1698 | 0 | 0.012556 | 0.043803 | 0.0035224 | 0.0011363
Zimbabwe | ZWE | Lower middle income | 17680465 | 2018 | 27934 |  | 2018 | 644 | 1126 | 2018 | 3026 |  |  | 2018 | 15888 | 2018 | 1397 | 2018 | 439 | 2018 | 104 | 2.3037 | 29235.8595 | - | 1852.4906 | 1852.4906 | 3167.0262 | - | 16628.4576 | 1462.107 | 459.4595 | 108.8469 | 1.6536 | 0 | 0.10478 | 0.17913 | 0 | 0.9405 | 0.082696 | 0.025987 | 0.0061563
Growth Rate Source: World Bank population data - https://data.worldbank.org/indicator/SP.POP.GROW, Description: Annual population growth rate by country for 1960 to 2018
© World Health Organization 2021. Some rights reserved. This work is available under the CC BY-NC-SA 3.0 IGO licence.
WHO reference number: WHO/2019-nCoV/Tools/Essential_forecasting/2021.1

## WB Beds
World Bank Hospital Beds
This tab contains World Bank reference data used to generate estimates of hospital beds in each country. Use the Quick Navigation on the right to jump to each section.
x | Nurse and Midwife Data
Description: Number of nurses and midwives per 1,000 people by country by year. Note that most recent year of data varies by country
Source: World Bank population data - https://data.worldbank.org/indicator/SH.MED.NUMW.P3
| Country Name | Country Code | Indicator Name | Indicator Code | 1960 | 1961 | 1962 | 1963 | 1964 | 1965 | 1966 | 1967 | 1968 | 1969 | 1970 | 1971 | 1972 | 1973 | 1974 | 1975 | 1976 | 1977 | 1978 | 1979 | 1980 | 1981 | 1982 | 1983 | 1984 | 1985 | 1986 | 1987 | 1988 | 1989 | 1990 | 1991 | 1992 | 1993 | 1994 | 1995 | 1996 | 1997 | 1998 | 1999 | 2000 | 2001 | 2002 | 2003 | 2004 | 2005 | 2006 | 2007 | 2008 | 2009 | 2010 | 2011 | 2012 | 2013 | 2014 | 2015 | 2016 | 2017 | 2018 | 2019 | Latest value
| Aruba | ABW | Nurses and midwives (per 1,000 people) | SH.MED.NUMW.P3 | [60 empty] | No reported value
| Afghanistan | AFG | Nurses and midwives (per 1,000 people) | SH.MED.NUMW.P3 | 2005: 0.5955; 2006: 0.4492; 2007: 0.5046; 2008: 0.5049; 2009: 0.6162; 2014: 0.32 | 0.32
| Angola | AGO | Nurses and midwives (per 1,000 people) | SH.MED.NUMW.P3 | 1997: 0.9031; 2004: 0.9798; 2009: 1.3123 | 1.3123
| Albania | ALB | Nurses and midwives (per 1,000 people) | SH.MED.NUMW.P3 | 1994: 5.161; 2007: 4.03; 2009: 3.896; 2013: 4.568; 2016: 3.5998 | 3.5998
| Andorra | AND | Nurses and midwives (per 1,000 people) | SH.MED.NUMW.P3 | 2006: 3.87; 2007: 4.18; 2009: 3.639; 2010: 4.765; 2015: 4.0128 | 4.0128
| Arab World | ARB | Nurses and midwives (per 1,000 people) | SH.MED.NUMW.P3 | 2015: 2.0922 | 2.0922
| United Arab Emirates | ARE | Nurses and midwives (per 1,000 people) | SH.MED.NUMW.P3 | 1990: 2.7836; 1991: 3.768; 1992: 3.937; 1993: 3.7506; 1994: 3.6527; 1995: 3.5315; 1996: 3.52; 1997: 3.5133; 1998: 4.3297; 1999: 3.6139; 2000: 3.3786; 2001: 3.6921; 2002: 3.7668; 2003: 3.9231; 2004: 3.3357; 2005: 3.0055; 2006: 2.831; 2007: 3.0416; 2008: 2.8979; 2009: 3.0201; 2010: 2.7425; 2011: 2.9461; 2012: 3.0914; 2013: 3.4113; 2014: 4.0214; 2015: 5.0419; 2016: 5.5857 | 5.5857
| Argentina | ARG | Nurses and midwives (per 1,000 people) | SH.MED.NUMW.P3 | 1992: 2.0502; 1994: 2.1413; 1998: 0.8002; 2001: 0.443; 2004: 0.4825; 2013: 4.2119; 2017: 2.58 | 2.58
| Armenia | ARM | Nurses and midwives (per 1,000 people) | SH.MED.NUMW.P3 | 2006: 4.92; 2007: 4.87; 2009: 5.01; 2010: 5.6949; 2011: 5.7578; 2012: 5.7434; 2013: 5.6513; 2014: 5.6094 | 5.6094
| American Samoa | ASM | Nurses and midwives (per 1,000 people) | SH.MED.NUMW.P3 | [60 empty] | No reported value
| Antigua and Barbuda | ATG | Nurses and midwives (per 1,000 people) | SH.MED.NUMW.P3 | 1999: 2.8484; 2007: 3.0306; 2017: 3.1176 | 3.1176
| Australia | AUS | Nurses and midwives (per 1,000 people) | SH.MED.NUMW.P3 | 1996: 10.3597; 2001: 9.7484; 2006: 10.797; 2009: 9.2599; 2010: 10.4179; 2011: 10.3775; 2012: 10.1797; 2013: 12.3747; 2014: 12.3747; 2015: 12.4667; 2016: 12.6612 | 12.6612
| Austria | AUT | Nurses and midwives (per 1,000 people) | SH.MED.NUMW.P3 | 2003: 9.384; 2006: 6.55; 2007: 6.642; 2008: 7.84; 2010: 7.812; 2011: 7.8708; 2012: 8.0608; 2013: 8.0975; 2014: 8.2479; 2015: 8.1758; 2016: 8.1778 | 8.1778
| Azerbaijan | AZE | Nurses and midwives (per 1,000 people) | SH.MED.NUMW.P3 | 2006: 8.41; 2007: 8.42; 2009: 8.344; 2010: 8.0506; 2011: 7.5969; 2012: 7.3933; 2013: 7.2167; 2014: 6.9621 | 6.9621
| Burundi | BDI | Nurses and midwives (per 1,000 people) | SH.MED.NUMW.P3 | 2004: 0.1877; 2010: 0.6813; 2016: 0.68 | 0.68
| Belgium | BEL | Nurses and midwives (per 1,000 people) | SH.MED.NUMW.P3 | 2003: 5.829; 2004: 14.2; 2009: 14.1082; 2010: 10.5851; 2011: 10.257; 2012: 10.6277; 2013: 10.9106; 2014: 11.0149; 2015: 10.8193; 2016: 11.1011 | 11.1011
| Benin | BEN | Nurses and midwives (per 1,000 people) | SH.MED.NUMW.P3 | 2004: 0.747; 2008: 0.8197; 2010: 0.771; 2012: 0.6802; 2013: 0.6317; 2016: 0.6145 | 0.6145
| Burkina Faso | BFA | Nurses and midwives (per 1,000 people) | SH.MED.NUMW.P3 | 2004: 0.5032; 2006: 0.424; 2008: 0.3705; 2009: 0.4045; 2010: 0.554; 2011: 0.4564; 2012: 0.6312; 2015: 0.24; 2016: 0.5696 | 0.5696
| Bangladesh | BGD | Nurses and midwives (per 1,000 people) | SH.MED.NUMW.P3 | 2003: 0.267; 2005: 0.2752; 2006: 0.2754; 2007: 0.1576; 2008: 0.1574; 2009: 0.1662; 2010: 0.1775; 2011: 0.1874; 2012: 0.2005; 2013: 0.1937; 2014: 0.2481; 2015: 0.2665; 2016: 0.2559; 2017: 0.3067 | 0.3067
| Bulgaria | BGR | Nurses and midwives (per 1,000 people) | SH.MED.NUMW.P3 | 2006: 4.57; 2007: 4.68; 2008: 4.72; 2010: 5.1698; 2011: 5.186; 2012: 5.2858; 2013: 5.3684; 2014: 5.3029 | 5.3029
| Bahrain | BHR | Nurses and midwives (per 1,000 people) | SH.MED.NUMW.P3 | 2000: 2.9807; 2001: 3.1049; 2002: 2.8717; 2003: 2.8252; 2005: 2.6867; 2006: 2.7181; 2008: 2.5624; 2009: 2.5232; 2010: 2.4595; 2011: 2.4971; 2012: 2.4796; 2013: 2.5034; 2014: 2.4918; 2015: 2.4944 | 2.4944
| Bahamas, The | BHS | Nurses and midwives (per 1,000 people) | SH.MED.NUMW.P3 | 1998: 4.5605; 2008: 3.9891; 2011: 3.9771; 2017: 3.1386 | 3.1386
| Bosnia and Herzegovina | BIH | Nurses and midwives (per 1,000 people) | SH.MED.NUMW.P3 | 2005: 4.69; 2009: 5.042; 2010: 5.7924; 2011: 5.8996; 2012: 6.168; 2013: 6.1171; 2014: 6.2998 | 6.2998
| Belarus | BLR | Nurses and midwives (per 1,000 people) | SH.MED.NUMW.P3 | 2006: 12.51; 2007: 12.56; 2009: 9.1006; 2010: 11.0705; 2011: 11.062; 2012: 11.3717; 2013: 11.305; 2014: 11.4383 | 11.4383
| Belize | BLZ | Nurses and midwives (per 1,000 people) | SH.MED.NUMW.P3 | 2000: 1.2252; 2009: 1.8159; 2010: 1.959; 2012: 1.1078; 2017: 1.6947 | 1.6947
| Bermuda | BMU | Nurses and midwives (per 1,000 people) | SH.MED.NUMW.P3 | [60 empty] | No reported value
| Bolivia | BOL | Nurses and midwives (per 1,000 people) | SH.MED.NUMW.P3 | 2001: 2.1293; 2007: 0.6159; 2010: 0.8435; 2011: 1.006; 2016: 0.7357 | 0.7357
| Brazil | BRA | Nurses and midwives (per 1,000 people) | SH.MED.NUMW.P3 | 1990: 0.9473; 1991: 3.185; 1992: 1.1429; 1993: 1.2619; 1994: 1.4142; 1995: 1.5735; 1996: 1.8411; 1997: 2.0513; 1998: 2.2692; 1999: 2.5353; 2000: 3.7602; 2001: 2.9804; 2002: 3.3655; 2003: 3.6461; 2004: 3.7138; 2005: 3.7654; 2006: 3.7603; 2007: 6.5112; 2008: 6.4453; 2010: 7.3497; 2013: 7.5122; 2017: 5.9552; 2018: 9.7083 | 9.7083
| Barbados | BRB | Nurses and midwives (per 1,000 people) | SH.MED.NUMW.P3 | 1995: 5.1321; 1999: 3.7; 2000: 5.8636; 2001: 5.8367; 2005: 4.7847; 2010: 4.856; 2017: 6.0273 | 6.0273
| Brunei Darussalam | BRN | Nurses and midwives (per 1,000 people) | SH.MED.NUMW.P3 | 2000: 3.8896; 2002: 6.1113; 2004: 5.3547; 2005: 5.4929; 2006: 5.32; 2007: 5.108; 2008: 5.1173; 2009: 5.1225; 2010: 7.4788; 2011: 7.9645; 2012: 8.2887; 2013: 7.508; 2014: 6.4853; 2015: 6.6012 | 6.6012
| Bhutan | BTN | Nurses and midwives (per 1,000 people) | SH.MED.NUMW.P3 | 2004: 0.8043; 2007: 0.7933; 2008: 0.9501; 2010: 0.241; 2012: 0.9774; 2013: 1.0444; 2014: 1.2325; 2015: 1.3589; 2016: 1.4151; 2017: 1.5094 | 1.5094
| Botswana | BWA | Nurses and midwives (per 1,000 people) | SH.MED.NUMW.P3 | 1998: 2.5545; 1999: 2.9366; 2000: 2.499; 2001: 2.2759; 2002: 2.3292; 2003: 2.4663; 2004: 2.5983; 2005: 2.4076; 2006: 2.6568; 2007: 3.0114; 2008: 2.8853; 2009: 2.9375; 2010: 2.8865; 2011: 2.8353; 2012: 2.7837; 2016: 3.3004 | 3.3004
| Central African Republic | CAF | Nurses and midwives (per 1,000 people) | SH.MED.NUMW.P3 | 2004: 0.3978; 2008: 0.1922; 2009: 0.2491; 2015: 0.2039 | 0.2039
| Canada | CAN | Nurses and midwives (per 1,000 people) | SH.MED.NUMW.P3 | 1998: 10.1846; 2001: 10.0115; 2002: 9.4707; 2004: 9.9067; 2005: 9.9467; 2006: 10.0236; 2007: 10.1208; 2008: 10.289; 2009: 10.3743; 2010: 9.3233; 2011: 9.2368; 2012: 9.3473; 2013: 9.4899; 2014: 9.7638; 2015: 9.8398; 2016: 9.9056 | 9.9056
| Central Europe and the Baltics | CEB | Nurses and midwives (per 1,000 people) | SH.MED.NUMW.P3 | 2015: 6.5384 | 6.5384
| Switzerland | CHE | Nurses and midwives (per 1,000 people) | SH.MED.NUMW.P3 | 2008: 15.96; 2010: 16.5847; 2011: 17.1517; 2012: 17.1995; 2013: 16.1315; 2014: 16.3739; 2015: 16.8152; 2016: 17.2828 | 17.2828
| Channel Islands | CHI | Nurses and midwives (per 1,000 people) | SH.MED.NUMW.P3 | [60 empty] | No reported value
| Chile | CHL | Nurses and midwives (per 1,000 people) | SH.MED.NUMW.P3 | 1992: 4.542; 2002: 0.1142; 2003: 0.1302; 2004: 0.1307; 2005: 0.1302; 2006: 0.1428; 2007: 0.1412; 2008: 0.1467; 2009: 0.1452; 2016: 0.86 | 0.86
| China | CHN | Nurses and midwives (per 1,000 people) | SH.MED.NUMW.P3 | 1990: 0.8269; 1995: 0.9031; 1996: 0.9252; 1997: 0.9466; 1998: 0.9565; 1999: 0.9707; 2000: 0.9818; 2001: 1.083; 2002: 0.9546; 2003: 0.9637; 2004: 0.9903; 2005: 1.0155; 2006: 1.0672; 2007: 1.1597; 2008: 1.2413; 2009: 1.3643; 2010: 1.4979; 2011: 1.6319; 2012: 1.8054; 2013: 2.0015; 2014: 2.1491; 2015: 2.3073 | 2.3073
| Cote d'Ivoire | CIV | Nurses and midwives (per 1,000 people) | SH.MED.NUMW.P3 | 2004: 0.5656; 2005: 0.4902; 2008: 0.4734; 2010: 0.483; 2011: 0.4649; 2014: 0.8517 | 0.8517
| Cameroon | CMR | Nurses and midwives (per 1,000 people) | SH.MED.NUMW.P3 | 2004: 1.5356; 2005: 0.3849; 2007: 0.4472; 2009: 0.3924; 2010: 0.5365; 2011: 0.9337 | 0.9337
| Congo, Dem. Rep. | COD | Nurses and midwives (per 1,000 people) | SH.MED.NUMW.P3 | 2004: 0.529; 2009: 0.41; 2013: 0.47 | 0.47
| Congo, Rep. | COG | Nurses and midwives (per 1,000 people) | SH.MED.NUMW.P3 | 2004: 1.0185; 2006: 1.3666; 2007: 0.8782; 2010: 0.824; 2011: 1.7431 | 1.7431
| Colombia | COL | Nurses and midwives (per 1,000 people) | SH.MED.NUMW.P3 | 1990: 0.4091; 1991: 0.4208; 1992: 0.4315; 1993: 0.4422; 1994: 0.4545; 1995: 0.4663; 1996: 0.4778; 1997: 0.4865; 1998: 0.5096; 1999: 0.526; 2001: 0.5513; 2002: 0.5759; 2003: 0.5742; 2004: 0.5856; 2005: 0.5971; 2006: 0.6087; 2007: 0.6203; 2008: 0.6321; 2009: 0.644; 2010: 0.6559; 2011: 0.9114; 2012: 0.9671; 2013: 1.0239; 2014: 1.0795; 2015: 1.14; 2016: 1.2018; 2017: 1.2627 | 1.2627
| Comoros | COM | Nurses and midwives (per 1,000 people) | SH.MED.NUMW.P3 | 2004: 0.9846; 2005: 0.5625; 2009: 0.7025; 2012: 0.9214 | 0.9214
| Cabo Verde | CPV | Nurses and midwives (per 1,000 people) | SH.MED.NUMW.P3 | 2004: 0.874; 2009: 0.998; 2010: 1.0808; 2011: 1.0687; 2012: 1.072; 2013: 1.1421; 2015: 1.2272 | 1.2272
| Costa Rica | CRI | Nurses and midwives (per 1,000 people) | SH.MED.NUMW.P3 | 2000: 0.9306; 2013: 0.7957 | 0.7957
| Caribbean small states | CSS | Nurses and midwives (per 1,000 people) | SH.MED.NUMW.P3 | 2015: 2.32 | 2.32
| Cuba | CUB | Nurses and midwives (per 1,000 people) | SH.MED.NUMW.P3 | 2002: 7.4773; 2007: 8.652; 2010: 9.0897; 2012: 8.0943; 2013: 7.7429; 2014: 7.9341; 2017: 7.79 | 7.79
| Curacao | CUW | Nurses and midwives (per 1,000 people) | SH.MED.NUMW.P3 | [60 empty] | No reported value
| Cayman Islands | CYM | Nurses and midwives (per 1,000 people) | SH.MED.NUMW.P3 | [60 empty] | No reported value
| Cyprus | CYP | Nurses and midwives (per 1,000 people) | SH.MED.NUMW.P3 | 1990: 3.2325; 1995: 3.2979; 2002: 3.0645; 2007: 3.3957; 2008: 3.4301; 2009: 3.466; 2013: 4.0773; 2014: 4.1222; 2016: 5.2517 | 5.2517
| Czech Republic | CZE | Nurses and midwives (per 1,000 people) | SH.MED.NUMW.P3 | 2006: 8.93; 2007: 8.954; 2008: 8.55; 2010: 8.4691; 2011: 8.4028; 2012: 8.422; 2013: 8.3463; 2014: 8.6873; 2015: 8.3691; 2016: 8.4071 | 8.4071
| Germany | DEU | Nurses and midwives (per 1,000 people) | SH.MED.NUMW.P3 | 2003: 9.72; 2005: 8.01; 2006: 7.991; 2008: 10.82; 2010: 12.5348; 2011: 12.6894; 2012: 12.7797; 2013: 13.1914; 2014: 13.4373; 2015: 12.9241; 2016: 13.1967 | 13.1967
| Djibouti | DJI | Nurses and midwives (per 1,000 people) | SH.MED.NUMW.P3 | 1999: 0.7042; 2002: 0.7371; 2004: 0.3841; 2005: 0.5746; 2010: 0.8; 2014: 0.535 | 0.535
| Dominica | DMA | Nurses and midwives (per 1,000 people) | SH.MED.NUMW.P3 | 1997: 4.4774; 2001: 6.2841; 2017: 5.8999 | 5.8999
| Denmark | DNK | Nurses and midwives (per 1,000 people) | SH.MED.NUMW.P3 | 1994: 14.3329; 1996: 7.228; 1997: 14.1888; 1998: 7.983; 1999: 14.2662; 2001: 17.1886; 2003: 14.8559; 2004: 14.5016; 2005: 14.9804; 2006: 9.756; 2007: 14.54; 2008: 15.4684; 2009: 15.9842; 2010: 16.0998; 2011: 16.2695; 2012: 16.5601; 2013: 16.7698; 2014: 16.9632; 2015: 17.2138; 2016: 10.3004 | 10.3004
| Dominican Republic | DOM | Nurses and midwives (per 1,000 people) | SH.MED.NUMW.P3 | 2000: 1.7929; 2009: 1.2988; 2011: 1.3338; 2017: 0.3099 | 0.3099
| Algeria | DZA | Nurses and midwives (per 1,000 people) | SH.MED.NUMW.P3 | 2002: 2.18; 2007: 1.9218; 2010: 1.947; 2016: 2.24 | 2.24
| East Asia & Pacific (excluding high income) | EAP | Nurses and midwives (per 1,000 people) | SH.MED.NUMW.P3 | 1990: 0.79562; 2000: 1.2276; 2015: 2.1534 | 2.1534
| Early-demographic dividend | EAR | Nurses and midwives (per 1,000 people) | SH.MED.NUMW.P3 | 2000: 1.3661; 2015: 1.929 | 1.929
| East Asia & Pacific | EAS | Nurses and midwives (per 1,000 people) | SH.MED.NUMW.P3 | 1990: 1.256; 2000: 1.9057; 2015: 2.9341 | 2.9341
| Europe & Central Asia (excluding high income) | ECA | Nurses and midwives (per 1,000 people) | SH.MED.NUMW.P3 | 2015: 7.0208 | 7.0208
| Europe & Central Asia | ECS | Nurses and midwives (per 1,000 people) | SH.MED.NUMW.P3 | 2015: 8.0934 | 8.0934
| Ecuador | ECU | Nurses and midwives (per 1,000 people) | SH.MED.NUMW.P3 | 1990: 1.6004; 1991: 1.667; 1992: 1.6895; 1993: 1.444; 1994: 1.6406; 1995: 1.6056; 1996: 1.7023; 1997: 1.7107; 1998: 1.6376; 1999: 1.6588; 2000: 1.6301; 2001: 1.5909; 2002: 1.6362; 2003: 1.5329; 2009: 1.8898; 2010: 1.6679; 2011: 2.0843; 2015: 2.4882; 2016: 1.2 | 1.2
| Egypt, Arab Rep. | EGY | Nurses and midwives (per 1,000 people) | SH.MED.NUMW.P3 | 2004: 1.9469; 2006: 2.2978; 2010: 3.52; 2013: 1.4741; 2014: 1.399; 2015: 1.5; 2016: 1.3835; 2017: 1.3989 | 1.3989
| Euro area | EMU | Nurses and midwives (per 1,000 people) | SH.MED.NUMW.P3 | 2015: 9.1263 | 9.1263
| Eritrea | ERI | Nurses and midwives (per 1,000 people) | SH.MED.NUMW.P3 | 2004: 0.6492 | 0.6492
| Spain | ESP | Nurses and midwives (per 1,000 people) | SH.MED.NUMW.P3 | 1990: 4.0324; 1991: 4.0932; 1992: 4.1728; 1993: 4.2356; 1994: 4.2238; 1995: 4.3151; 1996: 4.4248; 1997: 4.532; 1998: 4.78; 1999: 4.8678; 2000: 4.9992; 2001: 5.0384; 2002: 5.0819; 2003: 5.1759; 2004: 5.2013; 2005: 5.2449; 2006: 5.3001; 2007: 5.3529; 2008: 5.4355; 2009: 5.4963; 2010: 5.1266; 2011: 5.2008; 2012: 5.235; 2013: 5.4898; 2014: 5.5113; 2015: 5.2919; 2016: 5.5307 | 5.5307
| Estonia | EST | Nurses and midwives (per 1,000 people) | SH.MED.NUMW.P3 | 2000: 8.6391; 2006: 6.98; 2008: 6.82; 2010: 6.6767; 2011: 6.8089; 2012: 6.4495; 2013: 6.1751; 2014: 6.2811; 2015: 6.3522; 2016: 6.4526 | 6.4526
| Ethiopia | ETH | Nurses and midwives (per 1,000 people) | SH.MED.NUMW.P3 | 2003: 0.2143; 2004: 0.2083; 2005: 0.2451; 2006: 0.2263; 2007: 0.224; 2008: 0.2015; 2009: 0.2516; 2010: 0.236; 2017: 0.84 | 0.84
| European Union | EUU | Nurses and midwives (per 1,000 people) | SH.MED.NUMW.P3 | 2015: 8.5823 | 8.5823
| Fragile and conflict affected situations | FCS | Nurses and midwives (per 1,000 people) | SH.MED.NUMW.P3 | 2015: 0.86254 | 0.86254
| Finland | FIN | Nurses and midwives (per 1,000 people) | SH.MED.NUMW.P3 | 2002: 15.0386; 2006: 8.92; 2007: 15.52; 2009: 23.7467; 2010: 14.6606; 2011: 14.9044; 2012: 14.966; 2013: 14.8538; 2014: 15.0865; 2016: 14.723 | 14.723
| Fiji | FJI | Nurses and midwives (per 1,000 people) | SH.MED.NUMW.P3 | 1999: 1.9541; 2003: 2.0328; 2008: 2.1155; 2009: 2.2969; 2010: 2.242; 2013: 2.8567; 2015: 2.938 | 2.938
| France | FRA | Nurses and midwives (per 1,000 people) | SH.MED.NUMW.P3 | 1991: 5.5735; 1996: 6.0909; 1999: 6.424; 2000: 6.6648; 2001: 6.8807; 2002: 7.0731; 2003: 7.2521; 2004: 7.4509; 2005: 7.6597; 2006: 7.8906; 2007: 8.0835; 2008: 7.94; 2011: 9.5763; 2012: 9.9941; 2013: 10.3056; 2014: 10.6163; 2015: 10.9403; 2016: 9.6887 | 9.6887
| Faroe Islands | FRO | Nurses and midwives (per 1,000 people) | SH.MED.NUMW.P3 | [60 empty] | No reported value
| Micronesia, Fed. Sts. | FSM | Nurses and midwives (per 1,000 people) | SH.MED.NUMW.P3 | 2000: 3.8827; 2003: 2.3408; 2005: 2.3446; 2008: 2.6794; 2009: 3.6058; 2010: 3.319 | 3.319
| Gabon | GAB | Nurses and midwives (per 1,000 people) | SH.MED.NUMW.P3 | 2004: 4.9685; 2016: 2.5806 | 2.5806
| United Kingdom | GBR | Nurses and midwives (per 1,000 people) | SH.MED.NUMW.P3 | 1997: 12.1551; 2003: 0.628; 2010: 9.9578; 2011: 9.2669; 2012: 9.1179; 2013: 9.0978; 2014: 8.6354; 2015: 8.8271; 2016: 8.3341; 2017: 8.2878 | 8.2878
| Georgia | GEO | Nurses and midwives (per 1,000 people) | SH.MED.NUMW.P3 | 2006: 4.03; 2007: 3.89; 2008: 3.3167; 2009: 3.2477; 2010: 4.0419; 2011: 4.0095; 2012: 3.8369; 2013: 3.9331; 2014: 4.0134; 2015: 4.0914 | 4.0914
| Ghana | GHA | Nurses and midwives (per 1,000 people) | SH.MED.NUMW.P3 | 2004: 0.939; 2008: 0.9801; 2009: 1.0448; 2010: 0.9182; 2013: 1.5912; 2016: 1.5493; 2017: 1.2 | 1.2
| Gibraltar | GIB | Nurses and midwives (per 1,000 people) | SH.MED.NUMW.P3 | [60 empty] | No reported value
| Guinea | GIN | Nurses and midwives (per 1,000 people) | SH.MED.NUMW.P3 | 2000: 0.432; 2004: 0.4645; 2016: 0.3844 | 0.3844
| Gambia, The | GMB | Nurses and midwives (per 1,000 people) | SH.MED.NUMW.P3 | 2003: 1.389; 2004: 0.4969; 2005: 0.5069; 2006: 0.505; 2007: 0.8206; 2008: 0.8882; 2010: 0.568; 2012: 1.3801; 2015: 1.6292 | 1.6292
| Guinea-Bissau | GNB | Nurses and midwives (per 1,000 people) | SH.MED.NUMW.P3 | 2004: 0.7939; 2008: 0.6436; 2009: 0.6867; 2010: 0.551; 2011: 0.5507; 2015: 1.4 | 1.4
| Equatorial Guinea | GNQ | Nurses and midwives (per 1,000 people) | SH.MED.NUMW.P3 | 2004: 0.3739; 2017: 0.5 | 0.5
| Greece | GRC | Nurses and midwives (per 1,000 people) | SH.MED.NUMW.P3 | 2000: 3.864; 2005: 3.6; 2006: 3.476; 2008: 3.66; 2010: 3.5801; 2011: 3.6042; 2012: 3.7119; 2013: 3.6622; 2014: 3.5918; 2015: 3.3269; 2016: 3.3728 | 3.3728
| Grenada | GRD | Nurses and midwives (per 1,000 people) | SH.MED.NUMW.P3 | 1999: 3.8856; 2000: 3.6024; 2001: 3.5953; 2002: 3.5847; 2003: 3.5742; 2006: 3.8529; 2017: 3.1447 | 3.1447
| Greenland | GRL | Nurses and midwives (per 1,000 people) | SH.MED.NUMW.P3 | [60 empty] | No reported value
| Guatemala | GTM | Nurses and midwives (per 1,000 people) | SH.MED.NUMW.P3 | 2009: 0.8698; 2018: 0.947 | 0.947
| Guam | GUM | Nurses and midwives (per 1,000 people) | SH.MED.NUMW.P3 | [60 empty] | No reported value
| Guyana | GUY | Nurses and midwives (per 1,000 people) | SH.MED.NUMW.P3 | 2000: 2.3072; 2009: 1.3263; 2010: 1.0099; 2018: 1.3398 | 1.3398
| High income | HIC | Nurses and midwives (per 1,000 people) | SH.MED.NUMW.P3 | 2015: 8.7881 | 8.7881
| Hong Kong SAR, China | HKG | Nurses and midwives (per 1,000 people) | SH.MED.NUMW.P3 | [60 empty] | No reported value
| Honduras | HND | Nurses and midwives (per 1,000 people) | SH.MED.NUMW.P3 | 2000: 1.3071; 2005: 1.0573; 2013: 0.3799; 2016: 1.703; 2017: 0.8815 | 0.8815
| Heavily indebted poor countries (HIPC) | HPC | Nurses and midwives (per 1,000 people) | SH.MED.NUMW.P3 | 2015: 0.61916 | 0.61916
| Croatia | HRV | Nurses and midwives (per 1,000 people) | SH.MED.NUMW.P3 | 2006: 5.46; 2007: 5.58; 2010: 6.1349; 2011: 6.2776; 2012: 6.3945; 2013: 6.9272; 2014: 6.5095; 2016: 8.1134 | 8.1134
| Haiti | HTI | Nurses and midwives (per 1,000 people) | SH.MED.NUMW.P3 | 1998: 0.101; 2011: 1.1811; 2018: 0.6804 | 0.6804
| Hungary | HUN | Nurses and midwives (per 1,000 people) | SH.MED.NUMW.P3 | 2010: 6.6136; 2011: 6.608; 2012: 6.5309; 2013: 6.631; 2014: 6.6192; 2015: 6.6811; 2016: 6.6425 | 6.6425
| IBRD only | IBD | Nurses and midwives (per 1,000 people) | SH.MED.NUMW.P3 | 1990: 0.70771; 2000: 1.3855; 2015: 2.8471 | 2.8471
| IDA & IBRD total | IBT | Nurses and midwives (per 1,000 people) | SH.MED.NUMW.P3 | 2000: 1.3244; 2015: 2.4087 | 2.4087
| IDA total | IDA | Nurses and midwives (per 1,000 people) | SH.MED.NUMW.P3 | 2015: 1.0763 | 1.0763
| IDA blend | IDB | Nurses and midwives (per 1,000 people) | SH.MED.NUMW.P3 | 2015: 1.7316 | 1.7316
| Indonesia | IDN | Nurses and midwives (per 1,000 people) | SH.MED.NUMW.P3 | 1992: 0.6264; 2003: 0.816; 2007: 2.041; 2009: 0.8122; 2010: 1.0581; 2012: 1.3601; 2013: 1.1443; 2015: 1.3001; 2017: 2.0583 | 2.0583
| IDA only | IDX | Nurses and midwives (per 1,000 people) | SH.MED.NUMW.P3 | 2015: 0.73536 | 0.73536
| Isle of Man | IMN | Nurses and midwives (per 1,000 people) | SH.MED.NUMW.P3 | 2010: 2.273 | 2.273
| India | IND | Nurses and midwives (per 1,000 people) | SH.MED.NUMW.P3 | 1991: 0.3767; 2000: 1.1693; 2001: 1.1856; 2003: 1.2481; 2004: 1.2631; 2005: 1.2947; 2007: 1.3329; 2008: 1.3801; 2009: 1.4021; 2010: 1.5394; 2011: 1.7035; 2012: 1.1132; 2013: 1.2218; 2014: 1.3757; 2016: 2.0981; 2017: 2.1071 | 2.1071
| Not classified | INX | Nurses and midwives (per 1,000 people) | SH.MED.NUMW.P3 | [60 empty] | No reported value
| Ireland | IRL | Nurses and midwives (per 1,000 people) | SH.MED.NUMW.P3 | 2004: 15.197; 2006: 15.102; 2007: 15.759; 2011: 12.819; 2015: 13.8727; 2016: 14.2949 | 14.2949
| Iran, Islamic Rep. | IRN | Nurses and midwives (per 1,000 people) | SH.MED.NUMW.P3 | 2004: 1.3827; 2005: 1.3919; 2006: 1.6731; 2010: 1.41; 2011: 1.9745; 2014: 1.5453; 2015: 1.87 | 1.87
| Iraq | IRQ | Nurses and midwives (per 1,000 people) | SH.MED.NUMW.P3 | 2005: 1.32; 2007: 1.049; 2014: 1.824; 2016: 1.94; 2017: 1.6799 | 1.6799
| Iceland | ISL | Nurses and midwives (per 1,000 people) | SH.MED.NUMW.P3 | 2000: 14.03; 2001: 14.012; 2002: 14.1045; 2003: 14.4583; 2004: 14.507; 2005: 14.8407; 2006: 14.7047; 2007: 15.0917; 2008: 16.0051; 2009: 16.2006; 2010: 15.2201; 2011: 15.4793; 2012: 15.7266; 2013: 16.107; 2014: 16.1005; 2015: 16.3144; 2016: 15.1429; 2017: 15.6806 | 15.6806
| Israel | ISR | Nurses and midwives (per 1,000 people) | SH.MED.NUMW.P3 | 1995: 8.1349; 2006: 6.22; 2007: 6.15; 2010: 5.2634; 2011: 5.375; 2012: 4.9529; 2013: 5.0121; 2014: 5.0328; 2015: 5.0715; 2016: 5.2044 | 5.2044
| Italy | ITA | Nurses and midwives (per 1,000 people) | SH.MED.NUMW.P3 | 2003: 5.44; 2006: 6.932; 2011: 6.9414; 2012: 6.8862; 2013: 6.608; 2014: 5.6446; 2015: 5.8184; 2016: 5.957; 2017: 5.8693 | 5.8693
| Jamaica | JAM | Nurses and midwives (per 1,000 people) | SH.MED.NUMW.P3 | 2003: 1.6125; 2008: 1.0501; 2012: 1.5125; 2013: 1.4384; 2014: 1.4336; 2015: 1.4583; 2016: 1.6204; 2017: 1.1397 | 1.1397
| Jordan | JOR | Nurses and midwives (per 1,000 people) | SH.MED.NUMW.P3 | 1998: 2.8186; 1999: 2.9269; 2000: 3.0507; 2001: 3.0638; 2002: 2.838; 2003: 2.9994; 2004: 3.2871; 2005: 3.05; 2006: 3.339; 2007: 3.0479; 2008: 2.9871; 2009: 3.5362; 2010: 3.5728; 2013: 3.4776; 2014: 3.4467; 2015: 2.5822; 2016: 1.89; 2017: 3.3886 | 3.3886
| Japan | JPN | Nurses and midwives (per 1,000 people) | SH.MED.NUMW.P3 | 1990: 6.3729; 1992: 6.7448; 1994: 7.2509; 1996: 7.7699; 1998: 8.2161; 2000: 8.6546; 2002: 9.0697; 2004: 9.4423; 2006: 9.8112; 2008: 10.2952; 2010: 10.2731; 2011: 11.6382; 2012: 10.6889; 2014: 11.1212; 2016: 11.5184 | 11.5184
| Kazakhstan | KAZ | Nurses and midwives (per 1,000 people) | SH.MED.NUMW.P3 | 2006: 7.64; 2007: 7.83; 2009: 8.276; 2010: 8.2398; 2011: 8.4178; 2012: 8.5564; 2013: 8.489 | 8.489
| Kenya | KEN | Nurses and midwives (per 1,000 people) | SH.MED.NUMW.P3 | 2004: 0.4603; 2008: 0.3595; 2009: 0.3963; 2010: 0.7177; 2011: 1.4152; 2012: 1.4152; 2013: 1.4444; 2014: 1.5421 | 1.5421
| Kyrgyz Republic | KGZ | Nurses and midwives (per 1,000 people) | SH.MED.NUMW.P3 | 2006: 5.79; 2007: 5.662; 2008: 5.5155; 2009: 5.4881; 2010: 6.0229; 2011: 6.2274; 2012: 6.3701; 2013: 6.4299 | 6.4299
| Cambodia | KHM | Nurses and midwives (per 1,000 people) | SH.MED.NUMW.P3 | 1996: 1.0592; 1998: 1.0079; 2000: 0.9155; 2008: 0.8455; 2009: 0.8546; 2010: 0.8562; 2011: 0.8735; 2012: 0.9232; 2013: 0.9598; 2014: 0.9547 | 0.9547
| Kiribati | KIR | Nurses and midwives (per 1,000 people) | SH.MED.NUMW.P3 | 1998: 2.3407; 2004: 2.8729; 2008: 3.6687; 2009: 3.523; 2010: 3.9376; 2011: 3.9351; 2013: 4.6175; 2016: 4.8287 | 4.8287
| St. Kitts and Nevis | KNA | Nurses and midwives (per 1,000 people) | SH.MED.NUMW.P3 | 1990: 6.9363; 1991: 6.9268; 1992: 6.9082; 1993: 6.8421; 1994: 5.9434; 1995: 5.641; 1996: 5.8525; 1997: 5.5479; 1998: 5.6208; 1999: 5.8929; 2000: 4.714; 2001: 6.3913; 2015: 3.9779 | 3.9779
| Korea, Rep. | KOR | Nurses and midwives (per 1,000 people) | SH.MED.NUMW.P3 | 2003: 1.747; 2004: 4.3433; 2005: 4.5639; 2006: 4.752; 2007: 4.9788; 2008: 5.1892; 2009: 5.4106; 2010: 5.6243; 2011: 4.7499; 2012: 4.8727; 2013: 5.2442; 2014: 5.6345; 2015: 6.0115; 2016: 6.8594; 2017: 6.9735 | 6.9735
| Kuwait | KWT | Nurses and midwives (per 1,000 people) | SH.MED.NUMW.P3 | 2001: 4.36; 2005: 3.7; 2006: 4.1467; 2007: 4.3269; 2008: 4.6827; 2009: 4.8083; 2010: 6.5158; 2011: 6.4542; 2012: 6.3323; 2013: 6.0813; 2014: 6.4997; 2015: 6.9694 | 6.9694
| Latin America & Caribbean (excluding high income) | LAC | Nurses and midwives (per 1,000 people) | SH.MED.NUMW.P3 | 2000: 2.1004; 2015: 4.8899 | 4.8899
| Lao PDR | LAO | Nurses and midwives (per 1,000 people) | SH.MED.NUMW.P3 | 1995: 1.2552; 2000: 1.0232; 2004: 0.9886; 2005: 0.9948; 2009: 0.8651; 2010: 0.8576; 2012: 0.87; 2013: 0.928; 2014: 0.9756 | 0.9756
| Lebanon | LBN | Nurses and midwives (per 1,000 people) | SH.MED.NUMW.P3 | 2001: 1.2372; 2005: 1.1839; 2007: 1.6961; 2009: 1.981; 2010: 2.0269; 2011: 2.5248; 2013: 2.615; 2014: 2.4935; 2015: 2.4438; 2016: 2.4774; 2017: 2.6448 | 2.6448
| Liberia | LBR | Nurses and midwives (per 1,000 people) | SH.MED.NUMW.P3 | 2004: 0.3258; 2008: 0.267; 2010: 0.4572; 2015: 0.1007 | 0.1007
| Libya | LBY | Nurses and midwives (per 1,000 people) | SH.MED.NUMW.P3 | 1997: 3.4743; 2004: 4.7609; 2008: 5.5327; 2009: 7.0219; 2010: 6.8; 2013: 7.0999; 2014: 6.9657; 2017: 6.7416 | 6.7416
| St. Lucia | LCA | Nurses and midwives (per 1,000 people) | SH.MED.NUMW.P3 | 1999: 2.1327; 2001: 2.3407; 2003: 3.0745; 2004: 2.312; 2005: 1.9914; 2014: 1.5873 | 1.5873
| Latin America & Caribbean | LCN | Nurses and midwives (per 1,000 people) | SH.MED.NUMW.P3 | 2000: 2.04; 2015: 4.7222 | 4.7222
| Least developed countries: UN classification | LDC | Nurses and midwives (per 1,000 people) | SH.MED.NUMW.P3 | 2015: 0.63515 | 0.63515
| Low income | LIC | Nurses and midwives (per 1,000 people) | SH.MED.NUMW.P3 | 2015: 0.86037 | 0.86037
| Liechtenstein | LIE | Nurses and midwives (per 1,000 people) | SH.MED.NUMW.P3 | [60 empty] | No reported value
| Sri Lanka | LKA | Nurses and midwives (per 1,000 people) | SH.MED.NUMW.P3 | 1990: 0.7371; 1991: 0.8014; 1992: 0.8677; 1993: 1.0296; 1994: 0.9647; 1995: 1.0846; 1996: 0.7584; 1997: 0.7477; 1998: 0.7873; 1999: 0.7527; 2000: 1.1916; 2001: 0.8352; 2002: 1.0624; 2004: 1.7155; 2005: 1.4092; 2006: 1.6737; 2007: 2.0533; 2008: 1.5072; 2009: 1.559; 2010: 1.751; 2013: 2.0085; 2015: 2.487; 2016: 2.1155 | 2.1155
| Lower middle income | LMC | Nurses and midwives (per 1,000 people) | SH.MED.NUMW.P3 | 2015: 1.8018 | 1.8018
| Low & middle income | LMY | Nurses and midwives (per 1,000 people) | SH.MED.NUMW.P3 | 2000: 1.3482; 2015: 2.4077 | 2.4077
| Lesotho | LSO | Nurses and midwives (per 1,000 people) | SH.MED.NUMW.P3 | 2003: 0.5855; 2010: 0.6508 | 0.6508
| Late-demographic dividend | LTE | Nurses and midwives (per 1,000 people) | SH.MED.NUMW.P3 | 1990: 0.87634; 2000: 1.3516; 2015: 3.6439 | 3.6439
| Lithuania | LTU | Nurses and midwives (per 1,000 people) | SH.MED.NUMW.P3 | 2006: 7.65; 2007: 7.567; 2008: 7.32; 2010: 7.8779; 2011: 7.6993; 2012: 7.7651; 2013: 7.749; 2014: 7.8304; 2015: 7.9034; 2016: 7.9155 | 7.9155
| Luxembourg | LUX | Nurses and midwives (per 1,000 people) | SH.MED.NUMW.P3 | 2004: 9.63; 2005: 10.366; 2006: 11.32; 2010: 11.7543; 2011: 11.9619; 2012: 12.2539; 2013: 12.271; 2014: 12.3171; 2015: 12.3346; 2016: 12.2408; 2017: 12.3496 | 12.3496
| Latvia | LVA | Nurses and midwives (per 1,000 people) | SH.MED.NUMW.P3 | 1990: 6.9918; 1991: 6.8134; 1992: 6.348; 1993: 6.0402; 1994: 5.2823; 1995: 5.1537; 1996: 5.0081; 1997: 4.82; 1998: 4.6052; 1999: 4.3848; 2000: 4.3895; 2001: 4.3164; 2002: 4.3087; 2003: 4.4245; 2004: 4.5355; 2005: 4.5959; 2006: 4.5308; 2007: 4.5818; 2008: 4.7848; 2009: 4.349; 2010: 5.1548; 2011: 5.071; 2012: 4.9763; 2013: 5.0108; 2014: 4.965; 2015: 4.8482; 2016: 4.8155 | 4.8155
| Macao SAR, China | MAC | Nurses and midwives (per 1,000 people) | SH.MED.NUMW.P3 | [60 empty] | No reported value
| St. Martin (French part) | MAF | Nurses and midwives (per 1,000 people) | SH.MED.NUMW.P3 | [60 empty] | No reported value
| Morocco | MAR | Nurses and midwives (per 1,000 people) | SH.MED.NUMW.P3 | 2004: 0.8061; 2009: 0.9281; 2010: 0.89; 2013: 0.89; 2014: 0.8623; 2017: 1.0979 | 1.0979
| Monaco | MCO | Nurses and midwives (per 1,000 people) | SH.MED.NUMW.P3 | 1995: 14.5; 2011: 16.7733; 2012: 17.9101; 2013: 18.7632; 2014: 20.2625 | 20.2625
| Moldova | MDA | Nurses and midwives (per 1,000 people) | SH.MED.NUMW.P3 | 2006: 6.2; 2007: 6.65; 2010: 5.8438; 2011: 5.8368; 2012: 5.7957; 2013: 5.6736; 2014: 5.5006; 2015: 4.5113 | 4.5113
| Madagascar | MDG | Nurses and midwives (per 1,000 people) | SH.MED.NUMW.P3 | 2002: 0.3129; 2003: 0.3035; 2004: 0.2854; 2005: 0.35; 2006: 0.3022; 2007: 0.2941; 2008: 0.2811; 2009: 0.243; 2010: 0.2233; 2011: 0.2179; 2012: 0.2174; 2014: 0.1059 | 0.1059
| Maldives | MDV | Nurses and midwives (per 1,000 people) | SH.MED.NUMW.P3 | 1991: 0.6527; 1993: 0.7753; 1996: 1.3922; 2004: 2.8544; 2007: 4.579; 2009: 5.2073; 2010: 5.1248; 2014: 5.7227; 2015: 7.1463; 2016: 3.9504 | 3.9504
| Middle East & North Africa | MEA | Nurses and midwives (per 1,000 people) | SH.MED.NUMW.P3 | 2015: 2.3152 | 2.3152
| Mexico | MEX | Nurses and midwives (per 1,000 people) | SH.MED.NUMW.P3 | 2000: 0.8718; 2004: 3.98; 2009: 2.371; 2010: 2.3455; 2011: 2.4378; 2012: 2.4738; 2013: 2.5335; 2014: 2.5964; 2015: 2.6686; 2016: 2.9 | 2.9
| Marshall Islands | MHL | Nurses and midwives (per 1,000 people) | SH.MED.NUMW.P3 | 2000: 2.98; 2007: 3.6084; 2008: 2.603; 2010: 2.4237; 2011: 3.7143; 2012: 3.5484 | 3.5484
| Middle income | MIC | Nurses and midwives (per 1,000 people) | SH.MED.NUMW.P3 | 1990: 0.67583; 2000: 1.3682; 2015: 2.5889 | 2.5889
| North Macedonia | MKD | Nurses and midwives (per 1,000 people) | SH.MED.NUMW.P3 | 2006: 4.34; 2008: 0.612; 2010: 4.7805; 2011: 4.7703; 2012: 4.7237; 2013: 4.7545; 2015: 3.7917 | 3.7917
| Mali | MLI | Nurses and midwives (per 1,000 people) | SH.MED.NUMW.P3 | 2004: 0.6729; 2007: 0.2107; 2008: 0.297; 2009: 0.443; 2010: 0.4454; 2011: 0.3671; 2012: 0.3765; 2016: 0.382 | 0.382
| Malta | MLT | Nurses and midwives (per 1,000 people) | SH.MED.NUMW.P3 | 2006: 5.98; 2007: 6.272; 2009: 6.631; 2010: 7.1858; 2011: 7.4474; 2012: 7.4596; 2013: 7.8639; 2014: 8.9145; 2015: 8.95 | 8.95
| Myanmar | MMR | Nurses and midwives (per 1,000 people) | SH.MED.NUMW.P3 | 2005: 0.7533; 2006: 0.7939; 2007: 0.816; 2008: 0.8372; 2009: 0.8693; 2010: 0.9012; 2011: 0.9292; 2012: 0.9585; 2015: 0.3824; 2016: 1.0375; 2017: 0.9794 | 0.9794
| Middle East & North Africa (excluding high income) | MNA | Nurses and midwives (per 1,000 people) | SH.MED.NUMW.P3 | 2015: 1.7526 | 1.7526
| Montenegro | MNE | Nurses and midwives (per 1,000 people) | SH.MED.NUMW.P3 | 2006: 5.65; 2007: 5.54; 2009: 5.793; 2010: 5.6736; 2011: 5.498; 2012: 5.3113; 2013: 5.7822; 2014: 5.8244; 2015: 5.7179 | 5.7179
| Mongolia | MNG | Nurses and midwives (per 1,000 people) | SH.MED.NUMW.P3 | 2002: 3.6117; 2008: 3.6547; 2009: 3.6297; 2010: 3.6407; 2011: 3.673; 2012: 3.7965; 2013: 3.8214; 2014: 4.048; 2016: 3.9846 | 3.9846
| Northern Mariana Islands | MNP | Nurses and midwives (per 1,000 people) | SH.MED.NUMW.P3 | [60 empty] | No reported value
| Mozambique | MOZ | Nurses and midwives (per 1,000 people) | SH.MED.NUMW.P3 | 2004: 0.3044; 2006: 0.2884; 2007: 0.5219; 2008: 0.341; 2009: 0.3843; 2010: 0.3925; 2011: 0.381; 2012: 0.3928; 2013: 0.4017; 2017: 0.4436 | 0.4436
| Mauritania | MRT | Nurses and midwives (per 1,000 people) | SH.MED.NUMW.P3 | 2004: 0.6221; 2009: 0.6568; 2010: 0.7766; 2013: 0.667; 2014: 0.9464; 2015: 0.9892; 2017: 1.0341 | 1.0341
| Mauritius | MUS | Nurses and midwives (per 1,000 people) | SH.MED.NUMW.P3 | 2004: 3.7871; 2007: 2.6744; 2008: 2.7435; 2009: 2.8135; 2010: 2.8846; 2011: 2.9337; 2012: 2.9815; 2013: 3.157; 2014: 3.2811; 2015: 3.3831 | 3.3831
| Malawi | MWI | Nurses and midwives (per 1,000 people) | SH.MED.NUMW.P3 | 2004: 0.5731; 2008: 0.273; 2009: 0.327; 2010: 0.283; 2016: 0.2528 | 0.2528
| Malaysia | MYS | Nurses and midwives (per 1,000 people) | SH.MED.NUMW.P3 | 2000: 1.6752; 2002: 1.7927; 2008: 2.687; 2010: 3.2085; 2011: 3.3893; 2012: 3.8008; 2015: 4.0718 | 4.0718
| North America | NAC | Nurses and midwives (per 1,000 people) | SH.MED.NUMW.P3 | 2000: 9.5207; 2015: 8.6858 | 8.6858
| Namibia | NAM | Nurses and midwives (per 1,000 people) | SH.MED.NUMW.P3 | 2004: 3.0584; 2007: 2.7646; 2010: 2.775 | 2.775
| New Caledonia | NCL | Nurses and midwives (per 1,000 people) | SH.MED.NUMW.P3 | [60 empty] | No reported value
| Niger | NER | Nurses and midwives (per 1,000 people) | SH.MED.NUMW.P3 | 2004: 0.2147; 2008: 0.1389; 2009: 0.2043; 2010: 0.137; 2013: 0.2415; 2014: 0.3109 | 0.3109
| Nigeria | NGA | Nurses and midwives (per 1,000 people) | SH.MED.NUMW.P3 | 2003: 1.5936; 2005: 1.5361; 2006: 1.5026; 2007: 1.4985; 2008: 1.4962; 2009: 1.0762; 2010: 1.3561; 2013: 1.4524 | 1.4524
| Nicaragua | NIC | Nurses and midwives (per 1,000 people) | SH.MED.NUMW.P3 | 2003: 1.1185; 2005: 1.17; 2006: 1.1713; 2007: 1.197; 2008: 1.3084; 2009: 1.3209; 2010: 1.2838; 2011: 1.3881; 2012: 1.3941; 2013: 1.3864; 2014: 1.3839; 2018: 1.5775 | 1.5775
| Netherlands | NLD | Nurses and midwives (per 1,000 people) | SH.MED.NUMW.P3 | 2006: 14.61; 2007: 15.145; 2008: 8.517; 2014: 10.5284; 2015: 10.4675; 2016: 11.1043 | 11.1043
| Norway | NOR | Nurses and midwives (per 1,000 people) | SH.MED.NUMW.P3 | 2006: 16.22; 2007: 16.329; 2008: 14.76; 2009: 31.1431; 2010: 17.1921; 2011: 17.4917; 2012: 17.6343; 2013: 17.7637; 2014: 17.9853; 2015: 17.8622; 2016: 17.9793; 2017: 18.1247 | 18.1247
| Nepal | NPL | Nurses and midwives (per 1,000 people) | SH.MED.NUMW.P3 | 2004: 0.4672; 2012: 1.5599; 2013: 1.8014; 2014: 2.03; 2017: 2.6854 | 2.6854
| Nauru | NRU | Nurses and midwives (per 1,000 people) | SH.MED.NUMW.P3 | 1995: 6; 2004: 6.2376; 2008: 6.9697; 2011: 6.8627; 2015: 6.1947 | 6.1947
| New Zealand | NZL | Nurses and midwives (per 1,000 people) | SH.MED.NUMW.P3 | 2000: 7.9917; 2001: 8.5082; 2003: 8.91; 2007: 10.5103; 2010: 10.576; 2011: 10.6174; 2012: 10.5177; 2013: 10.5209; 2014: 10.5512; 2015: 10.7919; 2016: 10.9198; 2017: 10.955 | 10.955
| OECD members | OED | Nurses and midwives (per 1,000 people) | SH.MED.NUMW.P3 | 2000: 6.9595; 2015: 8.0447 | 8.0447
| Oman | OMN | Nurses and midwives (per 1,000 people) | SH.MED.NUMW.P3 | 1990: 2.2884; 1995: 2.7383; 1997: 2.5745; 1998: 2.8265; 1999: 2.8551; 2000: 3.4519; 2004: 3.5774; 2005: 3.6941; 2006: 3.7224; 2007: 3.9034; 2008: 4.0714; 2009: 4.1977; 2010: 4.2298; 2011: 4.3981; 2012: 4.5105; 2013: 4.5615; 2014: 4.7451; 2015: 4.6028; 2016: 4.4657; 2017: 4.3004 | 4.3004
| Other small states | OSS | Nurses and midwives (per 1,000 people) | SH.MED.NUMW.P3 | 2015: 3.1396 | 3.1396
| Pakistan | PAK | Nurses and midwives (per 1,000 people) | SH.MED.NUMW.P3 | 1992: 0.3259; 1993: 0.3331; 1994: 0.3438; 1995: 0.3459; 1996: 0.3687; 1997: 0.3912; 1998: 0.4162; 1999: 0.4311; 2000: 0.4335; 2001: 0.443; 2004: 0.476; 2008: 0.5556; 2009: 0.5719; 2010: 0.5886; 2011: 0.446; 2014: 0.604; 2015: 0.5004 | 0.5004
| Panama | PAN | Nurses and midwives (per 1,000 people) | SH.MED.NUMW.P3 | 1990: 0.9955; 1991: 0.9742; 1992: 0.9639; 1993: 1.0066; 1994: 1.0253; 1995: 1.0443; 1996: 1.0779; 1997: 1.1048; 1998: 1.0936; 1999: 1.1423; 2000: 2.765; 2001: 1.8413; 2002: 1.9163; 2003: 2.1984; 2004: 1.9908; 2005: 2.0042; 2006: 2.003; 2010: 2.4761; 2011: 2.3138; 2016: 1.41 | 1.41
| Peru | PER | Nurses and midwives (per 1,000 people) | SH.MED.NUMW.P3 | 1999: 0.6693; 2007: 3.5921; 2009: 1.299; 2010: 1.271; 2012: 1.4929; 2016: 1.35 | 1.35
| Philippines | PHL | Nurses and midwives (per 1,000 people) | SH.MED.NUMW.P3 | 2000: 4.3165; 2001: 4.2985; 2002: 4.2682; 2003: 4.2376; 2004: 4.2402; 2005: 4.2778; 2006: 4.4088; 2007: 4.6594; 2008: 5.1306; 2009: 5.6589; 2010: 3.3348; 2015: 0.24 | 0.24
| Palau | PLW | Nurses and midwives (per 1,000 people) | SH.MED.NUMW.P3 | 1998: 6.1081; 2004: 6.0606; 2006: 5.9; 2009: 5.5172; 2010: 5.8049; 2014: 5.2607 | 5.2607
| Papua New Guinea | PNG | Nurses and midwives (per 1,000 people) | SH.MED.NUMW.P3 | 2000: 0.5099; 2008: 0.419; 2010: 0.5125 | 0.5125
| Poland | POL | Nurses and midwives (per 1,000 people) | SH.MED.NUMW.P3 | 2003: 4.895; 2005: 5.18; 2006: 5.187; 2008: 5.73; 2010: 6.4191; 2011: 6.4267; 2012: 6.7955; 2013: 5.832; 2014: 5.7861; 2015: 5.7453; 2016: 5.7221 | 5.7221
| Pre-demographic dividend | PRE | Nurses and midwives (per 1,000 people) | SH.MED.NUMW.P3 | 2015: 0.86119 | 0.86119
| Puerto Rico | PRI | Nurses and midwives (per 1,000 people) | SH.MED.NUMW.P3 | [60 empty] | No reported value
| Korea, Dem. People’s Rep. | PRK | Nurses and midwives (per 1,000 people) | SH.MED.NUMW.P3 | 2003: 3.9686; 2008: 4.1409; 2011: 4.091; 2014: 4.7257; 2017: 4.4382 | 4.4382
| Portugal | PRT | Nurses and midwives (per 1,000 people) | SH.MED.NUMW.P3 | 2002: 4.0023; 2003: 4.1812; 2004: 4.3487; 2005: 4.5577; 2006: 4.8071; 2007: 5.0873; 2008: 5.3237; 2009: 5.5908; 2010: 6.0794; 2011: 6.2921; 2012: 6.4121; 2013: 6.4878; 2014: 6.5788; 2016: 6.3725 | 6.3725
| Paraguay | PRY | Nurses and midwives (per 1,000 people) | SH.MED.NUMW.P3 | 2002: 1.8627; 2012: 1.0486; 2017: 0.3999; 2018: 1.1669 | 1.1669
| West Bank and Gaza | PSE | Nurses and midwives (per 1,000 people) | SH.MED.NUMW.P3 | [60 empty] | No reported value
| Pacific island small states | PSS | Nurses and midwives (per 1,000 people) | SH.MED.NUMW.P3 | 2000: 2.0177; 2015: 2.6664 | 2.6664
| Post-demographic dividend | PST | Nurses and midwives (per 1,000 people) | SH.MED.NUMW.P3 | 2015: 9.1628 | 9.1628
| French Polynesia | PYF | Nurses and midwives (per 1,000 people) | SH.MED.NUMW.P3 | [60 empty] | No reported value
| Qatar | QAT | Nurses and midwives (per 1,000 people) | SH.MED.NUMW.P3 | 2001: 4.936; 2005: 5.6423; 2006: 6.1213; 2008: 6.0664; 2009: 4.7743; 2010: 5.9645; 2014: 5.7998; 2016: 6.6028 | 6.6028
| Romania | ROU | Nurses and midwives (per 1,000 people) | SH.MED.NUMW.P3 | 2006: 4.19; 2010: 5.9238; 2011: 6.0122; 2012: 6.137; 2013: 6.3273; 2016: 6.0979 | 6.0979
| Russian Federation | RUS | Nurses and midwives (per 1,000 people) | SH.MED.NUMW.P3 | 2006: 8.519; 2010: 7.2541; 2011: 8.7461; 2012: 8.4968; 2013: 8.7802; 2014: 8.9509; 2015: 8.6567; 2016: 8.6212 | 8.6212
| Rwanda | RWA | Nurses and midwives (per 1,000 people) | SH.MED.NUMW.P3 | 2004: 0.413; 2005: 0.448; 2008: 0.675; 2009: 0.6654; 2010: 0.678; 2015: 0.8307 | 0.8307
| South Asia | SAS | Nurses and midwives (per 1,000 people) | SH.MED.NUMW.P3 | 1990: 0.37754; 2000: 1.0836; 2015: 1.7372 | 1.7372
| Saudi Arabia | SAU | Nurses and midwives (per 1,000 people) | SH.MED.NUMW.P3 | 2000: 1.7576; 2004: 2.97; 2007: 3.632; 2008: 3.905; 2009: 4.158; 2010: 4.7325; 2011: 4.7678; 2012: 4.803; 2014: 5.2251; 2016: 5.7 | 5.7
| Sudan | SDN | Nurses and midwives (per 1,000 people) | SH.MED.NUMW.P3 | 2004: 1.0434; 2006: 1.0553; 2007: 1.0068; 2008: 0.9843; 2010: 0.84; 2014: 1.2068; 2015: 0.83 | 0.83
| Senegal | SEN | Nurses and midwives (per 1,000 people) | SH.MED.NUMW.P3 | 2004: 0.3; 2008: 0.4305; 2010: 0.42; 2013: 1.3851; 2015: 0.7755; 2016: 0.3129 | 0.3129
| Singapore | SGP | Nurses and midwives (per 1,000 people) | SH.MED.NUMW.P3 | 1999: 4.1762; 2001: 4.3292; 2004: 4.4231; 2005: 4.4905; 2006: 4.5376; 2007: 4.7189; 2008: 4.9904; 2009: 5.3956; 2010: 5.7821; 2011: 5.2085; 2012: 5.5803; 2013: 5.6956; 2014: 5.8268; 2016: 7.2141 | 7.2141
| Solomon Islands | SLB | Nurses and midwives (per 1,000 people) | SH.MED.NUMW.P3 | 1999: 0.8991; 2003: 1.41; 2005: 1.4769; 2009: 2.0926; 2010: 2.053; 2011: 1.7921; 2012: 1.7516; 2013: 1.7711; 2016: 2.1307 | 2.1307
| Sierra Leone | SLE | Nurses and midwives (per 1,000 people) | SH.MED.NUMW.P3 | 2004: 0.4614; 2008: 0.1607; 2010: 0.2852; 2011: 0.2765; 2014: 0.9962 | 0.9962
| El Salvador | SLV | Nurses and midwives (per 1,000 people) | SH.MED.NUMW.P3 | 1999: 0.6755; 2002: 0.859; 2005: 0.3457; 2007: 1.3726; 2008: 0.4794; 2010: 0.405; 2016: 2.278 | 2.278
| San Marino | SMR | Nurses and midwives (per 1,000 people) | SH.MED.NUMW.P3 | 2011: 8.8254; 2012: 9.3417; 2013: 9.226; 2014: 8.7768 | 8.7768
| Somalia | SOM | Nurses and midwives (per 1,000 people) | SH.MED.NUMW.P3 | 1997: 0.191; 2006: 0.09; 2010: 0.114; 2014: 0.0611 | 0.0611
| Serbia | SRB | Nurses and midwives (per 1,000 people) | SH.MED.NUMW.P3 | 2006: 4.28; 2007: 4.43; 2010: 5.3224; 2011: 5.3998; 2012: 5.3719; 2013: 5.3863; 2014: 5.3377; 2015: 4.7192; 2016: 6.1203 | 6.1203
| Sub-Saharan Africa (excluding high income) | SSA | Nurses and midwives (per 1,000 people) | SH.MED.NUMW.P3 | 2015: 1.0284 | 1.0284
| South Sudan | SSD | Nurses and midwives (per 1,000 people) | SH.MED.NUMW.P3 | [60 empty] | No reported value
| Sub-Saharan Africa | SSF | Nurses and midwives (per 1,000 people) | SH.MED.NUMW.P3 | 2015: 1.0286 | 1.0286
| Small states | SST | Nurses and midwives (per 1,000 people) | SH.MED.NUMW.P3 | 2015: 2.957 | 2.957
| Sao Tome and Principe | STP | Nurses and midwives (per 1,000 people) | SH.MED.NUMW.P3 | 2004: 2.0263; 2015: 2.26 | 2.26
| Suriname | SUR | Nurses and midwives (per 1,000 people) | SH.MED.NUMW.P3 | 2000: 1.4564; 2004: 5.2269; 2009: 3.0772; 2017: 4.0983 | 4.0983
| Slovak Republic | SVK | Nurses and midwives (per 1,000 people) | SH.MED.NUMW.P3 | 2005: 6.62; 2008: 6.58; 2009: 6.3838; 2010: 6.7526; 2011: 6.6023; 2012: 6.4625; 2013: 6.3921; 2014: 6.3974; 2015: 6.0052; 2016: 9.1727 | 9.1727
| Slovenia | SVN | Nurses and midwives (per 1,000 people) | SH.MED.NUMW.P3 | 2005: 7.99; 2006: 7.813; 2008: 8.16; 2010: 8.2491; 2011: 8.3832; 2012: 8.2634; 2013: 8.4125; 2014: 8.6581; 2015: 8.809; 2016: 9.68 | 9.68
| Sweden | SWE | Nurses and midwives (per 1,000 people) | SH.MED.NUMW.P3 | 2002: 10.235; 2006: 11.57; 2007: 10.9656; 2008: 11.861; 2010: 11.8208; 2011: 11.8355; 2012: 11.8672; 2013: 11.891; 2014: 11.8931; 2015: 11.8503; 2016: 11.5434 | 11.5434
| Eswatini | SWZ | Nurses and midwives (per 1,000 people) | SH.MED.NUMW.P3 | 2000: 3.1512; 2004: 6.235; 2009: 1.3771; 2011: 1.0544; 2015: 2 | 2
| Sint Maarten (Dutch part) | SXM | Nurses and midwives (per 1,000 people) | SH.MED.NUMW.P3 | [60 empty] | No reported value
| Seychelles | SYC | Nurses and midwives (per 1,000 people) | SH.MED.NUMW.P3 | 2004: 7.2457; 2005: 4.3968; 2006: 4.6154; 2007: 4.5515; 2008: 4.4873; 2010: 4.5077; 2012: 4.5395; 2016: 3.2613 | 3.2613
| Syrian Arab Republic | SYR | Nurses and midwives (per 1,000 people) | SH.MED.NUMW.P3 | 1997: 2.2244; 1998: 2.3184; 1999: 1.9051; 2000: 1.9544; 2001: 1.941; 2002: 1.9602; 2003: 1.8506; 2004: 1.9155; 2005: 1.8915; 2006: 1.4; 2007: 1.914; 2008: 1.873; 2009: 1.8766; 2010: 1.9056; 2014: 2.2502; 2016: 1.46 | 1.46
| Turks and Caicos Islands | TCA | Nurses and midwives (per 1,000 people) | SH.MED.NUMW.P3 | [60 empty] | No reported value
| Chad | TCD | Nurses and midwives (per 1,000 people) | SH.MED.NUMW.P3 | 1997: 0.0479; 1998: 0.0562; 1999: 0.0597; 2000: 0.1248; 2004: 0.2574; 2006: 0.1815; 2012: 0.28; 2013: 0.3089; 2016: 0.3637 | 0.3637
| East Asia & Pacific (IDA & IBRD countries) | TEA | Nurses and midwives (per 1,000 people) | SH.MED.NUMW.P3 | 1990: 0.79562; 2000: 1.2277; 2015: 2.1248 | 2.1248
| Europe & Central Asia (IDA & IBRD countries) | TEC | Nurses and midwives (per 1,000 people) | SH.MED.NUMW.P3 | 2015: 6.9217 | 6.9217
| Togo | TGO | Nurses and midwives (per 1,000 people) | SH.MED.NUMW.P3 | 2004: 0.35; 2007: 0.4122; 2008: 0.2947; 2010: 1.4434; 2015: 0.298 | 0.298
| Thailand | THA | Nurses and midwives (per 1,000 people) | SH.MED.NUMW.P3 | 1991: 0.7106; 1993: 0.7996; 1995: 0.9121; 1997: 0.9261; 1998: 1.0343; 1999: 1.0915; 2000: 2.831; 2001: 1.2282; 2002: 1.3217; 2004: 1.4877; 2006: 1.5445; 2007: 1.5279; 2008: 1.5838; 2009: 1.6417; 2010: 2.0639; 2015: 2.3702; 2016: 2.7786; 2017: 2.9647 | 2.9647
| Tajikistan | TJK | Nurses and midwives (per 1,000 people) | SH.MED.NUMW.P3 | 2009: 3.3928; 2010: 4.4184; 2011: 4.5274; 2012: 4.8766; 2013: 4.938; 2014: 5.233 | 5.233
| Turkmenistan | TKM | Nurses and midwives (per 1,000 people) | SH.MED.NUMW.P3 | 2002: 9.4054; 2006: 4.7; 2007: 4.52; 2010: 4.7165; 2011: 4.7175; 2012: 4.6959; 2013: 4.6488; 2014: 4.6306 | 4.6306
| Latin America & the Caribbean (IDA & IBRD countries) | TLA | Nurses and midwives (per 1,000 people) | SH.MED.NUMW.P3 | 2000: 1.9118; 2015: 4.6624 | 4.6624
| Timor-Leste | TLS | Nurses and midwives (per 1,000 people) | SH.MED.NUMW.P3 | 2004: 1.8009; 2007: 0.9925; 2008: 1.0231; 2009: 1.1136; 2010: 1.131; 2011: 1.1339; 2013: 0.9659; 2014: 1.358; 2015: 1.4287; 2017: 1.6701 | 1.6701
| Middle East & North Africa (IDA & IBRD countries) | TMN | Nurses and midwives (per 1,000 people) | SH.MED.NUMW.P3 | 2015: 1.7526 | 1.7526
| Tonga | TON | Nurses and midwives (per 1,000 people) | SH.MED.NUMW.P3 | 2001: 3.4584; 2002: 3.5282; 2007: 2.932; 2008: 3.534; 2009: 3.6486; 2010: 3.8425; 2013: 3.8746; 2016: 3.932 | 3.932
| South Asia (IDA & IBRD) | TSA | Nurses and midwives (per 1,000 people) | SH.MED.NUMW.P3 | 1990: 0.37754; 2000: 1.0836; 2015: 1.7372 | 1.7372
| Sub-Saharan Africa (IDA & IBRD countries) | TSS | Nurses and midwives (per 1,000 people) | SH.MED.NUMW.P3 | 2015: 1.0286 | 1.0286
| Trinidad and Tobago | TTO | Nurses and midwives (per 1,000 people) | SH.MED.NUMW.P3 | 1995: 2.9777; 1996: 2.2656; 1997: 2.2932; 1998: 2.7255; 1999: 2.885; 2000: 2.5978; 2001: 2.7759; 2002: 2.9856; 2003: 3.0997; 2006: 3.5523; 2007: 3.5721; 2009: 3.47; 2010: 2.9403; 2011: 3.2806; 2015: 3.5093 | 3.5093
| Tunisia | TUN | Nurses and midwives (per 1,000 people) | SH.MED.NUMW.P3 | 2003: 2.0799; 2004: 2.8487; 2008: 2.1772; 2009: 2.1536; 2010: 2.2402; 2014: 2.4406; 2015: 2.6478; 2016: 2.6351 | 2.6351
| Turkey | TUR | Nurses and midwives (per 1,000 people) | SH.MED.NUMW.P3 | 1990: 1.3983; 1991: 1.4818; 1992: 1.5346; 1993: 1.598; 1994: 1.5962; 1995: 1.7747; 1996: 1.7413; 1997: 1.7805; 1998: 1.7986; 1999: 1.7908; 2000: 1.7575; 2001: 1.7806; 2002: 1.748; 2003: 1.7575; 2004: 1.7756; 2005: 1.7926; 2006: 1.8485; 2007: 2.038; 2008: 2.0952; 2009: 2.1662; 2010: 2.9789; 2011: 3.1167; 2012: 3.2431; 2013: 3.2512; 2014: 3.2209; 2015: 2.6304 | 2.6304
| Tuvalu | TUV | Nurses and midwives (per 1,000 people) | SH.MED.NUMW.P3 | 2002: 4.0625; 2003: 5.102; 2008: 6.2136; 2010: 5.818; 2014: 3.7615 | 3.7615
| Tanzania | TZA | Nurses and midwives (per 1,000 people) | SH.MED.NUMW.P3 | 2002: 0.3681; 2006: 0.2323; 2010: 0.242; 2012: 0.4238; 2014: 0.4126 | 0.4126
| Uganda | UGA | Nurses and midwives (per 1,000 people) | SH.MED.NUMW.P3 | 2004: 0.6881; 2005: 1.3181; 2010: 1.306; 2012: 1.1351; 2015: 0.6303 | 0.6303
| Ukraine | UKR | Nurses and midwives (per 1,000 people) | SH.MED.NUMW.P3 | 2006: 8.45; 2010: 7.9104; 2011: 7.9118; 2012: 7.966; 2013: 8.0038; 2014: 7.0576 | 7.0576
| Upper middle income | UMC | Nurses and midwives (per 1,000 people) | SH.MED.NUMW.P3 | 1990: 0.877; 2000: 1.4535; 2015: 3.4765 | 3.4765
| Uruguay | URY | Nurses and midwives (per 1,000 people) | SH.MED.NUMW.P3 | 2002: 0.8654; 2006: 2.9865; 2008: 5.8479; 2010: 5.548; 2016: 6.2782; 2017: 1.9299 | 1.9299
| United States | USA | Nurses and midwives (per 1,000 people) | SH.MED.NUMW.P3 | 1995: 8.94; 2000: 9.4673; 2005: 9.9177; 2010: 12.6078; 2014: 8.832; 2015: 8.55 | 8.55
| Uzbekistan | UZB | Nurses and midwives (per 1,000 people) | SH.MED.NUMW.P3 | 2005: 10.91; 2007: 10.81; 2009: 11.132; 2010: 12.2281; 2011: 12.273; 2012: 12.2176; 2013: 12.1486; 2014: 12.0739 | 12.0739
| St. Vincent and the Grenadines | VCT | Nurses and midwives (per 1,000 people) | SH.MED.NUMW.P3 | 1997: 2.5556; 2000: 4.1427; 2001: 4.4074; 2004: 4.6409; 2010: 2.5801 | 2.5801
| Venezuela, RB | VEN | Nurses and midwives (per 1,000 people) | SH.MED.NUMW.P3 | 1997: 0.6499; 2001: 1.1223 | 1.1223
| British Virgin Islands | VGB | Nurses and midwives (per 1,000 people) | SH.MED.NUMW.P3 | [60 empty] | No reported value
| Virgin Islands (U.S.) | VIR | Nurses and midwives (per 1,000 people) | SH.MED.NUMW.P3 | [60 empty] | No reported value
| Vietnam | VNM | Nurses and midwives (per 1,000 people) | SH.MED.NUMW.P3 | 2001: 0.7296; 2002: 0.7542; 2004: 0.663; 2005: 0.8263; 2006: 0.8748; 2007: 0.9448; 2008: 1.0152; 2009: 1.1022; 2010: 1.2256; 2011: 1.13; 2012: 1.4419; 2013: 1.226; 2014: 1.4171; 2015: 1.4092; 2016: 1.4321 | 1.4321
| Vanuatu | VUT | Nurses and midwives (per 1,000 people) | SH.MED.NUMW.P3 | 1997: 2.4457; 2004: 1.7638; 2007: 1.5636; 2008: 1.6866; 2010: 1.696; 2012: 1.8545; 2016: 1.3853 | 1.3853
| World | WLD | Nurses and midwives (per 1,000 people) | SH.MED.NUMW.P3 | 2000: 2.4334; 2015: 3.4234 | 3.4234
| Samoa | WSM | Nurses and midwives (per 1,000 people) | SH.MED.NUMW.P3 | 1999: 2.0081; 2003: 1.7445; 2008: 1.8965; 2010: 1.536; 2012: 1.7865; 2014: 1.8565 | 1.8565
| Kosovo | XKX | Nurses and midwives (per 1,000 people) | SH.MED.NUMW.P3 | [60 empty] | No reported value
| Yemen, Rep. | YEM | Nurses and midwives (per 1,000 people) | SH.MED.NUMW.P3 | 1997: 0.4039; 2004: 0.6867; 2010: 0.7028; 2014: 0.73 | 0.73
| South Africa | ZAF | Nurses and midwives (per 1,000 people) | SH.MED.NUMW.P3 | 1998: 3.9147; 1999: 3.8371; 2000: 3.7536; 2001: 3.7154; 2002: 3.676; 2003: 3.7298; 2004: 3.8232; 2005: 3.9178; 2006: 3.989; 2007: 4.0882; 2008: 4.2213; 2009: 4.3518; 2010: 4.4797; 2011: 4.5576; 2012: 4.6933; 2013: 4.8486; 2014: 4.9585; 2015: 5.0391; 2016: 5.1318; 2017: 3.5171 | 3.5171
| Zambia | ZMB | Nurses and midwives (per 1,000 people) | SH.MED.NUMW.P3 | 2005: 0.6944; 2006: 0.6758; 2008: 0.6949; 2009: 0.7058; 2010: 0.7171; 2016: 0.8925 | 0.8925
| Zimbabwe | ZWE | Nurses and midwives (per 1,000 people) | SH.MED.NUMW.P3 | 1990: 1.4896; 1995: 1.5389; 2009: 1.2069; 2010: 1.2089; 2011: 1.1832; 2012: 1.0561; 2013: 1.2436; 2014: 1.1546 | 1.1546
x | Community Health Worker Data
Description: Number of CHWs per 1,000 people by country by year. Note that most recent year of data varies by country. | bar: 1960 to 1961
Source: World Bank - World Development Indicators https://data.worldbank.org/indicator/SH.MED.CMHW.P3 | bar: 1960 to 1961
Note that in the absence of good data on CHWs in many countries we have taken a proxy of 0.4/1000 in population. This is likely an overestimate and is to be conservative on potential demand/ need.
Back to Top
| Country Name | Country Code | Indicator Name | Indicator Code | 1960 | 1961 | 1962 | 1963 | 1964 | 1965 | 1966 | 1967 | 1968 | 1969 | 1970 | 1971 | 1972 | 1973 | 1974 | 1975 | 1976 | 1977 | 1978 | 1979 | 1980 | 1981 | 1982 | 1983 | 1984 | 1985 | 1986 | 1987 | 1988 | 1989 | 1990 | 1991 | 1992 | 1993 | 1994 | 1995 | 1996 | 1997 | 1998 | 1999 | 2000 | 2001 | 2002 | 2003 | 2004 | 2005 | 2006 | 2007 | 2008 | 2009 | 2010 | 2011 | 2012 | 2013 | 2014 | 2015 | 2016 | 2017 | 2018 | 2019 | Latest value
| Aruba | ABW | Community health workers (per 1,000 people) | SH.MED.CMHW.P3 | [60 empty] | No reported value
| Afghanistan | AFG | Community health workers (per 1,000 people) | SH.MED.CMHW.P3 | [60 empty] | No reported value
| Angola | AGO | Community health workers (per 1,000 people) | SH.MED.CMHW.P3 | [60 empty] | No reported value
| Albania | ALB | Community health workers (per 1,000 people) | SH.MED.CMHW.P3 | [60 empty] | No reported value
| Andorra | AND | Community health workers (per 1,000 people) | SH.MED.CMHW.P3 | [60 empty] | No reported value
| Arab World | ARB | Community health workers (per 1,000 people) | SH.MED.CMHW.P3 | [60 empty] | No reported value
| United Arab Emirates | ARE | Community health workers (per 1,000 people) | SH.MED.CMHW.P3 | [60 empty] | No reported value
| Argentina | ARG | Community health workers (per 1,000 people) | SH.MED.CMHW.P3 | [60 empty] | No reported value
| Armenia | ARM | Community health workers (per 1,000 people) | SH.MED.CMHW.P3 | [60 empty] | No reported value
| American Samoa | ASM | Community health workers (per 1,000 people) | SH.MED.CMHW.P3 | [60 empty] | No reported value
| Antigua and Barbuda | ATG | Community health workers (per 1,000 people) | SH.MED.CMHW.P3 | [60 empty] | No reported value
| Australia | AUS | Community health workers (per 1,000 people) | SH.MED.CMHW.P3 | 1996: 0.039; 2001: 0.197; 2006: 0.049 | 0.049
| Austria | AUT | Community health workers (per 1,000 people) | SH.MED.CMHW.P3 | [60 empty] | No reported value
| Azerbaijan | AZE | Community health workers (per 1,000 people) | SH.MED.CMHW.P3 | [60 empty] | No reported value
| Burundi | BDI | Community health workers (per 1,000 people) | SH.MED.CMHW.P3 | 2004: 0.072 | 0.072
| Belgium | BEL | Community health workers (per 1,000 people) | SH.MED.CMHW.P3 | [60 empty] | No reported value
| Benin | BEN | Community health workers (per 1,000 people) | SH.MED.CMHW.P3 | [60 empty] | No reported value
| Burkina Faso | BFA | Community health workers (per 1,000 people) | SH.MED.CMHW.P3 | 2004: 0.092; 2006: 0.091; 2010: 0.126; 2012: 0.127 | 0.127
| Bangladesh | BGD | Community health workers (per 1,000 people) | SH.MED.CMHW.P3 | 2004: 0.151; 2005: 0.147; 2011: 0.393; 2012: 0.476 | 0.476
| Bulgaria | BGR | Community health workers (per 1,000 people) | SH.MED.CMHW.P3 | [60 empty] | No reported value
| Bahrain | BHR | Community health workers (per 1,000 people) | SH.MED.CMHW.P3 | [60 empty] | No reported value
| Bahamas, The | BHS | Community health workers (per 1,000 people) | SH.MED.CMHW.P3 | [60 empty] | No reported value
| Bosnia and Herzegovina | BIH | Community health workers (per 1,000 people) | SH.MED.CMHW.P3 | [60 empty] | No reported value
| Belarus | BLR | Community health workers (per 1,000 people) | SH.MED.CMHW.P3 | [60 empty] | No reported value
| Belize | BLZ | Community health workers (per 1,000 people) | SH.MED.CMHW.P3 | 2009: 0.503 | 0.503
| Bermuda | BMU | Community health workers (per 1,000 people) | SH.MED.CMHW.P3 | [60 empty] | No reported value
| Bolivia | BOL | Community health workers (per 1,000 people) | SH.MED.CMHW.P3 | 2001: 0.118 | 0.118
| Brazil | BRA | Community health workers (per 1,000 people) | SH.MED.CMHW.P3 | [60 empty] | No reported value
| Barbados | BRB | Community health workers (per 1,000 people) | SH.MED.CMHW.P3 | [60 empty] | No reported value
| Brunei Darussalam | BRN | Community health workers (per 1,000 people) | SH.MED.CMHW.P3 | [60 empty] | No reported value
| Bhutan | BTN | Community health workers (per 1,000 people) | SH.MED.CMHW.P3 | 2004: 0.732; 2007: 0.728; 2008: 0.129; 2012: 0.909; 2013: 0.155; 2014: 0.178; 2015: 0.19; 2016: 0.069 | 0.069
| Botswana | BWA | Community health workers (per 1,000 people) | SH.MED.CMHW.P3 | 1998: 0.442; 1999: 0.454; 2000: 0.731; 2001: 0.466; 2002: 0.482; 2003: 0.479; 2005: 0.494; 2006: 0.485; 2008: 0.229; 2009: 0.083 | 0.083
| Central African Republic | CAF | Community health workers (per 1,000 people) | SH.MED.CMHW.P3 | 2004: 0.025; 2008: 0.408; 2009: 0.393 | 0.393
| Canada | CAN | Community health workers (per 1,000 people) | SH.MED.CMHW.P3 | [60 empty] | No reported value
| Central Europe and the Baltics | CEB | Community health workers (per 1,000 people) | SH.MED.CMHW.P3 | [60 empty] | No reported value
| Switzerland | CHE | Community health workers (per 1,000 people) | SH.MED.CMHW.P3 | [60 empty] | No reported value
| Channel Islands | CHI | Community health workers (per 1,000 people) | SH.MED.CMHW.P3 | [60 empty] | No reported value
| Chile | CHL | Community health workers (per 1,000 people) | SH.MED.CMHW.P3 | 1992: 0.021 | 0.021
| China | CHN | Community health workers (per 1,000 people) | SH.MED.CMHW.P3 | 1990: 1.061; 1995: 1.078; 1996: 1.057; 1997: 1.051; 1998: 1.052; 1999: 1.043; 2000: 1.033; 2001: 0.084; 2003: 0.668; 2004: 0.676; 2005: 0.698; 2006: 0.725; 2007: 0.702; 2008: 0.703; 2009: 0.83; 2010: 0.81; 2011: 0.831 | 0.831
| Cote d'Ivoire | CIV | Community health workers (per 1,000 people) | SH.MED.CMHW.P3 | [60 empty] | No reported value
| Cameroon | CMR | Community health workers (per 1,000 people) | SH.MED.CMHW.P3 | [60 empty] | No reported value
| Congo, Dem. Rep. | COD | Community health workers (per 1,000 people) | SH.MED.CMHW.P3 | [60 empty] | No reported value
| Congo, Rep. | COG | Community health workers (per 1,000 people) | SH.MED.CMHW.P3 | [60 empty] | No reported value
| Colombia | COL | Community health workers (per 1,000 people) | SH.MED.CMHW.P3 | [60 empty] | No reported value
| Comoros | COM | Community health workers (per 1,000 people) | SH.MED.CMHW.P3 | [60 empty] | No reported value
| Cabo Verde | CPV | Community health workers (per 1,000 people) | SH.MED.CMHW.P3 | 2004: 0.139 | 0.139
| Costa Rica | CRI | Community health workers (per 1,000 people) | SH.MED.CMHW.P3 | [60 empty] | No reported value
| Caribbean small states | CSS | Community health workers (per 1,000 people) | SH.MED.CMHW.P3 | [60 empty] | No reported value
| Cuba | CUB | Community health workers (per 1,000 people) | SH.MED.CMHW.P3 | [60 empty] | No reported value
| Curacao | CUW | Community health workers (per 1,000 people) | SH.MED.CMHW.P3 | [60 empty] | No reported value
| Cayman Islands | CYM | Community health workers (per 1,000 people) | SH.MED.CMHW.P3 | [60 empty] | No reported value
| Cyprus | CYP | Community health workers (per 1,000 people) | SH.MED.CMHW.P3 | [60 empty] | No reported value
| Czech Republic | CZE | Community health workers (per 1,000 people) | SH.MED.CMHW.P3 | [60 empty] | No reported value
| Germany | DEU | Community health workers (per 1,000 people) | SH.MED.CMHW.P3 | [60 empty] | No reported value
| Djibouti | DJI | Community health workers (per 1,000 people) | SH.MED.CMHW.P3 | [60 empty] | No reported value
| Dominica | DMA | Community health workers (per 1,000 people) | SH.MED.CMHW.P3 | [60 empty] | No reported value
| Denmark | DNK | Community health workers (per 1,000 people) | SH.MED.CMHW.P3 | [60 empty] | No reported value
| Dominican Republic | DOM | Community health workers (per 1,000 people) | SH.MED.CMHW.P3 | [60 empty] | No reported value
| Algeria | DZA | Community health workers (per 1,000 people) | SH.MED.CMHW.P3 | [60 empty] | No reported value
| East Asia & Pacific (excluding high income) | EAP | Community health workers (per 1,000 people) | SH.MED.CMHW.P3 | 1990: 1.061; 2000: 0.98674; 2011: 0.68148 | 0.68148
| Early-demographic dividend | EAR | Community health workers (per 1,000 people) | SH.MED.CMHW.P3 | 2011: 0.42702 | 0.42702
| East Asia & Pacific | EAS | Community health workers (per 1,000 people) | SH.MED.CMHW.P3 | 2011: 0.67218 | 0.67218
| Europe & Central Asia (excluding high income) | ECA | Community health workers (per 1,000 people) | SH.MED.CMHW.P3 | [60 empty] | No reported value
| Europe & Central Asia | ECS | Community health workers (per 1,000 people) | SH.MED.CMHW.P3 | [60 empty] | No reported value
| Ecuador | ECU | Community health workers (per 1,000 people) | SH.MED.CMHW.P3 | [60 empty] | No reported value
| Egypt, Arab Rep. | EGY | Community health workers (per 1,000 people) | SH.MED.CMHW.P3 | [60 empty] | No reported value
| Euro area | EMU | Community health workers (per 1,000 people) | SH.MED.CMHW.P3 | [60 empty] | No reported value
| Eritrea | ERI | Community health workers (per 1,000 people) | SH.MED.CMHW.P3 | [60 empty] | No reported value
| Spain | ESP | Community health workers (per 1,000 people) | SH.MED.CMHW.P3 | [60 empty] | No reported value
| Estonia | EST | Community health workers (per 1,000 people) | SH.MED.CMHW.P3 | 2000: 0.031 | 0.031
| Ethiopia | ETH | Community health workers (per 1,000 people) | SH.MED.CMHW.P3 | 2003: 0.185; 2004: 0.211; 2007: 0.218; 2008: 0.296; 2009: 0.363 | 0.363
| European Union | EUU | Community health workers (per 1,000 people) | SH.MED.CMHW.P3 | [60 empty] | No reported value
| Fragile and conflict affected situations | FCS | Community health workers (per 1,000 people) | SH.MED.CMHW.P3 | [60 empty] | No reported value
| Finland | FIN | Community health workers (per 1,000 people) | SH.MED.CMHW.P3 | [60 empty] | No reported value
| Fiji | FJI | Community health workers (per 1,000 people) | SH.MED.CMHW.P3 | [60 empty] | No reported value
| France | FRA | Community health workers (per 1,000 people) | SH.MED.CMHW.P3 | 2007: 0.028 | 0.028
| Faroe Islands | FRO | Community health workers (per 1,000 people) | SH.MED.CMHW.P3 | [60 empty] | No reported value
| Micronesia, Fed. Sts. | FSM | Community health workers (per 1,000 people) | SH.MED.CMHW.P3 | 2008: 0.297 | 0.297
| Gabon | GAB | Community health workers (per 1,000 people) | SH.MED.CMHW.P3 | [60 empty] | No reported value
| United Kingdom | GBR | Community health workers (per 1,000 people) | SH.MED.CMHW.P3 | [60 empty] | No reported value
| Georgia | GEO | Community health workers (per 1,000 people) | SH.MED.CMHW.P3 | [60 empty] | No reported value
| Ghana | GHA | Community health workers (per 1,000 people) | SH.MED.CMHW.P3 | 1998: 0.488; 1999: 0.556; 2000: 0.556; 2001: 0.556; 2002: 0.556; 2003: 0.563; 2008: 0.195 | 0.195
| Gibraltar | GIB | Community health workers (per 1,000 people) | SH.MED.CMHW.P3 | [60 empty] | No reported value
| Guinea | GIN | Community health workers (per 1,000 people) | SH.MED.CMHW.P3 | 2016: 0.517 | 0.517
| Gambia, The | GMB | Community health workers (per 1,000 people) | SH.MED.CMHW.P3 | 2003: 0.305; 2007: 0.752; 2008: 0.725 | 0.725
| Guinea-Bissau | GNB | Community health workers (per 1,000 people) | SH.MED.CMHW.P3 | 2004: 1.645 | 1.645
| Equatorial Guinea | GNQ | Community health workers (per 1,000 people) | SH.MED.CMHW.P3 | 2004: 0.508 | 0.508
| Greece | GRC | Community health workers (per 1,000 people) | SH.MED.CMHW.P3 | [60 empty] | No reported value
| Grenada | GRD | Community health workers (per 1,000 people) | SH.MED.CMHW.P3 | 1998: 0.395; 1999: 0.444; 2000: 0.443; 2001: 0.442; 2002: 0.441; 2003: 0.44 | 0.44
| Greenland | GRL | Community health workers (per 1,000 people) | SH.MED.CMHW.P3 | [60 empty] | No reported value
| Guatemala | GTM | Community health workers (per 1,000 people) | SH.MED.CMHW.P3 | [60 empty] | No reported value
| Guam | GUM | Community health workers (per 1,000 people) | SH.MED.CMHW.P3 | [60 empty] | No reported value
| Guyana | GUY | Community health workers (per 1,000 people) | SH.MED.CMHW.P3 | 2009: 0.326; 2010: 0.325 | 0.325
| High income | HIC | Community health workers (per 1,000 people) | SH.MED.CMHW.P3 | [60 empty] | No reported value
| Hong Kong SAR, China | HKG | Community health workers (per 1,000 people) | SH.MED.CMHW.P3 | [60 empty] | No reported value
| Honduras | HND | Community health workers (per 1,000 people) | SH.MED.CMHW.P3 | [60 empty] | No reported value
| Heavily indebted poor countries (HIPC) | HPC | Community health workers (per 1,000 people) | SH.MED.CMHW.P3 | [60 empty] | No reported value
| Croatia | HRV | Community health workers (per 1,000 people) | SH.MED.CMHW.P3 | [60 empty] | No reported value
| Haiti | HTI | Community health workers (per 1,000 people) | SH.MED.CMHW.P3 | [60 empty] | No reported value
| Hungary | HUN | Community health workers (per 1,000 people) | SH.MED.CMHW.P3 | [60 empty] | No reported value
| IBRD only | IBD | Community health workers (per 1,000 people) | SH.MED.CMHW.P3 | [60 empty] | No reported value
| IDA & IBRD total | IBT | Community health workers (per 1,000 people) | SH.MED.CMHW.P3 | [60 empty] | No reported value
| IDA total | IDA | Community health workers (per 1,000 people) | SH.MED.CMHW.P3 | [60 empty] | No reported value
| IDA blend | IDB | Community health workers (per 1,000 people) | SH.MED.CMHW.P3 | 2011: 0.11693 | 0.11693
| Indonesia | IDN | Community health workers (per 1,000 people) | SH.MED.CMHW.P3 | 2015: 0 | 0
| IDA only | IDX | Community health workers (per 1,000 people) | SH.MED.CMHW.P3 | [60 empty] | No reported value
| Isle of Man | IMN | Community health workers (per 1,000 people) | SH.MED.CMHW.P3 | [60 empty] | No reported value
| India | IND | Community health workers (per 1,000 people) | SH.MED.CMHW.P3 | 1991: 0.154; 2003: 0.627; 2004: 0.621; 2005: 0.627; 2006: 0.614; 2007: 0.614; 2008: 0.63; 2009: 0.62; 2010: 0.578; 2011: 0.504; 2016: 0.581 | 0.581
| Not classified | INX | Community health workers (per 1,000 people) | SH.MED.CMHW.P3 | [60 empty] | No reported value
| Ireland | IRL | Community health workers (per 1,000 people) | SH.MED.CMHW.P3 | [60 empty] | No reported value
| Iran, Islamic Rep. | IRN | Community health workers (per 1,000 people) | SH.MED.CMHW.P3 | 2004: 0.364 | 0.364
| Iraq | IRQ | Community health workers (per 1,000 people) | SH.MED.CMHW.P3 | 2004: 0.006 | 0.006
| Iceland | ISL | Community health workers (per 1,000 people) | SH.MED.CMHW.P3 | [60 empty] | No reported value
| Israel | ISR | Community health workers (per 1,000 people) | SH.MED.CMHW.P3 | [60 empty] | No reported value
| Italy | ITA | Community health workers (per 1,000 people) | SH.MED.CMHW.P3 | [60 empty] | No reported value
| Jamaica | JAM | Community health workers (per 1,000 people) | SH.MED.CMHW.P3 | 2008: 0.268; 2012: 0.233; 2013: 0.251; 2014: 0.255; 2015: 0.307; 2016: 0.319 | 0.319
| Jordan | JOR | Community health workers (per 1,000 people) | SH.MED.CMHW.P3 | 2004: 0.193 | 0.193
| Japan | JPN | Community health workers (per 1,000 people) | SH.MED.CMHW.P3 | [60 empty] | No reported value
| Kazakhstan | KAZ | Community health workers (per 1,000 people) | SH.MED.CMHW.P3 | [60 empty] | No reported value
| Kenya | KEN | Community health workers (per 1,000 people) | SH.MED.CMHW.P3 | [60 empty] | No reported value
| Kyrgyz Republic | KGZ | Community health workers (per 1,000 people) | SH.MED.CMHW.P3 | [60 empty] | No reported value
| Cambodia | KHM | Community health workers (per 1,000 people) | SH.MED.CMHW.P3 | 2004: 0.125 | 0.125
| Kiribati | KIR | Community health workers (per 1,000 people) | SH.MED.CMHW.P3 | [60 empty] | No reported value
| St. Kitts and Nevis | KNA | Community health workers (per 1,000 people) | SH.MED.CMHW.P3 | 1990: 0.416; 1991: 0.415; 1992: 0.411; 1993: 0.406; 1994: 0.401; 1995: 0.396; 1996: 0.392; 1997: 0.387; 1998: 0.721; 1999: 0.712; 2001: 1.039 | 1.039
| Korea, Rep. | KOR | Community health workers (per 1,000 people) | SH.MED.CMHW.P3 | 2004: 0.326; 2005: 0.321; 2006: 0.332; 2007: 0.347; 2008: 0.362; 2009: 0.377 | 0.377
| Kuwait | KWT | Community health workers (per 1,000 people) | SH.MED.CMHW.P3 | [60 empty] | No reported value
| Latin America & Caribbean (excluding high income) | LAC | Community health workers (per 1,000 people) | SH.MED.CMHW.P3 | [60 empty] | No reported value
| Lao PDR | LAO | Community health workers (per 1,000 people) | SH.MED.CMHW.P3 | [60 empty] | No reported value
| Lebanon | LBN | Community health workers (per 1,000 people) | SH.MED.CMHW.P3 | [60 empty] | No reported value
| Liberia | LBR | Community health workers (per 1,000 people) | SH.MED.CMHW.P3 | 2010: 0.061 | 0.061
| Libya | LBY | Community health workers (per 1,000 people) | SH.MED.CMHW.P3 | [60 empty] | No reported value
| St. Lucia | LCA | Community health workers (per 1,000 people) | SH.MED.CMHW.P3 | [60 empty] | No reported value
| Latin America & Caribbean | LCN | Community health workers (per 1,000 people) | SH.MED.CMHW.P3 | [60 empty] | No reported value
| Least developed countries: UN classification | LDC | Community health workers (per 1,000 people) | SH.MED.CMHW.P3 | [60 empty] | No reported value
| Low income | LIC | Community health workers (per 1,000 people) | SH.MED.CMHW.P3 | [60 empty] | No reported value
| Liechtenstein | LIE | Community health workers (per 1,000 people) | SH.MED.CMHW.P3 | [60 empty] | No reported value
| Sri Lanka | LKA | Community health workers (per 1,000 people) | SH.MED.CMHW.P3 | [60 empty] | No reported value
| Lower middle income | LMC | Community health workers (per 1,000 people) | SH.MED.CMHW.P3 | 2011: 0.40749 | 0.40749
| Low & middle income | LMY | Community health workers (per 1,000 people) | SH.MED.CMHW.P3 | [60 empty] | No reported value
| Lesotho | LSO | Community health workers (per 1,000 people) | SH.MED.CMHW.P3 | [60 empty] | No reported value
| Late-demographic dividend | LTE | Community health workers (per 1,000 people) | SH.MED.CMHW.P3 | [60 empty] | No reported value
| Lithuania | LTU | Community health workers (per 1,000 people) | SH.MED.CMHW.P3 | [60 empty] | No reported value
| Luxembourg | LUX | Community health workers (per 1,000 people) | SH.MED.CMHW.P3 | [60 empty] | No reported value
| Latvia | LVA | Community health workers (per 1,000 people) | SH.MED.CMHW.P3 | [60 empty] | No reported value
| Macao SAR, China | MAC | Community health workers (per 1,000 people) | SH.MED.CMHW.P3 | [60 empty] | No reported value
| St. Martin (French part) | MAF | Community health workers (per 1,000 people) | SH.MED.CMHW.P3 | [60 empty] | No reported value
| Morocco | MAR | Community health workers (per 1,000 people) | SH.MED.CMHW.P3 | [60 empty] | No reported value
| Monaco | MCO | Community health workers (per 1,000 people) | SH.MED.CMHW.P3 | [60 empty] | No reported value
| Moldova | MDA | Community health workers (per 1,000 people) | SH.MED.CMHW.P3 | [60 empty] | No reported value
| Madagascar | MDG | Community health workers (per 1,000 people) | SH.MED.CMHW.P3 | [60 empty] | No reported value
| Maldives | MDV | Community health workers (per 1,000 people) | SH.MED.CMHW.P3 | 1991: 1.019; 1993: 1.181; 1996: 1.244; 2004: 1.717; 2007: 1.515; 2009: 1.57; 2010: 1.777; 2014: 1.424 | 1.424
| Middle East & North Africa | MEA | Community health workers (per 1,000 people) | SH.MED.CMHW.P3 | [60 empty] | No reported value
| Mexico | MEX | Community health workers (per 1,000 people) | SH.MED.CMHW.P3 | [60 empty] | No reported value
| Marshall Islands | MHL | Community health workers (per 1,000 people) | SH.MED.CMHW.P3 | [60 empty] | No reported value
| Middle income | MIC | Community health workers (per 1,000 people) | SH.MED.CMHW.P3 | [60 empty] | No reported value
| North Macedonia | MKD | Community health workers (per 1,000 people) | SH.MED.CMHW.P3 | [60 empty] | No reported value
| Mali | MLI | Community health workers (per 1,000 people) | SH.MED.CMHW.P3 | 2009: 0.008; 2010: 0.007 | 0.007
| Malta | MLT | Community health workers (per 1,000 people) | SH.MED.CMHW.P3 | [60 empty] | No reported value
| Myanmar | MMR | Community health workers (per 1,000 people) | SH.MED.CMHW.P3 | 2004: 0.999; 2005: 0.077; 2006: 0.08; 2007: 0.082; 2008: 0.082; 2009: 0.193; 2010: 0.193; 2011: 0.194; 2012: 0.195 | 0.195
| Middle East & North Africa (excluding high income) | MNA | Community health workers (per 1,000 people) | SH.MED.CMHW.P3 | [60 empty] | No reported value
| Montenegro | MNE | Community health workers (per 1,000 people) | SH.MED.CMHW.P3 | [60 empty] | No reported value
| Mongolia | MNG | Community health workers (per 1,000 people) | SH.MED.CMHW.P3 | 2008: 0.023; 2009: 0.123; 2010: 0.161 | 0.161
| Northern Mariana Islands | MNP | Community health workers (per 1,000 people) | SH.MED.CMHW.P3 | [60 empty] | No reported value
| Mozambique | MOZ | Community health workers (per 1,000 people) | SH.MED.CMHW.P3 | 2012: 0.047; 2013: 0.045 | 0.045
| Mauritania | MRT | Community health workers (per 1,000 people) | SH.MED.CMHW.P3 | 2013: 0.3 | 0.3
| Mauritius | MUS | Community health workers (per 1,000 people) | SH.MED.CMHW.P3 | 2004: 0.194 | 0.194
| Malawi | MWI | Community health workers (per 1,000 people) | SH.MED.CMHW.P3 | 2008: 0.723 | 0.723
| Malaysia | MYS | Community health workers (per 1,000 people) | SH.MED.CMHW.P3 | 2010: 0.435 | 0.435
| North America | NAC | Community health workers (per 1,000 people) | SH.MED.CMHW.P3 | [60 empty] | No reported value
| Namibia | NAM | Community health workers (per 1,000 people) | SH.MED.CMHW.P3 | [60 empty] | No reported value
| New Caledonia | NCL | Community health workers (per 1,000 people) | SH.MED.CMHW.P3 | [60 empty] | No reported value
| Niger | NER | Community health workers (per 1,000 people) | SH.MED.CMHW.P3 | [60 empty] | No reported value
| Nigeria | NGA | Community health workers (per 1,000 people) | SH.MED.CMHW.P3 | 2007: 0.131; 2008: 0.128 | 0.128
| Nicaragua | NIC | Community health workers (per 1,000 people) | SH.MED.CMHW.P3 | [60 empty] | No reported value
| Netherlands | NLD | Community health workers (per 1,000 people) | SH.MED.CMHW.P3 | [60 empty] | No reported value
| Norway | NOR | Community health workers (per 1,000 people) | SH.MED.CMHW.P3 | [60 empty] | No reported value
| Nepal | NPL | Community health workers (per 1,000 people) | SH.MED.CMHW.P3 | 2004: 0.684 | 0.684
| Nauru | NRU | Community health workers (per 1,000 people) | SH.MED.CMHW.P3 | 2008: 1.393; 2009: 0.299; 2011: 1.693 | 1.693
| New Zealand | NZL | Community health workers (per 1,000 people) | SH.MED.CMHW.P3 | [60 empty] | No reported value
| OECD members | OED | Community health workers (per 1,000 people) | SH.MED.CMHW.P3 | [60 empty] | No reported value
| Oman | OMN | Community health workers (per 1,000 people) | SH.MED.CMHW.P3 | [60 empty] | No reported value
| Other small states | OSS | Community health workers (per 1,000 people) | SH.MED.CMHW.P3 | [60 empty] | No reported value
| Pakistan | PAK | Community health workers (per 1,000 people) | SH.MED.CMHW.P3 | 1992: 0.033; 1993: 0.034; 1994: 0.034; 1995: 0.034; 1996: 0.035; 1997: 0.036; 1998: 0.038; 1999: 0.039; 2000: 0.039; 2001: 0.04; 2008: 0.061; 2009: 0.064; 2010: 0.068; 2011: 0.073; 2015: 0.087 | 0.087
| Panama | PAN | Community health workers (per 1,000 people) | SH.MED.CMHW.P3 | 2000: 0.46 | 0.46
| Peru | PER | Community health workers (per 1,000 people) | SH.MED.CMHW.P3 | [60 empty] | No reported value
| Philippines | PHL | Community health workers (per 1,000 people) | SH.MED.CMHW.P3 | [60 empty] | No reported value
| Palau | PLW | Community health workers (per 1,000 people) | SH.MED.CMHW.P3 | [60 empty] | No reported value
| Papua New Guinea | PNG | Community health workers (per 1,000 people) | SH.MED.CMHW.P3 | 2008: 0.594 | 0.594
| Poland | POL | Community health workers (per 1,000 people) | SH.MED.CMHW.P3 | [60 empty] | No reported value
| Pre-demographic dividend | PRE | Community health workers (per 1,000 people) | SH.MED.CMHW.P3 | [60 empty] | No reported value
| Puerto Rico | PRI | Community health workers (per 1,000 people) | SH.MED.CMHW.P3 | [60 empty] | No reported value
| Korea, Dem. People’s Rep. | PRK | Community health workers (per 1,000 people) | SH.MED.CMHW.P3 | [60 empty] | No reported value
| Portugal | PRT | Community health workers (per 1,000 people) | SH.MED.CMHW.P3 | [60 empty] | No reported value
| Paraguay | PRY | Community health workers (per 1,000 people) | SH.MED.CMHW.P3 | [60 empty] | No reported value
| West Bank and Gaza | PSE | Community health workers (per 1,000 people) | SH.MED.CMHW.P3 | [60 empty] | No reported value
| Pacific island small states | PSS | Community health workers (per 1,000 people) | SH.MED.CMHW.P3 | [60 empty] | No reported value
| Post-demographic dividend | PST | Community health workers (per 1,000 people) | SH.MED.CMHW.P3 | [60 empty] | No reported value
| French Polynesia | PYF | Community health workers (per 1,000 people) | SH.MED.CMHW.P3 | [60 empty] | No reported value
| Qatar | QAT | Community health workers (per 1,000 people) | SH.MED.CMHW.P3 | [60 empty] | No reported value
| Romania | ROU | Community health workers (per 1,000 people) | SH.MED.CMHW.P3 | [60 empty] | No reported value
| Russian Federation | RUS | Community health workers (per 1,000 people) | SH.MED.CMHW.P3 | [60 empty] | No reported value
| Rwanda | RWA | Community health workers (per 1,000 people) | SH.MED.CMHW.P3 | 2004: 1.359 | 1.359
| South Asia | SAS | Community health workers (per 1,000 people) | SH.MED.CMHW.P3 | 1990: 0.14092; 2011: 0.5139 | 0.5139
| Saudi Arabia | SAU | Community health workers (per 1,000 people) | SH.MED.CMHW.P3 | [60 empty] | No reported value
| Sudan | SDN | Community health workers (per 1,000 people) | SH.MED.CMHW.P3 | 2004: 0.151 | 0.151
| Senegal | SEN | Community health workers (per 1,000 people) | SH.MED.CMHW.P3 | 2016: 0 | 0
| Singapore | SGP | Community health workers (per 1,000 people) | SH.MED.CMHW.P3 | 2012: 0.402; 2013: 0.399; 2016: 0.503 | 0.503
| Solomon Islands | SLB | Community health workers (per 1,000 people) | SH.MED.CMHW.P3 | [60 empty] | No reported value
| Sierra Leone | SLE | Community health workers (per 1,000 people) | SH.MED.CMHW.P3 | 2004: 0.115; 2008: 0.024; 2010: 0.023 | 0.023
| El Salvador | SLV | Community health workers (per 1,000 people) | SH.MED.CMHW.P3 | [60 empty] | No reported value
| San Marino | SMR | Community health workers (per 1,000 people) | SH.MED.CMHW.P3 | [60 empty] | No reported value
| Somalia | SOM | Community health workers (per 1,000 people) | SH.MED.CMHW.P3 | [60 empty] | No reported value
| Serbia | SRB | Community health workers (per 1,000 people) | SH.MED.CMHW.P3 | [60 empty] | No reported value
| Sub-Saharan Africa (excluding high income) | SSA | Community health workers (per 1,000 people) | SH.MED.CMHW.P3 | [60 empty] | No reported value
| South Sudan | SSD | Community health workers (per 1,000 people) | SH.MED.CMHW.P3 | [60 empty] | No reported value
| Sub-Saharan Africa | SSF | Community health workers (per 1,000 people) | SH.MED.CMHW.P3 | [60 empty] | No reported value
| Small states | SST | Community health workers (per 1,000 people) | SH.MED.CMHW.P3 | [60 empty] | No reported value
| Sao Tome and Principe | STP | Community health workers (per 1,000 people) | SH.MED.CMHW.P3 | 2004: 1.002 | 1.002
| Suriname | SUR | Community health workers (per 1,000 people) | SH.MED.CMHW.P3 | [60 empty] | No reported value
| Slovak Republic | SVK | Community health workers (per 1,000 people) | SH.MED.CMHW.P3 | 2013: 0.018 | 0.018
| Slovenia | SVN | Community health workers (per 1,000 people) | SH.MED.CMHW.P3 | [60 empty] | No reported value
| Sweden | SWE | Community health workers (per 1,000 people) | SH.MED.CMHW.P3 | [60 empty] | No reported value
| Eswatini | SWZ | Community health workers (per 1,000 people) | SH.MED.CMHW.P3 | 2004: 3.654 | 3.654
| Sint Maarten (Dutch part) | SXM | Community health workers (per 1,000 people) | SH.MED.CMHW.P3 | [60 empty] | No reported value
| Seychelles | SYC | Community health workers (per 1,000 people) | SH.MED.CMHW.P3 | [60 empty] | No reported value
| Syrian Arab Republic | SYR | Community health workers (per 1,000 people) | SH.MED.CMHW.P3 | [60 empty] | No reported value
| Turks and Caicos Islands | TCA | Community health workers (per 1,000 people) | SH.MED.CMHW.P3 | [60 empty] | No reported value
| Chad | TCD | Community health workers (per 1,000 people) | SH.MED.CMHW.P3 | 2004: 0.016 | 0.016
| East Asia & Pacific (IDA & IBRD countries) | TEA | Community health workers (per 1,000 people) | SH.MED.CMHW.P3 | 1990: 1.061; 2000: 0.98674; 2011: 0.68148 | 0.68148
| Europe & Central Asia (IDA & IBRD countries) | TEC | Community health workers (per 1,000 people) | SH.MED.CMHW.P3 | [60 empty] | No reported value
| Togo | TGO | Community health workers (per 1,000 people) | SH.MED.CMHW.P3 | [60 empty] | No reported value
| Thailand | THA | Community health workers (per 1,000 people) | SH.MED.CMHW.P3 | 2000: 0.059 | 0.059
| Tajikistan | TJK | Community health workers (per 1,000 people) | SH.MED.CMHW.P3 | [60 empty] | No reported value
| Turkmenistan | TKM | Community health workers (per 1,000 people) | SH.MED.CMHW.P3 | [60 empty] | No reported value
| Latin America & the Caribbean (IDA & IBRD countries) | TLA | Community health workers (per 1,000 people) | SH.MED.CMHW.P3 | [60 empty] | No reported value
| Timor-Leste | TLS | Community health workers (per 1,000 people) | SH.MED.CMHW.P3 | 2004: 0.01 | 0.01
| Middle East & North Africa (IDA & IBRD countries) | TMN | Community health workers (per 1,000 people) | SH.MED.CMHW.P3 | [60 empty] | No reported value
| Tonga | TON | Community health workers (per 1,000 people) | SH.MED.CMHW.P3 | [60 empty] | No reported value
| South Asia (IDA & IBRD) | TSA | Community health workers (per 1,000 people) | SH.MED.CMHW.P3 | 1990: 0.14092; 2011: 0.5139 | 0.5139
| Sub-Saharan Africa (IDA & IBRD countries) | TSS | Community health workers (per 1,000 people) | SH.MED.CMHW.P3 | [60 empty] | No reported value
| Trinidad and Tobago | TTO | Community health workers (per 1,000 people) | SH.MED.CMHW.P3 | [60 empty] | No reported value
| Tunisia | TUN | Community health workers (per 1,000 people) | SH.MED.CMHW.P3 | [60 empty] | No reported value
| Turkey | TUR | Community health workers (per 1,000 people) | SH.MED.CMHW.P3 | [60 empty] | No reported value
| Tuvalu | TUV | Community health workers (per 1,000 people) | SH.MED.CMHW.P3 | [60 empty] | No reported value
| Tanzania | TZA | Community health workers (per 1,000 people) | SH.MED.CMHW.P3 | [60 empty] | No reported value
| Uganda | UGA | Community health workers (per 1,000 people) | SH.MED.CMHW.P3 | 2005: 0.194 | 0.194
| Ukraine | UKR | Community health workers (per 1,000 people) | SH.MED.CMHW.P3 | [60 empty] | No reported value
| Upper middle income | UMC | Community health workers (per 1,000 people) | SH.MED.CMHW.P3 | [60 empty] | No reported value
| Uruguay | URY | Community health workers (per 1,000 people) | SH.MED.CMHW.P3 | [60 empty] | No reported value
| United States | USA | Community health workers (per 1,000 people) | SH.MED.CMHW.P3 | [60 empty] | No reported value
| Uzbekistan | UZB | Community health workers (per 1,000 people) | SH.MED.CMHW.P3 | [60 empty] | No reported value
| St. Vincent and the Grenadines | VCT | Community health workers (per 1,000 people) | SH.MED.CMHW.P3 | 2000: 0.417 | 0.417
| Venezuela, RB | VEN | Community health workers (per 1,000 people) | SH.MED.CMHW.P3 | [60 empty] | No reported value
| British Virgin Islands | VGB | Community health workers (per 1,000 people) | SH.MED.CMHW.P3 | [60 empty] | No reported value
| Virgin Islands (U.S.) | VIR | Community health workers (per 1,000 people) | SH.MED.CMHW.P3 | [60 empty] | No reported value
| Vietnam | VNM | Community health workers (per 1,000 people) | SH.MED.CMHW.P3 | [60 empty] | No reported value
| Vanuatu | VUT | Community health workers (per 1,000 people) | SH.MED.CMHW.P3 | 2007: 0.514; 2008: 0.941 | 0.941
| World | WLD | Community health workers (per 1,000 people) | SH.MED.CMHW.P3 | [60 empty] | No reported value
| Samoa | WSM | Community health workers (per 1,000 people) | SH.MED.CMHW.P3 | [60 empty] | No reported value
| Kosovo | XKX | Community health workers (per 1,000 people) | SH.MED.CMHW.P3 | [60 empty] | No reported value
| Yemen, Rep. | YEM | Community health workers (per 1,000 people) | SH.MED.CMHW.P3 | 2004: 0.128; 2010: 0.001 | 0.001
| South Africa | ZAF | Community health workers (per 1,000 people) | SH.MED.CMHW.P3 | 2004: 0.192 | 0.192
| Zambia | ZMB | Community health workers (per 1,000 people) | SH.MED.CMHW.P3 | 2005: 0.372; 2008: 0.287 | 0.287
| Zimbabwe | ZWE | Community health workers (per 1,000 people) | SH.MED.CMHW.P3 | [60 empty] | No reported value
x | Physician Data
Description: Physicians per 1,000 people by country by year. Note that most recent year of data varies by country. | bar: 1960 to 1961
Source: World Bank - World Development Indicators https://data.worldbank.org/indicator/SH.MED.PHYS.ZS | bar: 1960 to 1961
Back to Top
| Country Name | Country Code | Indicator Name | Indicator Code | 1960 | 1961 | 1962 | 1963 | 1964 | 1965 | 1966 | 1967 | 1968 | 1969 | 1970 | 1971 | 1972 | 1973 | 1974 | 1975 | 1976 | 1977 | 1978 | 1979 | 1980 | 1981 | 1982 | 1983 | 1984 | 1985 | 1986 | 1987 | 1988 | 1989 | 1990 | 1991 | 1992 | 1993 | 1994 | 1995 | 1996 | 1997 | 1998 | 1999 | 2000 | 2001 | 2002 | 2003 | 2004 | 2005 | 2006 | 2007 | 2008 | 2009 | 2010 | 2011 | 2012 | 2013 | 2014 | 2015 | 2016 | 2017 | 2018 | 2019 | Latest Value
| Aruba | ABW | Physicians (per 1,000 people) | SH.MED.PHYS.ZS | 1995: 1.12 | 1.12
| Afghanistan | AFG | Physicians (per 1,000 people) | SH.MED.PHYS.ZS | 1960: 0.035; 1965: 0.063; 1970: 0.065; 1981: 0.077; 1986: 0.183; 1987: 0.179; 1989: 0.129; 1990: 0.109; 1993: 0.143; 1997: 0.11; 2001: 0.1957; 2006: 0.163; 2007: 0.1774; 2008: 0.1771; 2009: 0.2156; 2010: 0.2396; 2011: 0.2553; 2012: 0.245; 2013: 0.2894; 2014: 0.3039; 2015: 0.2907; 2016: 0.284 | 0.284
| Angola | AGO | Physicians (per 1,000 people) | SH.MED.PHYS.ZS | 1960: 0.067; 1965: 0.076; 1970: 0.116; 1984: 0.059; 1990: 0.042; 1997: 0.0584; 2004: 0.0618; 2009: 0.1311; 2017: 0.2149 | 0.2149
| Albania | ALB | Physicians (per 1,000 people) | SH.MED.PHYS.ZS | 1960: 0.276; 1965: 0.481; 1970: 0.739; 1971: 0.911; 1972: 0.845; 1977: 1.036; 1980: 1.367; 1983: 1.415; 1984: 1.407; 1985: 1.406; 1989: 1.403; 1990: 1.374; 1991: 1.47; 1992: 1.65; 1993: 1.425; 1995: 1.306; 1996: 1.354; 1997: 1.295; 1998: 1.289; 1999: 1.282; 2000: 1.389; 2002: 1.305; 2007: 1.146; 2009: 1.144; 2010: 1.2379; 2011: 1.2225; 2012: 1.2658; 2013: 1.2706; 2016: 1.1998 | 1.1998
| Andorra | AND | Physicians (per 1,000 people) | SH.MED.PHYS.ZS | 1995: 2.231; 1997: 2.435; 1998: 2.47; 1999: 2.594; 2000: 2.549; 2001: 2.594; 2003: 3.3333; 2006: 3.64; 2007: 3.716; 2009: 3.112; 2010: 4; 2015: 3.3333 | 3.3333
| Arab World | ARB | Physicians (per 1,000 people) | SH.MED.PHYS.ZS | 1990: 0.71886; 2000: 1.1251; 2015: 1.0973 | 1.0973
| United Arab Emirates | ARE | Physicians (per 1,000 people) | SH.MED.PHYS.ZS | 1970: 0.909; 1980: 1.068; 1984: 0.953; 2000: 1.7896; 2001: 1.969; 2002: 1.9865; 2003: 2.0596; 2004: 1.9086; 2005: 1.5222; 2006: 1.3445; 2007: 1.4343; 2008: 1.6869; 2009: 1.5674; 2010: 1.4675; 2011: 1.4824; 2012: 1.5167; 2013: 1.7783; 2014: 2.0268; 2015: 2.2373; 2016: 2.3944 | 2.3944
| Argentina | ARG | Physicians (per 1,000 people) | SH.MED.PHYS.ZS | 1960: 1.351; 1965: 1.667; 1970: 1.892; 1975: 1.869; 1984: 2.683; 1985: 2.705; 1986: 2.984; 1988: 3.032; 1990: 2.68; 1992: 2.6385; 1995: 2.68; 1998: 3.0021; 2001: 3.2311; 2004: 3.1662; 2005: 3.21; 2010: 3.21; 2013: 3.9066; 2017: 3.96 | 3.96
| Armenia | ARM | Physicians (per 1,000 people) | SH.MED.PHYS.ZS | 1980: 3.211; 1981: 3.278; 1982: 3.406; 1983: 3.454; 1984: 3.501; 1985: 3.577; 1986: 3.674; 1987: 3.736; 1988: 3.763; 1989: 3.881; 1990: 3.924; 1991: 3.701; 1992: 3.597; 1993: 3.345; 1994: 3.122; 1995: 3.042; 1996: 3.591; 1997: 3.156; 1998: 3.156; 1999: 3.051; 2000: 2.987; 2001: 3.526; 2003: 3.588; 2006: 3.7; 2007: 3.697; 2009: 2.677; 2010: 2.8419; 2011: 2.8686; 2012: 2.8991; 2013: 2.9072; 2014: 2.899 | 2.899
| American Samoa | ASM | Physicians (per 1,000 people) | SH.MED.PHYS.ZS | 1984: 0.772; 1999: 0.781 | 0.781
| Antigua and Barbuda | ATG | Physicians (per 1,000 people) | SH.MED.PHYS.ZS | 1960: 0.294; 1970: 0.349; 1990: 0.76; 1991: 0.919; 1993: 3.03; 1995: 0.76; 1996: 1.141; 1999: 0.1467; 2007: 1.5755; 2017: 2.7647 | 2.7647
| Australia | AUS | Physicians (per 1,000 people) | SH.MED.PHYS.ZS | 1961: 1.1; 1966: 1.2; 1971: 1.2; 1976: 1.5; 1981: 1.8; 1984: 1.8; 1985: 1.9; 1986: 2; 1987: 2.1; 1988: 2.1; 1989: 2.1; 1990: 2.2; 1991: 2.3; 1992: 2.4; 1993: 2.4; 1994: 2.4; 1995: 2.4; 1996: 2.5199; 1997: 2.4; 1998: 2.4; 1999: 2.4; 2000: 2.5; 2001: 2.4846; 2002: 2.5; 2006: 2.6765; 2009: 2.8888; 2010: 3.3481; 2011: 3.2963; 2012: 3.2976; 2013: 3.3882; 2014: 3.462; 2015: 3.5213; 2016: 3.5874 | 3.5874
| Austria | AUT | Physicians (per 1,000 people) | SH.MED.PHYS.ZS | 1.2 | 1.4 | 1.4 | 1.4 | 1.4 | 1.4 | 1.4 | 1.4 | 1.4 | 1.4 | 1.4 | 1.4 | 1.4 | 1.4 | 1.4 | 1.5 | 1.5 | 1.5 | 1.5 | 1.6 | 1.6 | 1.7 | 1.7 | 1.8 | 1.8 | 1.9 | 1.9 | 2 | 2.1 | 2.2 | 2.2 | 2.3 | 2.4 | 2.5 | 2.6 | 2.7 | 2.8 | 2.9 | 3.1 | 3.1 | 3.2 | 3.3 | 3.3 | 3.378 |  |  | 3.66 | 3.794 |  |  | 4.7688 | 4.8031 | 4.845 | 4.9316 | 4.9954 | 5.0701 | 5.1441 |  |  |  | 5.1441
| Azerbaijan | AZE | Physicians (per 1,000 people) | SH.MED.PHYS.ZS | 1980: 3.362; 1985: 3.799; 1986: 3.877; 1987: 3.906; 1988: 3.964; 1989: 3.99; 1990: 3.917; 1991: 3.916; 1992: 3.881; 1993: 3.928; 1994: 3.896; 1995: 3.925; 1996: 3.899; 1997: 3.831; 1998: 3.602; 1999: 3.521; 2000: 3.607; 2001: 3.536; 2003: 3.547; 2006: 3.63; 2007: 3.794; 2009: 3.782; 2010: 3.6629; 2011: 3.4375; 2012: 3.4901; 2013: 3.4558; 2014: 3.4466 | 3.4466
| Burundi | BDI | Physicians (per 1,000 people) | SH.MED.PHYS.ZS | 1960: 0.01; 1965: 0.017; 1970: 0.017; 1975: 0.012; 1984: 0.047; 1986: 0.058; 1990: 0.058; 1991: 0.059; 1993: 0.056; 1995: 0.055; 2000: 0.052; 2004: 0.0278; 2010: 0.0477; 2016: 0.05 | 0.05
| Belgium | BEL | Physicians (per 1,000 people) | SH.MED.PHYS.ZS | 1.3 | 1.3 | 1.4 | 1.4 | 1.4 | 1.5 | 1.5 | 1.5 | 1.6 | 1.6 |  | 1.5 | 1.6 | 1.7 | 1.8 | 1.9 | 1.9 | 2 | 2.1 | 2.2 | 2.3 | 2.4 | 2.5 | 2.8 | 2.7 | 2.8 | 2.9 | 3 | 3.1 | 3.2 | 3.3 | 3.3 | 3.4 | 3.4 | 3.5 | 3.5 | 3.6 | 3.7 | 3.7 | 3.8 | 3.9 | 3.9 | 3.9 |  |  | 2.0479 | 2.0957 |  |  |  | 2.9085 | 2.9222 | 2.9397 | 2.9592 | 2.9729 | 3.0138 | 3.3234 |  |  |  | 3.3234
| Benin | BEN | Physicians (per 1,000 people) | SH.MED.PHYS.ZS | 1960: 0.04; 1965: 0.03; 1970: 0.034; 1980: 0.059; 1981: 0.059; 1983: 0.075; 1985: 0.073; 1989: 0.071; 1990: 0.051; 1991: 0.042; 1992: 0.055; 1993: 0.057; 1994: 0.061; 1995: 0.058; 2004: 0.0401; 2008: 0.0623; 2010: 0.059; 2012: 0.1646; 2013: 0.1506; 2016: 0.1572 | 0.1572
| Burkina Faso | BFA | Physicians (per 1,000 people) | SH.MED.PHYS.ZS | 1960: 0.011; 1965: 0.014; 1970: 0.01; 1980: 0.018; 1981: 0.018; 1983: 0.018; 1986: 0.004; 1989: 0.029; 1995: 0.034; 1996: 0.035; 1997: 0.038; 2001: 0.04; 2004: 0.0543; 2006: 0.028; 2008: 0.0322; 2009: 0.0446; 2010: 0.0457; 2011: 0.0386; 2012: 0.0475; 2016: 0.06 | 0.06
| Bangladesh | BGD | Physicians (per 1,000 people) | SH.MED.PHYS.ZS | 1965: 0.123; 1970: 0.119; 1980: 0.12; 1985: 0.154; 1986: 0.144; 1990: 0.177; 1991: 0.188; 1995: 0.201; 1997: 0.2; 2001: 0.2423; 2003: 0.2631; 2004: 0.2723; 2005: 0.299; 2006: 0.307; 2007: 0.3193; 2008: 0.3317; 2009: 0.3438; 2010: 0.3526; 2011: 0.3724; 2012: 0.3879; 2013: 0.4089; 2014: 0.4737; 2015: 0.4709; 2016: 0.4822; 2017: 0.5268 | 0.5268
| Bulgaria | BGR | Physicians (per 1,000 people) | SH.MED.PHYS.ZS | 1.405 |  |  |  |  | 1.667 |  |  |  |  | 1.863 | 1.896 | 1.985 | 2.042 | 2.102 | 2.152 | 2.205 | 2.258 | 2.321 | 2.408 | 2.46 | 2.484 | 2.588 | 2.688 | 2.759 | 2.865 | 2.953 | 3.022 | 3.09 | 3.139 | 3.17 | 2.979 | 3.166 | 3.359 | 3.327 | 3.458 | 3.539 | 3.447 | 3.449 |  | 3.399 |  |  | 3.562 |  |  | 3.66 | 3.665 | 3.635 |  | 3.7764 | 3.8585 | 3.9121 | 3.9761 | 3.9879 | [5 empty] | 3.9879
| Bahrain | BHR | Physicians (per 1,000 people) | SH.MED.PHYS.ZS | 1960: 0.45; 1970: 0.429; 1980: 1.087; 1985: 1.219; 1991: 1.315; 1993: 0.11; 1997: 1; 2000: 1.0202; 2001: 1.0636; 2002: 1.0774; 2003: 1.0479; 2004: 0.9677; 2005: 1.0436; 2006: 1.0142; 2007: 1.0155; 2008: 0.9896; 2009: 0.9696; 2010: 0.9493; 2011: 0.945; 2012: 0.9568; 2013: 0.9533; 2014: 0.957; 2015: 0.9257 | 0.9257
| Bahamas, The | BHS | Physicians (per 1,000 people) | SH.MED.PHYS.ZS | 1960: 0.496; 1970: 0.76; 1980: 0.938; 1984: 0.943; 1990: 1.29; 1993: 1.446; 1995: 1.49; 1996: 1.518; 1998: 1.0755; 2008: 2.7158; 2011: 2.264; 2017: 1.9373 | 1.9373
| Bosnia and Herzegovina | BIH | Physicians (per 1,000 people) | SH.MED.PHYS.ZS | 1980: 1.033; 1981: 1.089; 1982: 1.17; 1983: 1.207; 1984: 1.28; 1985: 1.362; 1986: 1.419; 1987: 1.485; 1988: 1.52; 1989: 1.557; 1990: 1.57; 1991: 1.555; 1998: 1.427; 1999: 1.401; 2000: 1.422; 2001: 1.338; 2003: 1.34; 2005: 1.418; 2009: 1.65; 2010: 1.7907; 2011: 1.8653; 2012: 1.9259; 2013: 2.0003 | 2.0003
| Belarus | BLR | Physicians (per 1,000 people) | SH.MED.PHYS.ZS | 1980: 2.962; 1985: 3.329; 1986: 3.375; 1987: 3.445; 1988: 3.512; 1989: 3.576; 1990: 3.56; 1991: 3.576; 1992: 3.638; 1993: 4.076; 1994: 4.142; 1995: 4.155; 1996: 4.286; 1997: 4.365; 1998: 4.431; 1999: 4.551; 2000: 4.579; 2001: 4.497; 2002: 4.526; 2003: 4.55; 2004: 4.622; 2005: 4.68; 2006: 4.78; 2007: 4.869; 2008: 4.98; 2009: 3.702; 2010: 3.5179; 2011: 3.7953; 2012: 3.8809; 2013: 3.9331; 2014: 4.0772 | 4.0772
| Belize | BLZ | Physicians (per 1,000 people) | SH.MED.PHYS.ZS | 1960: 0.242; 1970: 0.342; 1984: 0.272; 1986: 0.451; 1988: 0.472; 1990: 0.639; 1993: 0.493; 1995: 0.6; 1996: 0.548; 2000: 1.015; 2009: 0.7678; 2010: 0.828; 2012: 1.1494; 2017: 1.1262 | 1.1262
| Bermuda | BMU | Physicians (per 1,000 people) | SH.MED.PHYS.ZS | 1995: 1.2; 1997: 1.766 | 1.766
| Bolivia | BOL | Physicians (per 1,000 people) | SH.MED.PHYS.ZS | 1960: 0.267; 1965: 0.311; 1970: 0.509; 1975: 0.49; 1981: 0.523; 1984: 0.697; 1990: 0.45; 1993: 0.426; 1995: 0.34; 1997: 1.299; 2001: 1.2157; 2007: 0.3358; 2010: 0.4442; 2011: 0.4734; 2016: 1.6111 | 1.6111
| Brazil | BRA | Physicians (per 1,000 people) | SH.MED.PHYS.ZS | 1960: 0.374; 1965: 0.4; 1970: 0.492; 1975: 0.624; 1981: 0.767; 1984: 0.927; 1985: 1.467; 1988: 1.185; 1990: 1.0839; 1991: 0.998; 1992: 1.1377; 1993: 1.1651; 1994: 1.1932; 1995: 1.2229; 1996: 1.2532; 1997: 1.2885; 1998: 1.273; 1999: 1.3699; 2000: 1.1304; 2001: 1.3852; 2002: 1.4133; 2003: 1.4696; 2004: 1.5807; 2005: 1.6592; 2006: 1.6931; 2007: 1.7225; 2008: 1.7714; 2009: 1.8077; 2010: 1.8039; 2011: 1.8382; 2013: 1.8693; 2017: 2.1502; 2018: 2.1499 | 2.1499
| Barbados | BRB | Physicians (per 1,000 people) | SH.MED.PHYS.ZS | 1960: 0.329; 1970: 0.523; 1984: 0.891; 1990: 1.14; 1993: 1.254; 1995: 1.3509; 1999: 1.21; 2000: 1.3529; 2001: 1.5515; 2005: 1.7847; 2010: 1.811; 2017: 2.4886 | 2.4886
| Brunei Darussalam | BRN | Physicians (per 1,000 people) | SH.MED.PHYS.ZS | 1960: 0.146; 1970: 0.3; 1980: 0.435; 1981: 0.487; 1984: 0.534; 1991: 0.746; 1996: 0.848; 2000: 1.0084; 2002: 1.1531; 2004: 1.2879; 2005: 1.0679; 2006: 1.0775; 2007: 1.0483; 2008: 1.4869; 2009: 1.1595; 2010: 1.4484; 2011: 1.5431; 2012: 1.4911; 2013: 1.617; 2014: 1.5035; 2015: 1.7701 | 1.7701
| Bhutan | BTN | Physicians (per 1,000 people) | SH.MED.PHYS.ZS | 1981: 0.125; 1982: 0.102; 1990: 0.333; 1994: 0.17; 1995: 0.16; 1999: 0.051; 2004: 0.1843; 2007: 0.2096; 2008: 0.2439; 2010: 0.023; 2012: 0.2576; 2013: 0.2654; 2014: 0.3142; 2015: 0.3188; 2016: 0.3748; 2017: 0.3715 | 0.3715
| Botswana | BWA | Physicians (per 1,000 people) | SH.MED.PHYS.ZS | 1960: 0.042; 1965: 0.036; 1970: 0.064; 1975: 0.133; 1980: 0.123; 1981: 0.134; 1983: 0.144; 1988: 0.2; 1989: 0.194; 1993: 0.194; 1994: 0.238; 1998: 0.254; 1999: 0.2983; 2000: 0.2887; 2001: 0.2906; 2002: 0.3011; 2003: 0.2915; 2004: 0.3909; 2005: 0.2511; 2006: 0.3137; 2007: 0.3704; 2008: 0.3679; 2009: 0.35; 2010: 0.4065; 2011: 0.3993; 2012: 0.392; 2016: 0.3688 | 0.3688
| Central African Republic | CAF | Physicians (per 1,000 people) | SH.MED.PHYS.ZS | 1960: 0.02; 1965: 0.03; 1970: 0.023; 1980: 0.043; 1981: 0.044; 1982: 0.043; 1989: 0.039; 1990: 0.038; 1993: 0.055; 1995: 0.035; 2004: 0.0816; 2008: 0.0398; 2009: 0.0465; 2015: 0.0629 | 0.0629
| Canada | CAN | Physicians (per 1,000 people) | SH.MED.PHYS.ZS |  | 1.1 | 1.2 | 1.3 | 1.3 | 1.3 | 1.3 | 1.3 | 1.3 | 1.4 | 1.4 | 1.5 | 1.6 | 1.6 | 1.6 | 1.7 | 1.7 | 1.7 | 1.8 | 1.8 | 1.8 | 1.8 | 1.9 | 1.9 | 1.9 | 2 | 2 | 2.1 | 2.1 | 2.1 | 2.1 | 2.1 | 2.1 | 2.2 | 2.1 | 2.1 | 2.1 | 2.1 | 1.8611 | 2.1 |  | 1.8871 | 1.8969 |  | 1.8971 |  | 1.9086 |  | 1.959 |  | 2.0384 |  | 2.3962 | 2.4509 | 2.4961 | 2.5388 | 2.5668 | 2.6102 |  |  | 2.6102
| Central Europe and the Baltics | CEB | Physicians (per 1,000 people) | SH.MED.PHYS.ZS | 1990: 2.4399; 2000: 2.6361; 2015: 2.8807 | 2.8807
| Switzerland | CHE | Physicians (per 1,000 people) | SH.MED.PHYS.ZS | 1.4 | 1.4 | 1.4 | 1.4 | 1.4 | 1.4 | 1.4 | 1.4 | 1.4 | 1.5 | 1.5 | 1.6 | 1.6 | 1.7 | 1.8 | 1.9 | 2 | 2.1 | 2.2 | 2.4 | 2.5 | 2.6 | 2.6 | 2.6 | 2.6 | 2.7 | 2.8 | 2.9 | 3 | 2.9 | 3 | 3 | 3 | 3.1 | 3.1 | 3.2 | 3.2 | 3.3 | 3.3 | 3.4 | 3.5 | 3.5 | 3.615 |  |  |  | 3.97 |  |  |  | 3.8053 | 3.8241 | 3.8987 | 4.0185 | 4.1053 | 4.1782 | 4.2363 |  |  |  | 4.2363
| Channel Islands | CHI | Physicians (per 1,000 people) | SH.MED.PHYS.ZS | 1960: 1.019; 1970: 1.2; 1980: 1.457; 1981: 1.522 | 1.522
| Chile | CHL | Physicians (per 1,000 people) | SH.MED.PHYS.ZS | 1960: 0.559; 1965: 0.473; 1970: 0.463; 1979: 0.516; 1984: 0.817; 1990: 1.1; 1991: 1.066; 1992: 0.9985; 1994: 1.103; 1995: 1.08; 1998: 1.153; 2002: 0.8956; 2003: 0.9496; 2004: 0.9867; 2005: 0.9825; 2006: 1.0427; 2007: 1.0389; 2008: 1.0418; 2009: 1.0328; 2016: 1.08 | 1.08
| China | CHN | Physicians (per 1,000 people) | SH.MED.PHYS.ZS | [5 empty] | 1.07 | 0.96 | 0.94 | 0.91 | 0.88 | 0.86 | 0.85 | 0.86 | 0.89 | 0.92 | 0.96 | 1 | 1.03 |  | 1.12 |  | 1.25 | 1.3 | 1.32 | 1.33 |  | 1.35 | 1.37 | 1.47 | 1.54 | 1.1056 | 1.55 | 1.55 | 1.55 | 1.58 | 1.1672 | 1.174 | 1.1892 | 1.1881 | 1.2177 | 1.2426 | 1.055 | 1.1208 | [6 empty] | 1.4015 | 1.4627 | 1.4733 | 1.5467 | 1.6438 | 1.6989 | 1.7855 |  |  |  |  | 1.7855
| Cote d'Ivoire | CIV | Physicians (per 1,000 people) | SH.MED.PHYS.ZS | 1960: 0.033; 1965: 0.048; 1970: 0.064; 1985: 0.071; 1990: 0.088; 1996: 0.09; 2004: 0.1156; 2005: 0.0926; 2008: 0.1408; 2010: 0.144; 2011: 0.1541; 2014: 0.2326 | 0.2326
| Cameroon | CMR | Physicians (per 1,000 people) | SH.MED.PHYS.ZS | 1960: 0.034; 1965: 0.037; 1970: 0.034; 1975: 0.072; 1979: 0.071; 1989: 0.084; 1990: 0.082; 1992: 0.084; 1993: 0.073; 1996: 0.074; 2004: 0.1842; 2005: 0.0602; 2007: 0.0717; 2009: 0.0693; 2010: 0.0857; 2011: 0.0898 | 0.0898
| Congo, Dem. Rep. | COD | Physicians (per 1,000 people) | SH.MED.PHYS.ZS | 1960: 0.015; 1965: 0.028; 1970: 0.035; 1975: 0.036; 1979: 0.073; 1987: 0.075; 1990: 0.066; 1996: 0.069; 2004: 0.107; 2009: 0.0934; 2013: 0.09 | 0.09
| Congo, Rep. | COG | Physicians (per 1,000 people) | SH.MED.PHYS.ZS | 1960: 0.06; 1965: 0.068; 1970: 0.101; 1978: 0.174; 1982: 0.119; 1985: 0.252; 1986: 0.252; 1990: 0.276; 1995: 0.251; 1998: 0.7069; 2004: 0.2097; 2006: 0.2035; 2007: 0.1008; 2010: 0.095; 2011: 0.1159 | 0.1159
| Colombia | COL | Physicians (per 1,000 people) | SH.MED.PHYS.ZS | 1960: 0.354; 1965: 0.377; 1970: 0.42; 1977: 0.478; 1990: 0.9799; 1991: 1.026; 1992: 1.0704; 1993: 1.1119; 1994: 1.1403; 1996: 1.1992; 1997: 1.233; 1998: 1.2677; 1999: 1.3003; 2002: 1.4135; 2005: 1.451; 2006: 1.4742; 2007: 1.4974; 2008: 1.5206; 2009: 1.5438; 2010: 1.5676; 2011: 1.6694; 2012: 1.74; 2013: 1.8064; 2014: 1.8214; 2015: 1.9379; 2016: 2.0036; 2017: 2.0835 | 2.0835
| Comoros | COM | Physicians (per 1,000 people) | SH.MED.PHYS.ZS | 1984: 0.084; 1988: 0.163; 1990: 0.113; 1992: 0.127; 1997: 0.074; 2004: 0.1926; 2005: 0.1897; 2009: 0.1901; 2012: 0.1699 | 0.1699
| Cabo Verde | CPV | Physicians (per 1,000 people) | SH.MED.PHYS.ZS | 1960: 0.077; 1970: 0.082; 1980: 0.176; 1983: 0.2; 1986: 0.329; 1988: 0.342; 1992: 0.234; 1996: 0.171; 2004: 0.493; 2009: 0.505; 2010: 0.5812; 2011: 0.5747; 2012: 0.5058; 2013: 0.5922; 2015: 0.7694 | 0.7694
| Costa Rica | CRI | Physicians (per 1,000 people) | SH.MED.PHYS.ZS | 1960: 0.391; 1965: 0.517; 1970: 0.614; 1979: 0.679; 1984: 0.99; 1987: 0.968; 1988: 0.881; 1990: 1.26; 1993: 0.883; 1994: 0.845; 1995: 0.854; 1996: 0.864; 1997: 0.872; 1998: 0.901; 1999: 1.719; 2000: 1.3257; 2013: 1.1497 | 1.1497
| Caribbean small states | CSS | Physicians (per 1,000 people) | SH.MED.PHYS.ZS | 1990: 0.61407; 2015: 1.5686 | 1.5686
| Cuba | CUB | Physicians (per 1,000 people) | SH.MED.PHYS.ZS | 1960: 0.946; 1965: 0.876; 1970: 0.822; 1981: 1.388; 1984: 1.886; 1988: 3; 1990: 3.6562; 1991: 3.9981; 1992: 4.3658; 1993: 4.729; 1994: 4.9827; 1995: 5.2114; 1996: 5.4857; 1997: 5.6859; 1998: 5.7377; 1999: 5.8383; 2000: 5.9186; 2001: 5.929; 2002: 5.9796; 2003: 6.0487; 2004: 6.1874; 2005: 6.2559; 2006: 6.3286; 2007: 6.4064; 2008: 6.5918; 2009: 6.6157; 2010: 6.7507; 2011: 6.9242; 2012: 7.2099; 2013: 7.3341; 2014: 7.4794; 2017: 8.19 | 8.19
| Curacao | CUW | Physicians (per 1,000 people) | SH.MED.PHYS.ZS | [60 empty] | No reported value
| Cayman Islands | CYM | Physicians (per 1,000 people) | SH.MED.PHYS.ZS | 1990: 1.7; 1995: 1.7; 1997: 1.939 | 1.939
| Cyprus | CYP | Physicians (per 1,000 people) | SH.MED.PHYS.ZS | 1981: 0.973; 1986: 1.393; 1987: 1.38; 1990: 1.564; 1995: 1.8787; 1996: 2.55; 1999: 2.119; 2007: 2.0147; 2008: 2.0507; 2009: 2.1064; 2010: 2.1562; 2011: 2.2484; 2012: 2.2958; 2013: 2.4076; 2014: 2.4993; 2016: 1.9511 | 1.9511
| Czech Republic | CZE | Physicians (per 1,000 people) | SH.MED.PHYS.ZS | [10 empty] | 1.8 | 1.9 | 1.9 | 1.9 | 2 | 2 | 2.1 | 2.1 | 2.1 | 2.2 | 2.3 | 2.3 | 2.4 | 2.5 | 2.5 | 2.6 | 2.6 | 2.6 | 2.7 | 2.7 | 2.7 | 2.7 | 2.7 | 2.9 | 2.9 | 3 | 3 | 3.1 | 3 | 3.1 | 3.4 | 3.4 | 3.5 | 3.513 |  |  | 3.58 | 3.61 | 3.625 |  | 3.5744 | 3.6117 | 3.6483 | 3.66 |  |  | 4.314 |  |  |  | 4.314
| Germany | DEU | Physicians (per 1,000 people) | SH.MED.PHYS.ZS | 1991: 2.8; 1992: 2.8; 1993: 2.9; 1994: 3; 1995: 3.1; 1996: 3.1; 1997: 3.1; 1998: 3.2; 1999: 3.2; 2000: 3.3; 2001: 3.3; 2002: 3.3; 2003: 3.369; 2006: 3.44; 2007: 3.483; 2008: 3.531; 2010: 3.7536; 2011: 3.8454; 2012: 3.9152; 2013: 4.0043; 2014: 4.0827; 2015: 4.1383; 2016: 4.2087 | 4.2087
| Djibouti | DJI | Physicians (per 1,000 people) | SH.MED.PHYS.ZS | 1960: 0.157; 1970: 0.284; 1981: 0.224; 1984: 0.238; 1990: 0.162; 1995: 0.191; 1996: 0.14; 1999: 0.1328; 2004: 0.1674; 2005: 0.1788; 2006: 0.2324; 2010: 0.229; 2014: 0.2203 | 0.2203
| Dominica | DMA | Physicians (per 1,000 people) | SH.MED.PHYS.ZS | 1960: 0.133; 1970: 0.161; 1984: 0.339; 1990: 0.46; 1991: 0.528; 1995: 0.47; 1996: 0.493; 1997: 0.5367; 2001: 1.7791; 2017: 1.0825 | 1.0825
| Denmark | DNK | Physicians (per 1,000 people) | SH.MED.PHYS.ZS | 1980: 1.8; 1981: 1.8; 1982: 2; 1983: 2.1; 1984: 2.3; 1985: 2.3; 1986: 2.3; 1987: 2.3; 1988: 2.4; 1989: 2.5; 1990: 2.5; 1991: 2.4; 1992: 2.6; 1993: 2.6; 1994: 2.8979; 1995: 2.9033; 1996: 2.6; 1997: 2.9159; 1998: 2.8; 2001: 3.658; 2002: 2.925; 2003: 2.9983; 2004: 3.0427; 2005: 3.2001; 2006: 3.163; 2007: 3.419; 2008: 3.3935; 2009: 3.4013; 2010: 3.5791; 2011: 3.6184; 2012: 3.6461; 2013: 3.6395; 2014: 3.644; 2015: 3.6743; 2016: 4.4567 | 4.4567
| Dominican Republic | DOM | Physicians (per 1,000 people) | SH.MED.PHYS.ZS | 1960: 0.121; 1965: 0.588; 1975: 0.435; 1984: 0.564; 1988: 1.074; 1990: 1.49; 1993: 1.054; 1995: 1.5; 1997: 2.156; 2000: 1.8301; 2008: 1.0777; 2011: 1.4943; 2017: 1.56 | 1.56
| Algeria | DZA | Physicians (per 1,000 people) | SH.MED.PHYS.ZS | 1960: 0.173; 1965: 0.116; 1970: 0.123; 1979: 0.38; 1984: 0.427; 1988: 0.429; 1990: 0.942; 1993: 0.821; 1995: 0.846; 1998: 1; 2002: 1.1054; 2005: 1.0199; 2007: 1.1912; 2010: 1.207; 2016: 1.83 | 1.83
| East Asia & Pacific (excluding high income) | EAP | Physicians (per 1,000 people) | SH.MED.PHYS.ZS | 1990: 0.85059; 2000: 1.0065; 2015: 1.4761 | 1.4761
| Early-demographic dividend | EAR | Physicians (per 1,000 people) | SH.MED.PHYS.ZS | 1990: 0.87326; 2000: 0.75437; 2015: 0.94011 | 0.94011
| East Asia & Pacific | EAS | Physicians (per 1,000 people) | SH.MED.PHYS.ZS | 1990: 0.92616; 2000: 1.0948; 2015: 1.5768 | 1.5768
| Europe & Central Asia (excluding high income) | ECA | Physicians (per 1,000 people) | SH.MED.PHYS.ZS | 1990: 3.3385; 2000: 3.1659; 2015: 3.0453 | 3.0453
| Europe & Central Asia | ECS | Physicians (per 1,000 people) | SH.MED.PHYS.ZS | 1990: 3.0138; 2000: 3.204; 2015: 3.3729 | 3.3729
| Ecuador | ECU | Physicians (per 1,000 people) | SH.MED.PHYS.ZS | 1960: 0.396; 1965: 0.335; 1970: 0.348; 1975: 0.351; 1977: 0.637; 1990: 0.9576; 1991: 1.1667; 1992: 1.2006; 1993: 1.1094; 1994: 1.2746; 1995: 1.2474; 1996: 1.3171; 1997: 1.3305; 1998: 1.3167; 1999: 1.3772; 2000: 1.4519; 2001: 1.5513; 2002: 1.5753; 2003: 1.5064; 2009: 1.6073; 2010: 2.1219; 2011: 1.6654; 2015: 2.0734; 2016: 2.05 | 2.05
| Egypt, Arab Rep. | EGY | Physicians (per 1,000 people) | SH.MED.PHYS.ZS | 1960: 0.391; 1965: 0.435; 1970: 0.527; 1975: 0.536; 1980: 1.065; 1981: 1.364; 1982: 1.365; 1986: 1.304; 1990: 0.76; 1994: 1.84; 1996: 2.02; 1997: 1.6; 2000: 2.118; 2003: 0.5202; 2005: 2.401; 2007: 2.604; 2009: 2.804; 2010: 2.83; 2014: 0.794; 2015: 0.81; 2016: 0.8107; 2017: 0.7902 | 0.7902
| Euro area | EMU | Physicians (per 1,000 people) | SH.MED.PHYS.ZS | 1990: 3.0348; 2000: 3.6856; 2015: 3.8478 | 3.8478
| Eritrea | ERI | Physicians (per 1,000 people) | SH.MED.PHYS.ZS | 1993: 0.019; 1996: 0.03; 2004: 0.0557 | 0.0557
| Spain | ESP | Physicians (per 1,000 people) | SH.MED.PHYS.ZS | 1990: 3.7836; 1991: 3.8907; 1992: 3.9503; 1993: 4.0186; 1994: 4.0762; 1995: 4.0774; 1996: 4.138; 1997: 4.1922; 1998: 4.2562; 1999: 4.3147; 2000: 4.3769; 2001: 4.3587; 2002: 4.4279; 2003: 4.4701; 2004: 4.4904; 2005: 4.5211; 2006: 4.5408; 2007: 4.5843; 2008: 4.6519; 2009: 4.7128; 2010: 3.7409; 2011: 3.8216; 2012: 3.8165; 2013: 3.8046; 2014: 3.7975; 2015: 3.8493; 2016: 4.0691 | 4.0691
| Estonia | EST | Physicians (per 1,000 people) | SH.MED.PHYS.ZS | 1980: 2.938; 1985: 3.35; 1986: 3.408; 1987: 3.484; 1988: 3.485; 1989: 3.49; 1990: 3.504; 1991: 3.536; 1992: 3.264; 1993: 3.207; 1994: 3.2; 1995: 3.191; 1996: 3.148; 1997: 3.114; 1998: 3.11; 1999: 3.206; 2000: 4.3728; 2001: 3.16; 2006: 3.33; 2008: 3.409; 2010: 3.2422; 2011: 3.2912; 2012: 3.278; 2013: 3.3255; 2014: 3.3101; 2015: 3.4152; 2016: 3.4651 | 3.4651
| Ethiopia | ETH | Physicians (per 1,000 people) | SH.MED.PHYS.ZS | 1960: 0.009; 1965: 0.014; 1970: 0.012; 1975: 0.012; 1980: 0.011; 1981: 0.011; 1984: 0.013; 1988: 0.031; 1994: 0.029; 1996: 0.025; 1997: 0.023; 1998: 0.021; 1999: 0.02; 2000: 0.021; 2001: 0.028; 2002: 0.029; 2003: 0.0267; 2004: 0.0267; 2005: 0.032; 2006: 0.0268; 2007: 0.0223; 2008: 0.0251; 2009: 0.0252; 2010: 0.022; 2017: 0.1 | 0.1
| European Union | EUU | Physicians (per 1,000 people) | SH.MED.PHYS.ZS | 1990: 2.6607; 2000: 3.1704; 2015: 3.5742 | 3.5742
| Fragile and conflict affected situations | FCS | Physicians (per 1,000 people) | SH.MED.PHYS.ZS | 1990: 0.19575; 2000: 0.35427; 2015: 0.39974 | 0.39974
| Finland | FIN | Physicians (per 1,000 people) | SH.MED.PHYS.ZS | 1990: 2; 1991: 2; 1992: 2.1; 1993: 2.1; 1994: 2.2; 1995: 2.2; 1996: 2.3; 1997: 2.4; 1998: 2.4; 1999: 2.5; 2000: 2.6; 2001: 2.6; 2002: 3.1546; 2003: 2.6; 2006: 3.3; 2007: 3.319; 2008: 2.735; 2009: 2.8795; 2010: 2.9874; 2011: 2.9856; 2012: 3.0693; 2013: 3.1483; 2014: 3.2073; 2016: 3.808 | 3.808
| Fiji | FJI | Physicians (per 1,000 people) | SH.MED.PHYS.ZS | 1960: 0.495; 1970: 0.471; 1975: 0.476; 1980: 0.448; 1982: 0.494; 1989: 0.358; 1992: 0.472; 1994: 0.376; 1997: 0.476; 1998: 0.357; 1999: 0.336; 2003: 0.4653; 2008: 0.3996; 2009: 0.4366; 2010: 0.426; 2013: 0.8025; 2015: 0.8374 | 0.8374
| France | FRA | Physicians (per 1,000 people) | SH.MED.PHYS.ZS | 1970: 1.2; 1971: 1.3; 1972: 1.3; 1973: 1.4; 1974: 1.4; 1975: 1.5; 1976: 1.5; 1977: 1.6; 1978: 1.7; 1979: 1.8; 1980: 1.9; 1981: 2; 1982: 2.1; 1983: 2.1; 1984: 2.5; 1985: 2.7; 1986: 2.8; 1987: 2.8; 1988: 2.9; 1989: 3; 1990: 3.1; 1991: 3.0662; 1996: 3.2222; 2007: 3.6746; 2011: 3.1561; 2012: 3.1711; 2013: 3.1835; 2014: 3.2117; 2015: 3.2237; 2016: 3.2349 | 3.2349
| Faroe Islands | FRO | Physicians (per 1,000 people) | SH.MED.PHYS.ZS | [60 empty] | No reported value
| Micronesia, Fed. Sts. | FSM | Physicians (per 1,000 people) | SH.MED.PHYS.ZS | 1993: 0.451; 1999: 0.573; 2000: 0.5959; 2003: 0.5618; 2005: 0.5838; 2008: 0.6124; 2009: 0.1923; 2010: 0.177 | 0.177
| Gabon | GAB | Physicians (per 1,000 people) | SH.MED.PHYS.ZS | 1960: 0.117; 1970: 0.191; 1981: 0.457; 1983: 0.433; 1985: 0.518; 1988: 0.246; 1989: 0.494; 1991: 0.1932; 1993: 0.2181; 1994: 0.2616; 1995: 0.2956; 2004: 0.2895; 2016: 0.3611 | 0.3611
| United Kingdom | GBR | Physicians (per 1,000 people) | SH.MED.PHYS.ZS | 0.8 | 0.9 | 0.9 | 0.9 | 0.9 | 0.9 | 0.9 | 0.9 | 0.9 | 0.9 | 0.9 | 1 | 1 | 1.1 | 1.1 | 1.1 | 1.2 | 1.2 | 1.2 | 1.3 | 1.3 | 1.3 | 1.3 | 1.4 | 1.4 | 1.4 | 1.4 | 1.5 | 1.5 | 1.5 | 1.6 | 1.6 | 1.6 | 1.7 | 1.7 | 1.7 | 1.8 | 2.2905 | 1.9 | 1.9 | 1.9 | 2 | 2.3 | 2.2 | [6 empty] | 2.6724 | 2.7176 | 2.7279 | 2.7485 | 2.7769 | 2.778 | 2.7959 | 2.8058 |  |  | 2.8058
| Georgia | GEO | Physicians (per 1,000 people) | SH.MED.PHYS.ZS | [10 empty] | 3.2 | 3.3 | 3.32 | 3.4 | 3.475 | 3.63 | 3.72 | 3.81 | 3.95 | 4 | 4.123 | 4.212 | 4.319 | 4.333 | 4.471 | 4.611 | 4.699 | 4.808 | 4.868 | 4.971 | 4.926 | 4.898 | 4.726 | 5.003 | 4.899 | 4.792 | 4.457 | 5.192 | 5.042 | 3.768 | 4.731 | 4.295 | 3.907 | 4.089 |  |  | 4.65 | 4.538 | 4.6661 | 4.8065 | 4.3073 | 4.4029 | 4.4392 | 4.5177 | 4.8267 | 5.0976 |  |  |  |  | 5.0976
| Ghana | GHA | Physicians (per 1,000 people) | SH.MED.PHYS.ZS | 1960: 0.047; 1965: 0.073; 1970: 0.078; 1975: 0.078; 1984: 0.067; 1987: 0.049; 1989: 0.043; 1996: 0.062; 2002: 0.09; 2004: 0.1544; 2007: 0.0733; 2008: 0.111; 2009: 0.085; 2010: 0.0949; 2013: 0.1686; 2016: 0.1283; 2017: 0.18 | 0.18
| Gibraltar | GIB | Physicians (per 1,000 people) | SH.MED.PHYS.ZS | [60 empty] | No reported value
| Guinea | GIN | Physicians (per 1,000 people) | SH.MED.PHYS.ZS | 1960: 0.036; 1965: 0.022; 1970: 0.02; 1981: 0.022; 1982: 0.022; 1985: 0.026; 1990: 0.134; 1994: 0.152; 1995: 0.13; 2000: 0.0867; 2004: 0.104; 2005: 0.0971; 2010: 0.1; 2016: 0.0788 | 0.0788
| Gambia, The | GMB | Physicians (per 1,000 people) | SH.MED.PHYS.ZS | 1960: 0.043; 1970: 0.041; 1975: 0.04; 1985: 0.081; 1993: 0.016; 1997: 0.035; 2003: 0.1152; 2004: 0.1187; 2005: 0.1149; 2006: 0.1174; 2007: 0.1033; 2008: 0.1102; 2010: 0.038; 2015: 0.1077 | 0.1077
| Guinea-Bissau | GNB | Physicians (per 1,000 people) | SH.MED.PHYS.ZS | 1960: 0.045; 1970: 0.052; 1980: 0.141; 1985: 0.144; 1994: 0.177; 1996: 0.166; 2004: 0.1392; 2008: 0.0527; 2009: 0.0817; 2010: 0.045; 2011: 0.0626; 2015: 0.2 | 0.2
| Equatorial Guinea | GNQ | Physicians (per 1,000 people) | SH.MED.PHYS.ZS | 1960: 0.167; 1970: 0.086; 1990: 0.281; 1995: 0.208; 1996: 0.246; 2004: 0.2111; 2017: 0.4 | 0.4
| Greece | GRC | Physicians (per 1,000 people) | SH.MED.PHYS.ZS | 1.3 | 1.2 | 1.3 | 1.3 | 1.4 | 1.4 | 1.4 | 1.5 | 1.5 | 1.6 | 1.6 | 1.7 | 1.7 | 1.9 | 2 | 2 | 2.1 | 2.2 | 2.3 | 2.3 | 2.4 | 2.5 | 2.6 | 2.8 | 2.9 | 2.9 | 3.1 | 3.3 | 3.2 | 3.3 | 3.4 | 3.6 | 3.7 | 3.8 | 3.8 | 3.9 | 3.9 | 4 | 4.1 | 4.2 | 4.3 | 4.38 |  |  |  | 5 | 5.35 |  | 6.043 |  | 6.0515 | 6.0786 | 6.0831 | 6.0846 | 6.1082 |  | 4.592 |  |  |  | 4.592
| Grenada | GRD | Physicians (per 1,000 people) | SH.MED.PHYS.ZS | 1960: 0.222; 1970: 0.346; 1984: 0.49; 1988: 0.553; 1990: 0.5; 1993: 0.578; 1995: 0.65; 1997: 0.4055; 1999: 0.5819; 2000: 0.5709; 2001: 0.5697; 2002: 0.5681; 2003: 0.5664; 2006: 0.668; 2017: 1.4471 | 1.4471
| Greenland | GRL | Physicians (per 1,000 people) | SH.MED.PHYS.ZS | 1960: 1.169; 1970: 0.905; 1980: 1.135 | 1.135
| Guatemala | GTM | Physicians (per 1,000 people) | SH.MED.PHYS.ZS | 1960: 0.184; 1965: 0.271; 1970: 0.274; 1984: 0.47; 1988: 0.26; 1990: 0.78; 1993: 0.25; 1995: 1.1; 1997: 0.933; 1999: 0.8751; 2009: 0.9039; 2018: 0.355 | 0.355
| Guam | GUM | Physicians (per 1,000 people) | SH.MED.PHYS.ZS | 1986: 1.187; 1999: 1.084 | 1.084
| Guyana | GUY | Physicians (per 1,000 people) | SH.MED.PHYS.ZS | 1960: 0.255; 1970: 0.235; 1975: 0.249; 1984: 0.165; 1985: 0.168; 1990: 0.17; 1993: 0.112; 1995: 0.33; 1997: 0.181; 2000: 0.4859; 2009: 0.2159; 2010: 0.6898; 2018: 0.799 | 0.799
| High income | HIC | Physicians (per 1,000 people) | SH.MED.PHYS.ZS | 1990: 2.1118; 2000: 2.6253; 2015: 3.0035 | 3.0035
| Hong Kong SAR, China | HKG | Physicians (per 1,000 people) | SH.MED.PHYS.ZS | 1960: 0.327; 1965: 0.396; 1970: 0.663; 1975: 0.672; 1980: 0.826; 1986: 0.932; 1993: 1.204; 1994: 1.271; 1995: 1.319 | 1.319
| Honduras | HND | Physicians (per 1,000 people) | SH.MED.PHYS.ZS | 1960: 0.081; 1965: 0.19; 1970: 0.269; 1975: 0.269; 1979: 0.331; 1981: 0.332; 1984: 0.691; 1988: 0.829; 1990: 0.7; 1991: 0.411; 1995: 0.65; 1997: 0.832; 2000: 0.5634; 2005: 0.3635; 2013: 0.9999; 2016: 0.6086; 2017: 0.3144 | 0.3144
| Heavily indebted poor countries (HIPC) | HPC | Physicians (per 1,000 people) | SH.MED.PHYS.ZS | 1990: 0.08758; 2000: 0.11373; 2015: 0.15767 | 0.15767
| Croatia | HRV | Physicians (per 1,000 people) | SH.MED.PHYS.ZS | 1980: 1.673; 1981: 1.738; 1982: 1.808; 1983: 1.858; 1984: 1.88; 1985: 1.944; 1990: 2.1255; 1991: 1.9544; 1992: 1.9958; 1993: 1.9755; 1994: 1.9619; 1995: 1.9689; 1996: 2.0597; 1997: 2.0552; 1998: 1.9146; 1999: 1.8055; 2000: 2.383; 2001: 2.374; 2002: 2.4; 2003: 2.444; 2004: 2.4; 2005: 2.5; 2006: 2.47; 2007: 2.59; 2008: 2.661; 2010: 2.8428; 2011: 2.8956; 2012: 2.9727; 2013: 3.017; 2014: 3.1244; 2016: 2.9962 | 2.9962
| Haiti | HTI | Physicians (per 1,000 people) | SH.MED.PHYS.ZS | 1960: 0.105; 1965: 0.07; 1970: 0.08; 1975: 0.081; 1981: 0.11; 1984: 0.141; 1985: 0.137; 1988: 0.143; 1990: 0.08; 1992: 0.084; 1993: 0.092; 1995: 0.16; 1998: 0.236; 2011: 0.1372; 2018: 0.2345 | 0.2345
| Hungary | HUN | Physicians (per 1,000 people) | SH.MED.PHYS.ZS | 1.5 | 1.6 | 1.7 | 1.7 | 1.8 | 1.9 | 1.9 | 2 | 1.9 | 2 | 2 | 2.1 | 2.1 | 2.2 | 2.2 | 2.2 | 2.3 | 2.3 | 2.4 | 2.5 | 2.3 | 2.3 | 2.4 | 2.4 | 2.5 | 2.5 | 2.6 | 2.7 | 2.7 | 2.7 | 3.1687 | 3.2671 | 3.3348 | 3.291 | 3.3425 | 3.3463 | 3.3897 | 3.4414 | 3.5158 | 3.5499 |  |  | 3.6679 | 3.7706 | 3.8435 | 3.2284 | 3.5076 | 3.2125 | 3.612 | 3.5341 | 2.8894 | 2.9803 | 3.1046 | 3.2259 | 3.3415 | 3.1159 | 3.2312 |  |  |  | 3.2312
| IBRD only | IBD | Physicians (per 1,000 people) | SH.MED.PHYS.ZS | 1990: 1.2362; 2000: 1.1763; 2015: 1.4561 | 1.4561
| IDA & IBRD total | IBT | Physicians (per 1,000 people) | SH.MED.PHYS.ZS | 1990: 1.0698; 2000: 1.0228; 2015: 1.2057 | 1.2057
| IDA total | IDA | Physicians (per 1,000 people) | SH.MED.PHYS.ZS | 1990: 0.31976; 2000: 0.38087; 2015: 0.44473 | 0.44473
| IDA blend | IDB | Physicians (per 1,000 people) | SH.MED.PHYS.ZS | 1990: 0.56783; 2000: 0.64606; 2015: 0.71994 | 0.71994
| Indonesia | IDN | Physicians (per 1,000 people) | SH.MED.PHYS.ZS | 1960: 0.021; 1965: 0.032; 1970: 0.037; 1975: 0.037; 1979: 0.085; 1981: 0.08; 1983: 0.106; 1989: 0.142; 1990: 0.144; 1991: 0.148; 1993: 0.058; 1994: 0.16; 2000: 0.162; 2003: 0.1338; 2006: 0.13; 2007: 0.288; 2009: 0.1443; 2010: 0.1391; 2012: 0.3075; 2013: 0.3118; 2015: 0.274; 2017: 0.3777 | 0.3777
| IDA only | IDX | Physicians (per 1,000 people) | SH.MED.PHYS.ZS | 1990: 0.17444; 2000: 0.22184; 2015: 0.30156 | 0.30156
| Isle of Man | IMN | Physicians (per 1,000 people) | SH.MED.PHYS.ZS | 1960: 0.248; 1965: 0.26; 1970: 0.308; 1981: 0.684; 1986: 0.787; 1990: 0.577; 2010: 1.449 | 1.449
| India | IND | Physicians (per 1,000 people) | SH.MED.PHYS.ZS | 1960: 0.21; 1965: 0.205; 1970: 0.205; 1975: 0.204; 1980: 0.371; 1981: 0.27; 1984: 0.396; 1988: 0.407; 1991: 1.2252; 1992: 0.48; 1993: 0.407; 1998: 0.513; 2000: 0.5276; 2001: 0.5386; 2002: 0.557; 2003: 0.5644; 2004: 0.5735; 2005: 0.5776; 2006: 0.5869; 2007: 0.6002; 2008: 0.6154; 2009: 0.6237; 2010: 0.6634; 2011: 0.7394; 2012: 0.6997; 2013: 0.7182; 2014: 0.7256; 2016: 0.7592; 2017: 0.7776 | 0.7776
| Not classified | INX | Physicians (per 1,000 people) | SH.MED.PHYS.ZS | [60 empty] | No reported value
| Ireland | IRL | Physicians (per 1,000 people) | SH.MED.PHYS.ZS | 1992: 2; 1993: 2; 1994: 2; 1995: 2.1; 1996: 2.1; 1997: 2.1; 1998: 2.2; 1999: 2.3; 2000: 2.2; 2001: 2.4; 2002: 2.4; 2003: 2.6; 2004: 2.786; 2006: 2.347; 2007: 3.08; 2008: 3.187; 2011: 2.6198; 2012: 2.6613; 2013: 2.6414; 2014: 2.7702; 2015: 2.7819; 2016: 2.9536; 2017: 3.0861 | 3.0861
| Iran, Islamic Rep. | IRN | Physicians (per 1,000 people) | SH.MED.PHYS.ZS | 1960: 0.244; 1965: 0.257; 1970: 0.306; 1981: 0.338; 1986: 0.347; 1987: 0.376; 1988: 0.318; 1993: 0.318; 1996: 0.85; 1998: 1.049; 2004: 0.8732; 2005: 0.8786; 2006: 0.531; 2010: 0.89; 2014: 1.4862; 2015: 1.14 | 1.14
| Iraq | IRQ | Physicians (per 1,000 people) | SH.MED.PHYS.ZS | 1960: 0.195; 1965: 0.2; 1970: 0.309; 1980: 0.563; 1981: 0.568; 1986: 0.596; 1987: 0.576; 1990: 0.603; 1993: 0.603; 1998: 0.55; 2001: 0.543; 2004: 0.658; 2005: 0.66; 2007: 0.528; 2010: 0.6416; 2014: 0.8607; 2016: 0.84; 2017: 0.8217 | 0.8217
| Iceland | ISL | Physicians (per 1,000 people) | SH.MED.PHYS.ZS | 1.2 | 1.2 | 1.2 | 1.2 | 1.2 | 1.2 | 1.2 | 1.2 | 1.3 | 1.3 | 1.4 | 1.5 | 1.6 | 1.6 | 1.7 | 1.8 | 1.9 | 1.9 | 2 | 2 | 2.1 | 2.2 | 2.3 | 2.3 | 2.4 | 2.6 | 2.6 | 2.7 | 2.7 | 2.8 | 2.8 | 2.8 | 3 | 3 | 3 | 3 | 3.1 | 3.3 | 3.3 | 3.4 | 3.4522 | 3.4995 | 3.6067 | 3.6354 | 3.6276 | 3.6271 | 3.647 | 3.6927 | 3.7247 | 3.6919 | 3.5654 | 3.457 | 3.5084 | 3.5719 | 3.6317 | 3.7826 | 3.8857 | 3.9701 |  |  | 3.9701
| Israel | ISR | Physicians (per 1,000 people) | SH.MED.PHYS.ZS | 2.472 |  |  |  |  | 2.5 |  |  |  |  | 2.881 | 2.974 | 3.156 | 3.304 | [5 empty] | 2.694 | 3.094 | 3.167 | 3.214 | 3.323 | 3.353 | 3.215 | 3.2 | 3.207 | 3.21 | 3.195 | 3.207 | 3.303 | 3.657 | 3.696 | 3.731 | 4.8555 | 3.766 | 3.793 | 3.775 | 3.915 | 3.766 | 3.91 |  | 3.82 |  |  | 3.67 | 3.633 |  |  | 3.4114 | 3.3427 | 3.3423 | 3.5375 | 3.0844 | 3.1906 | 3.2176 |  |  |  | 3.2176
| Italy | ITA | Physicians (per 1,000 people) | SH.MED.PHYS.ZS | 1993: 3.8; 1994: 3.7; 1995: 3.9; 1996: 4.1; 1997: 4; 1998: 4.1; 1999: 4.2; 2000: 4.2; 2001: 4.4; 2002: 4.4; 2003: 4.1; 2004: 4.203; 2006: 3.7; 2008: 4.242; 2009: 3.802; 2012: 3.8608; 2013: 3.9371; 2014: 3.9588; 2015: 3.9174; 2016: 4.0323; 2017: 4.0931 | 4.0931
| Jamaica | JAM | Physicians (per 1,000 people) | SH.MED.PHYS.ZS | 1960: 0.386; 1965: 0.502; 1970: 0.38; 1979: 0.361; 1981: 0.359; 1984: 0.489; 1990: 0.57; 1993: 0.472; 1995: 0.57; 1996: 1.401; 1997: 1.401; 2003: 0.8306; 2008: 0.3953; 2012: 0.3541; 2013: 0.4688; 2014: 0.3815; 2015: 0.4175; 2016: 0.4588; 2017: 1.3199 | 1.3199
| Jordan | JOR | Physicians (per 1,000 people) | SH.MED.PHYS.ZS | 1960: 0.346; 1965: 0.37; 1970: 0.404; 1975: 0.378; 1980: 0.786; 1981: 1.114; 1982: 1.128; 1984: 1.159; 1991: 1.348; 1994: 1.625; 1997: 1.66; 1998: 0.9921; 1999: 1.9314; 2000: 1.8763; 2001: 2.0462; 2002: 2.2156; 2003: 2.293; 2004: 2.059; 2005: 2.2591; 2006: 2.3132; 2007: 2.4671; 2008: 2.246; 2009: 2.1513; 2010: 2.2572; 2013: 2.2223; 2014: 2.2312; 2015: 2.8407; 2016: 1.4099; 2017: 2.3436 | 2.3436
| Japan | JPN | Physicians (per 1,000 people) | SH.MED.PHYS.ZS | 1 | 1 | 1 | 1 | 1 | 1 | 1 | 1 | 1 | 1.1 | 1.1 | 1.1 | 1.1 | 1.1 | 1.1 | 1.1 | 1.1 | 1.2 | 1.2 | 1.2 |  | 1.3 |  |  |  | 1.5 |  |  |  |  | 1.701 |  | 1.7528 |  | 1.8286 |  | 1.9021 |  | 1.9556 |  | 2.0057 |  | 2.0538 |  | 2.1088 |  | 2.164 |  | 2.2302 |  | 2.247 |  | 2.274 |  | 2.3414 |  | 2.4118 |  |  |  | 2.4118
| Kazakhstan | KAZ | Physicians (per 1,000 people) | SH.MED.PHYS.ZS | 1980: 3.036; 1981: 3.154; 1982: 3.253; 1983: 3.396; 1984: 3.531; 1985: 3.629; 1986: 3.724; 1987: 3.791; 1988: 3.872; 1989: 3.962; 1990: 3.976; 1991: 3.839; 1992: 3.908; 1993: 3.766; 1994: 3.604; 1995: 3.635; 1996: 3.639; 1997: 3.301; 1998: 3.528; 1999: 3.201; 2000: 3.292; 2001: 3.302; 2002: 3.612; 2003: 3.539; 2004: 3.6; 2005: 3.7; 2006: 3.88; 2007: 3.877; 2008: 3.7; 2009: 3.687; 2010: 3.4867; 2011: 3.5279; 2012: 3.4684; 2013: 3.4795; 2014: 3.2522 | 3.2522
| Kenya | KEN | Physicians (per 1,000 people) | SH.MED.PHYS.ZS | 1960: 0.092; 1965: 0.075; 1970: 0.125; 1975: 0.127; 1981: 0.099; 1982: 0.12; 1985: 0.154; 1990: 0.045; 1993: 0.138; 1995: 0.132; 2002: 0.1357; 2008: 0.1692; 2009: 0.1714; 2010: 0.1724; 2011: 0.1777; 2012: 0.1854; 2013: 0.1937; 2014: 0.1988 | 0.1988
| Kyrgyz Republic | KGZ | Physicians (per 1,000 people) | SH.MED.PHYS.ZS | 1980: 2.602; 1981: 3.088; 1982: 2.769; 1983: 3.061; 1984: 2.928; 1985: 3.039; 1986: 3.147; 1987: 3.25; 1988: 3.323; 1989: 3.369; 1990: 3.374; 1991: 3.412; 1992: 3.349; 1993: 3.118; 1994: 3.096; 1995: 3.208; 1996: 3.293; 1997: 3.058; 1998: 3.01; 1999: 2.875; 2000: 2.823; 2001: 2.679; 2002: 2.6; 2003: 2.6; 2004: 2.5; 2006: 2.39; 2007: 2.301; 2008: 2.4822; 2009: 2.4594; 2010: 1.8953; 2011: 1.927; 2012: 1.9124; 2013: 1.9068; 2014: 1.876 | 1.876
| Cambodia | KHM | Physicians (per 1,000 people) | SH.MED.PHYS.ZS | 1960: 0.028; 1965: 0.045; 1970: 0.062; 1983: 0.058; 1992: 0.107; 1993: 0.104; 1994: 0.105; 1996: 0.1136; 1998: 0.1475; 1999: 0.296; 2000: 0.1684; 2008: 0.2444; 2009: 0.2378; 2010: 0.2302; 2011: 0.2264; 2012: 0.1651; 2013: 0.4759; 2014: 0.1682 | 0.1682
| Kiribati | KIR | Physicians (per 1,000 people) | SH.MED.PHYS.ZS | 1960: 0.541; 1970: 0.613; 1980: 0.516; 1986: 0.497; 1990: 0.193; 1991: 0.176; 1992: 0.186; 1993: 0.13; 2008: 0.2541; 2009: 0.327; 2010: 0.3996; 2011: 0.1433; 2013: 0.2028 | 0.2028
| St. Kitts and Nevis | KNA | Physicians (per 1,000 people) | SH.MED.PHYS.ZS | 1960: 0.235; 1970: 0.312; 1980: 0.36; 1984: 0.458; 1990: 0.6863; 1991: 0.6829; 1992: 0.7488; 1993: 0.7656; 1994: 0.9198; 1995: 1.0723; 1996: 1.106; 1997: 1.0959; 1998: 1.0384; 1999: 1.0268; 2000: 1.095; 2001: 1.0652; 2015: 2.523 | 2.523
| Korea, Rep. | KOR | Physicians (per 1,000 people) | SH.MED.PHYS.ZS | [21 empty] | 0.5 | 0.5 | 0.5 | 0.6 | 0.6 | 0.6 | 0.7 | 0.7 | 0.8 | 0.8 | 0.9 | 1 | 1 | 1.1 | 1.1 | 1.2 | 1.2 | 1.3 | 1.3 | 1.3 | 1.4 | 1.5 | 1.573 | 1.6907 | 1.7527 | 1.8041 | 1.8645 | 1.9319 | 1.9934 | 1.9836 | 2.0378 | 2.0843 | 2.1708 | 2.2168 | 2.2596 | 2.3124 | 2.3661 |  |  | 2.3661
| Kuwait | KWT | Physicians (per 1,000 people) | SH.MED.PHYS.ZS | 1960: 0.871; 1965: 1.263; 1970: 0.954; 1980: 1.698; 1981: 1.412; 1982: 1.62; 1986: 1.566; 1990: 0.183; 1995: 1.783; 1997: 1.89; 2003: 1.9; 2004: 1.5; 2005: 1.8; 2006: 1.4521; 2007: 1.8818; 2008: 1.8833; 2009: 1.8944; 2010: 2.4245; 2011: 2.4383; 2012: 2.4323; 2013: 2.4825; 2014: 2.588; 2015: 2.5789 | 2.5789
| Latin America & Caribbean (excluding high income) | LAC | Physicians (per 1,000 people) | SH.MED.PHYS.ZS | 1990: 1.2193; 2000: 1.611; 2015: 2.1902 | 2.1902
| Lao PDR | LAO | Physicians (per 1,000 people) | SH.MED.PHYS.ZS | 1960: 0.02; 1965: 0.041; 1970: 0.066; 1976: 0.051; 1985: 0.729; 1990: 0.234; 1995: 0.3413; 1996: 0.586; 2000: 0.2847; 2004: 0.3531; 2005: 0.2805; 2009: 0.1968; 2010: 0.8306; 2012: 0.1808; 2013: 0.4525; 2014: 0.4997 | 0.4997
| Lebanon | LBN | Physicians (per 1,000 people) | SH.MED.PHYS.ZS | 1960: 0.778; 1965: 0.938; 1970: 0.726; 1979: 1.693; 1981: 1.714; 1983: 1.255; 1989: 1.862; 1991: 1.326; 1993: 1.862; 1997: 2.1; 2001: 3.4242; 2006: 2.8984; 2007: 2.7373; 2010: 2.6707; 2011: 2.9705; 2013: 2.52; 2014: 2.3168; 2015: 2.3478; 2016: 2.2485; 2017: 2.271 | 2.271
| Liberia | LBR | Physicians (per 1,000 people) | SH.MED.PHYS.ZS | 1960: 0.077; 1965: 0.08; 1970: 0.079; 1975: 0.08; 1981: 0.106; 1983: 0.107; 1997: 0.023; 2004: 0.0324; 2008: 0.0139; 2010: 0.0228; 2015: 0.0373 | 0.0373
| Libya | LBY | Physicians (per 1,000 people) | SH.MED.PHYS.ZS | 1960: 0.152; 1965: 0.259; 1970: 0.368; 1980: 1.333; 1981: 1.633; 1982: 1.562; 1983: 1.44; 1990: 1.071; 1993: 1.441; 1997: 1.245; 2004: 1.2393; 2008: 1.8442; 2009: 1.9619; 2010: 1.9; 2014: 2.1107; 2015: 1.95; 2017: 2.1581 | 2.1581
| St. Lucia | LCA | Physicians (per 1,000 people) | SH.MED.PHYS.ZS | 1960: 0.139; 1970: 0.187; 1984: 0.285; 1990: 0.35; 1991: 0.393; 1993: 0.544; 1995: 0.56; 1997: 0.473; 2001: 0.819; 2002: 0.438; 2003: 0.4658; 2004: 0.4192; 2005: 0.507; 2007: 0.1853; 2008: 0.1596; 2009: 0.1053 | 0.1053
| Latin America & Caribbean | LCN | Physicians (per 1,000 people) | SH.MED.PHYS.ZS | 1990: 1.2312; 2000: 1.6005; 2015: 2.1699 | 2.1699
| Least developed countries: UN classification | LDC | Physicians (per 1,000 people) | SH.MED.PHYS.ZS | 1990: 0.087339; 2000: 0.13877; 2015: 0.25852 | 0.25852
| Low income | LIC | Physicians (per 1,000 people) | SH.MED.PHYS.ZS | 1990: 0.13765; 2000: 0.17238; 2015: 0.32491 | 0.32491
| Liechtenstein | LIE | Physicians (per 1,000 people) | SH.MED.PHYS.ZS | [60 empty] | No reported value
| Sri Lanka | LKA | Physicians (per 1,000 people) | SH.MED.PHYS.ZS | 1960: 0.223; 1965: 0.172; 1970: 0.169; 1975: 0.169; 1981: 0.134; 1982: 0.134; 1985: 0.181; 1989: 0.146; 1991: 0.1391; 1992: 0.1654; 1993: 0.2071; 1994: 0.1848; 1995: 0.2218; 1996: 0.2785; 1997: 0.3046; 1998: 0.3461; 1999: 0.3746; 2000: 0.424; 2001: 0.4433; 2004: 0.5409; 2005: 0.5223; 2006: 0.5226; 2007: 0.5564; 2008: 0.6256; 2009: 0.6843; 2010: 0.7262; 2013: 1.0869; 2015: 0.9746; 2016: 1.0578; 2017: 0.958 | 0.958
| Lower middle income | LMC | Physicians (per 1,000 people) | SH.MED.PHYS.ZS | 1990: 0.87595; 2000: 0.61547; 2015: 0.74709 | 0.74709
| Low & middle income | LMY | Physicians (per 1,000 people) | SH.MED.PHYS.ZS | 1990: 1.0638; 2000: 1.0217; 2015: 1.2179 | 1.2179
| Lesotho | LSO | Physicians (per 1,000 people) | SH.MED.PHYS.ZS | 1960: 0.042; 1965: 0.048; 1970: 0.032; 1975: 0.032; 1985: 0.071; 1990: 0.043; 1993: 0.05; 1995: 0.054; 2003: 0.0464; 2010: 0.0676 | 0.0676
| Late-demographic dividend | LTE | Physicians (per 1,000 people) | SH.MED.PHYS.ZS | 1990: 1.3671; 2000: 1.4538; 2015: 1.9457 | 1.9457
| Lithuania | LTU | Physicians (per 1,000 people) | SH.MED.PHYS.ZS | 1985: 3.72; 1986: 3.816; 1987: 3.885; 1988: 3.941; 1989: 3.977; 1990: 4.027; 1991: 3.905; 1992: 3.928; 1993: 3.978; 1994: 4.091; 1995: 4.0636; 1996: 4.0966; 1997: 4.1222; 1998: 4.113; 1999: 4.1307; 2000: 4.01; 2001: 4.027; 2006: 3.95; 2007: 4.034; 2008: 3.664; 2010: 3.9138; 2011: 4.0284; 2012: 4.1497; 2013: 4.2205; 2014: 4.2646; 2015: 4.2993; 2016: 4.337 | 4.337
| Luxembourg | LUX | Physicians (per 1,000 people) | SH.MED.PHYS.ZS | 1 | 1 | 1 | 1 | 1 | 1 | 1 | 1 | 1.1 | 1.1 | 1.1 | 1.2 | 1.2 | 1.2 | 1.2 | 1.3 | 1.3 | 1.3 | 1.5 | 1.6 | 1.7 | 1.5 | 1.7 | 1.7 | 1.7 | 1.8 | 1.9 | 1.8 | 1.9 | 2 | 2 | 2 | 2.1 | 2.1 | 2.2 | 2.2 | 2.3 | 2.4 | 2.4 | 2.5 | 2.5 | 2.5 | 2.6 | 2.7 | 2.73 | 2.852 |  | 2.862 |  |  | 2.7643 | 2.7486 | 2.7761 | 2.7997 | 2.8564 | 2.9222 | 2.9234 | 3.0266 |  |  | 3.0266
| Latvia | LVA | Physicians (per 1,000 people) | SH.MED.PHYS.ZS | 1980: 3.623; 1985: 4.099; 1986: 4.077; 1987: 4.112; 1988: 4.183; 1989: 4.162; 1990: 4.6934; 1991: 4.6063; 1992: 4.084; 1993: 3.6199; 1994: 3.4133; 1995: 3.3482; 1996: 3.4803; 1997: 3.4219; 1998: 3.2767; 1999: 3.3391; 2000: 3.4118; 2001: 3.2832; 2002: 3.3959; 2003: 3.4188; 2004: 3.5486; 2005: 3.6443; 2006: 3.7484; 2007: 3.6452; 2008: 3.8846; 2009: 3.7123; 2010: 3.0758; 2011: 3.0853; 2012: 3.0952; 2013: 3.1473; 2014: 3.1804; 2015: 3.1736; 2016: 3.1946 | 3.1946
| Macao SAR, China | MAC | Physicians (per 1,000 people) | SH.MED.PHYS.ZS | 1960: 0.41; 1970: 0.634; 1980: 1.067; 1981: 1.122; 1986: 2.428; 1987: 1.562 | 1.562
| St. Martin (French part) | MAF | Physicians (per 1,000 people) | SH.MED.PHYS.ZS | [60 empty] | No reported value
| Morocco | MAR | Physicians (per 1,000 people) | SH.MED.PHYS.ZS | 1960: 0.106; 1965: 0.082; 1970: 0.076; 1975: 0.076; 1981: 0.054; 1982: 0.064; 1987: 0.217; 1988: 0.214; 1993: 0.214; 1994: 0.363; 1997: 0.46; 2001: 0.483; 2004: 0.5299; 2007: 0.5851; 2009: 0.6465; 2010: 0.62; 2013: 0.63; 2014: 0.6104; 2017: 0.7273 | 0.7273
| Monaco | MCO | Physicians (per 1,000 people) | SH.MED.PHYS.ZS | 1970: 2.4; 1971: 1.958; 1972: 2.208; 1973: 2.25; 1974: 2.375; 1975: 2.36; 1976: 2.417; 1977: 2.4; 1978: 2.32; 1979: 2.36; 1980: 2.385; 1981: 2.231; 1982: 2.185; 1989: 2.857; 1992: 3; 1995: 5.81; 2011: 6.6667; 2012: 6.7196; 2013: 6.5789; 2014: 6.5617 | 6.5617
| Moldova | MDA | Physicians (per 1,000 people) | SH.MED.PHYS.ZS | 1980: 2.816; 1981: 2.895; 1982: 3.007; 1983: 3.089; 1984: 3.193; 1985: 3.297; 1986: 3.37; 1987: 3.444; 1988: 3.52; 1989: 3.573; 1990: 3.55; 1991: 3.484; 1992: 3.51; 1993: 3.555; 1994: 3.564; 1995: 3.513; 1996: 3.562; 1997: 3.582; 1998: 3.631; 1999: 3.245; 2000: 3.18; 2001: 2.694; 2003: 2.636; 2006: 2.66; 2007: 2.668; 2010: 2.439; 2011: 2.4673; 2012: 2.4695; 2013: 2.5619; 2014: 2.5389; 2015: 3.2002 | 3.2002
| Madagascar | MDG | Physicians (per 1,000 people) | SH.MED.PHYS.ZS | 1960: 0.115; 1965: 0.093; 1970: 0.097; 1975: 0.096; 1981: 0.099; 1985: 0.101; 1990: 0.12; 1995: 0.272; 1996: 0.107; 2001: 0.087; 2002: 0.1362; 2003: 0.1476; 2004: 0.1562; 2005: 0.1801; 2006: 0.1705; 2007: 0.1813; 2008: 0.186; 2009: 0.1813; 2010: 0.1953; 2011: 0.144; 2012: 0.1427; 2014: 0.1812 | 0.1812
| Maldives | MDV | Physicians (per 1,000 people) | SH.MED.PHYS.ZS | 1970: 0.033; 1981: 0.049; 1982: 0.065; 1990: 0.07; 1991: 0.1915; 1993: 0.2845; 1995: 0.4; 1996: 0.6672; 2000: 0.777; 2004: 0.9729; 2007: 1.6424; 2009: 1.4838; 2010: 1.4403; 2014: 1.8863; 2015: 3.1381; 2016: 1.0379 | 1.0379
| Middle East & North Africa | MEA | Physicians (per 1,000 people) | SH.MED.PHYS.ZS | 1990: 0.68343; 2000: 1.2504; 2015: 1.2594 | 1.2594
| Mexico | MEX | Physicians (per 1,000 people) | SH.MED.PHYS.ZS | 1990: 1; 1991: 1.1; 1992: 1.3; 1993: 1.4; 1994: 1.5; 1995: 1.6; 1996: 1.6; 1997: 1.4; 1998: 1.2; 1999: 1.7; 2000: 1.9259; 2001: 1.5; 2002: 1.5; 2003: 1.5; 2004: 2.893; 2005: 1.749; 2006: 1.864; 2007: 1.888; 2008: 1.925; 2009: 1.959; 2010: 2.1747; 2011: 2.0405; 2012: 2.0497; 2013: 2.0915; 2014: 2.1383; 2015: 2.2513; 2016: 2.2478 | 2.2478
| Marshall Islands | MHL | Physicians (per 1,000 people) | SH.MED.PHYS.ZS | 1996: 0.422; 2000: 0.471; 2007: 0.595; 2008: 0.456; 2010: 0.6107; 2011: 0.6286; 2012: 0.4554 | 0.4554
| Middle income | MIC | Physicians (per 1,000 people) | SH.MED.PHYS.ZS | 1990: 1.1262; 2000: 1.0825; 2015: 1.3224 | 1.3224
| North Macedonia | MKD | Physicians (per 1,000 people) | SH.MED.PHYS.ZS | [10 empty] | 0.89 | 0.919 | 0.953 | 1.012 | 1.025 | 1.121 | 1.114 | 1.158 | 1.238 | 1.311 | 1.344 | 1.466 | 1.495 | 1.679 | 1.671 | 1.809 | 1.901 | 1.952 | 2.033 | 2.14 | 2.168 | 2.342 | 2.371 | 2.343 | 2.315 | 2.297 | 2.251 | 2.249 | 2.246 | 2.211 | 2.201 | 2.191 |  |  |  |  | 2.546 |  | 2.627 | 2.5924 | 2.6759 | 2.7258 | 2.7748 | 2.7962 |  | 2.8736 |  |  |  |  | 2.8736
| Mali | MLI | Physicians (per 1,000 people) | SH.MED.PHYS.ZS | 1960: 0.014; 1965: 0.019; 1970: 0.023; 1975: 0.023; 1980: 0.039; 1981: 0.038; 1985: 0.039; 1987: 0.043; 1988: 0.054; 1990: 0.051; 1994: 0.047; 1995: 0.043; 1996: 0.063; 2000: 0.044; 2004: 0.085; 2007: 0.0775; 2008: 0.049; 2009: 0.0922; 2010: 0.1019; 2011: 0.1035; 2012: 0.1069; 2016: 0.1393 | 0.1393
| Malta | MLT | Physicians (per 1,000 people) | SH.MED.PHYS.ZS | 1960: 0.891; 1970: 1.072; 1971: 1.026; 1975: 1.276; 1981: 1.172; 1982: 1.266; 1984: 1.38; 1987: 2.032; 1988: 2.015; 1989: 1.973; 1990: 2.259; 1991: 2.446; 1992: 2.422; 1993: 2.453; 1997: 2.465; 1998: 2.607; 1999: 2.591; 2000: 2.654; 2001: 2.926; 2003: 3.183; 2006: 3.88; 2007: 3.351; 2009: 3.073; 2010: 3.0738; 2011: 3.1525; 2012: 3.2818; 2013: 3.4641; 2014: 3.6795; 2015: 3.826 | 3.826
| Myanmar | MMR | Physicians (per 1,000 people) | SH.MED.PHYS.ZS | 1960: 0.065; 1965: 0.085; 1970: 0.114; 1981: 0.203; 1985: 0.27; 1989: 0.081; 1990: 0.078; 1995: 0.293; 1999: 0.297; 2000: 0.302; 2004: 0.3701; 2005: 0.3833; 2006: 0.4197; 2007: 0.4433; 2008: 0.4792; 2009: 0.4927; 2010: 0.5271; 2011: 0.5554; 2012: 0.5851; 2016: 0.6214; 2017: 0.864 | 0.864
| Middle East & North Africa (excluding high income) | MNA | Physicians (per 1,000 people) | SH.MED.PHYS.ZS | 1990: 0.5749; 2000: 1.2215; 2015: 1.0694 | 1.0694
| Montenegro | MNE | Physicians (per 1,000 people) | SH.MED.PHYS.ZS | 2006: 2.03; 2007: 1.986; 2009: 2.087; 2010: 2.0311; 2011: 2; 2012: 2.0227; 2013: 2.1336; 2014: 2.1794; 2015: 2.3337 | 2.3337
| Mongolia | MNG | Physicians (per 1,000 people) | SH.MED.PHYS.ZS | 1960: 0.91; 1965: 1.378; 1970: 1.729; 1990: 2.538; 1991: 2.695; 1992: 2.618; 1998: 2.433; 1999: 2.54; 2002: 2.7548; 2008: 2.8857; 2009: 2.6759; 2010: 2.7637; 2011: 2.8763; 2012: 3.0549; 2013: 3.1059; 2014: 3.1807; 2015: 3.2426; 2016: 2.8866 | 2.8866
| Northern Mariana Islands | MNP | Physicians (per 1,000 people) | SH.MED.PHYS.ZS | 1999: 0.445 | 0.445
| Mozambique | MOZ | Physicians (per 1,000 people) | SH.MED.PHYS.ZS | 1960: 0.043; 1965: 0.056; 1970: 0.053; 1980: 0.025; 1981: 0.027; 1982: 0.026; 1985: 0.021; 1989: 0.028; 1990: 0.012; 2000: 0.024; 2004: 0.0253; 2006: 0.0254; 2008: 0.026; 2009: 0.0443; 2010: 0.0473; 2011: 0.0508; 2012: 0.0529; 2013: 0.0549; 2017: 0.0735 | 0.0735
| Mauritania | MRT | Physicians (per 1,000 people) | SH.MED.PHYS.ZS | 1960: 0.024; 1965: 0.027; 1970: 0.056; 1975: 0.055; 1977: 0.069; 1984: 0.083; 1985: 0.113; 1990: 0.063; 1993: 0.063; 1995: 0.138; 2004: 0.1029; 2009: 0.1269; 2010: 0.1515; 2013: 0.068; 2014: 0.1531; 2015: 0.1655; 2017: 0.179 | 0.179
| Mauritius | MUS | Physicians (per 1,000 people) | SH.MED.PHYS.ZS | 1960: 0.215; 1965: 0.255; 1970: 0.24; 1975: 0.235; 1980: 0.521; 1981: 0.552; 1985: 0.529; 1989: 0.858; 1990: 0.811; 1991: 0.835; 1992: 0.847; 1993: 0.844; 1994: 0.845; 1995: 0.85; 2004: 1.0718; 2007: 1.1549; 2008: 1.17; 2009: 1.1857; 2010: 1.2019; 2011: 1.4468; 2012: 1.3739; 2013: 1.6299; 2014: 1.9321; 2015: 2.0246 | 2.0246
| Malawi | MWI | Physicians (per 1,000 people) | SH.MED.PHYS.ZS | 1960: 0.027; 1965: 0.021; 1970: 0.013; 1981: 0.019; 1984: 0.087; 1989: 0.023; 1990: 0.022; 1993: 0.028; 2003: 0.011; 2004: 0.021; 2008: 0.018; 2009: 0.018; 2010: 0.019; 2016: 0.0157 | 0.0157
| Malaysia | MYS | Physicians (per 1,000 people) | SH.MED.PHYS.ZS | 1960: 0.143; 1965: 0.161; 1970: 0.232; 1975: 0.234; 1980: 0.255; 1981: 0.255; 1985: 0.315; 1986: 0.335; 1987: 0.348; 1988: 0.367; 1989: 0.374; 1990: 0.392; 1991: 0.393; 1992: 0.411; 1993: 0.431; 1994: 0.449; 1995: 0.478; 1996: 0.496; 1997: 0.658; 1999: 0.683; 2000: 0.6964; 2002: 0.7033; 2008: 0.9259; 2010: 1.1731; 2011: 1.2784; 2012: 1.3273; 2015: 1.5132 | 1.5132
| North America | NAC | Physicians (per 1,000 people) | SH.MED.PHYS.ZS | 1990: 1.83; 2000: 2.5226; 2015: 2.5963 | 2.5963
| Namibia | NAM | Physicians (per 1,000 people) | SH.MED.PHYS.ZS | 1991: 0.231; 1992: 0.232; 1997: 0.295; 2004: 0.2976; 2007: 0.3721; 2010: 0.374 | 0.374
| New Caledonia | NCL | Physicians (per 1,000 people) | SH.MED.PHYS.ZS | 1983: 0.653; 1999: 1.982 | 1.982
| Niger | NER | Physicians (per 1,000 people) | SH.MED.PHYS.ZS | 1960: 0.011; 1965: 0.016; 1970: 0.017; 1975: 0.016; 1984: 0.025; 1990: 0.018; 1992: 0.027; 1994: 0.023; 1996: 0.024; 1997: 0.035; 1998: 0.033; 2002: 0.033; 2004: 0.0225; 2008: 0.0189; 2009: 0.0278; 2010: 0.019; 2013: 0.0513; 2014: 0.05 | 0.05
| Nigeria | NGA | Physicians (per 1,000 people) | SH.MED.PHYS.ZS | 1960: 0.017; 1965: 0.043; 1970: 0.05; 1975: 0.049; 1980: 0.113; 1982: 0.149; 1985: 0.192; 1986: 0.187; 1989: 0.192; 1992: 0.185; 1993: 0.192; 2000: 0.269; 2003: 0.2646; 2005: 0.2822; 2006: 0.3479; 2007: 0.3782; 2008: 0.376; 2009: 0.378; 2010: 0.1836; 2013: 0.3827 | 0.3827
| Nicaragua | NIC | Physicians (per 1,000 people) | SH.MED.PHYS.ZS | 1960: 0.34; 1965: 0.378; 1970: 0.453; 1975: 0.46; 1980: 0.416; 1981: 0.426; 1984: 0.637; 1988: 0.471; 1990: 0.657; 1995: 0.82; 1997: 0.856; 2003: 0.3902; 2005: 0.5051; 2006: 0.4981; 2007: 0.5329; 2008: 0.6571; 2009: 0.7129; 2010: 0.7388; 2011: 0.827; 2012: 0.8759; 2013: 0.9158; 2014: 0.9137; 2018: 1.0056 | 1.0056
| Netherlands | NLD | Physicians (per 1,000 people) | SH.MED.PHYS.ZS | 1.1 | 1.1 | 1.1 | 1.1 | 1.1 | 1.2 | 1.2 | 1.2 | 1.2 | 1.2 | 1.2 | 1.3 | 1.4 | 1.4 | 1.5 | 1.6 | 1.7 | 1.7 | 1.8 | 1.8 | 1.9 | 2 | 2 | 2.1 | 2.2 | 2.2 | 2.3 | 2.4 | 2.4 | 2.4 | 2.5 | 2.6 | [6 empty] | 2.9 | 3.1 | 3.2 | 3.3 | 3.1 | 3.149 |  | 3.71 |  | 3.921 |  |  | 2.9516 | 3.1245 | 3.2468 | 3.3065 | 3.42 | 3.4875 | 3.5067 |  |  |  | 3.5067
| Norway | NOR | Physicians (per 1,000 people) | SH.MED.PHYS.ZS | 1.2 |  | 1.2 | 1.1 | 1.2 | 1.3 | 1.3 | 1.3 | 1.4 | 1.4 | 1.4 | 1.5 | 1.5 | 1.6 | 1.7 | 1.7 | 1.8 | 1.9 | 1.9 | 1.9 | 2 | 2 | 2.1 | 2.1 | 2.2 | 2.2 | 2.3 | 2.5 |  |  |  | 2.6 | 2.6 | 2.6 | 2.7 | 2.8 | 2.8 | 2.5 | 2.7 | 2.8 | 2.9 | 3 | 3.1 | 3.1 |  |  | 3.77 | 3.889 | 4.076 | 4.056 | 4.1167 | 4.1927 | 4.2374 | 4.3084 | 4.4266 | 4.394 | 4.4948 | 4.6336 |  |  | 4.6336
| Nepal | NPL | Physicians (per 1,000 people) | SH.MED.PHYS.ZS | 1960: 0.013; 1965: 0.021; 1970: 0.019; 1975: 0.019; 1980: 0.034; 1984: 0.031; 1985: 0.034; 1987: 0.051; 1988: 0.051; 1989: 0.054; 1990: 0.051; 1991: 0.062; 1992: 0.076; 1993: 0.074; 1995: 0.04; 1996: 0.04; 1997: 0.04; 1998: 0.04; 2001: 0.052; 2004: 0.2127; 2012: 0.5036; 2013: 0.5425; 2014: 0.5951; 2017: 0.6507 | 0.6507
| Nauru | NRU | Physicians (per 1,000 people) | SH.MED.PHYS.ZS | 1995: 1.6; 2004: 0.9901; 2008: 1.0101; 2009: 1.0101; 2010: 1.1; 2011: 1.3725; 2015: 1.2389 | 1.2389
| New Zealand | NZL | Physicians (per 1,000 people) | SH.MED.PHYS.ZS |  | 1.1 |  |  |  |  | 1.1 |  |  |  |  | 1.1 |  | 1.2 |  |  | 1.3 | 1.4 | 1.4 | 1.5 | 1.6 | 1.6 | 1.6 | 1.7 | 1.7 | 1.7 | 1.8 | 1.8 | 1.9 | 1.9 | 1.9 | 1.9 | 1.9 | 1.9 | 2 | 2 | 2 | 2.2 | 2.2 | 2.2 |  | 2.3099 | 2.0665 | 2.2 |  |  |  | 2.3049 | 2.547 | 2.679 | 2.6114 | 2.6331 | 2.6788 | 2.7856 | 2.8073 | 3.0003 | 3.0252 |  |  |  | 3.0252
| OECD members | OED | Physicians (per 1,000 people) | SH.MED.PHYS.ZS | 1990: 1.9983; 2000: 2.54; 2015: 2.8919 | 2.8919
| Oman | OMN | Physicians (per 1,000 people) | SH.MED.PHYS.ZS | 1960: 0.03; 1965: 0.038; 1982: 0.549; 1987: 0.834; 1989: 0.883; 1990: 0.7952; 1993: 0.884; 1995: 1.1237; 1997: 0.8539; 1998: 0.9321; 1999: 0.9641; 2000: 1.4365; 2002: 1.257; 2004: 1.5834; 2005: 1.6653; 2006: 1.7727; 2007: 1.8432; 2008: 1.8826; 2009: 1.9296; 2010: 1.9273; 2011: 1.9547; 2012: 2.0363; 2013: 2.0674; 2014: 2.1841; 2015: 2.1225; 2016: 2.0184; 2017: 1.9697 | 1.9697
| Other small states | OSS | Physicians (per 1,000 people) | SH.MED.PHYS.ZS | 1990: 0.86669; 2015: 0.7658 | 0.7658
| Pakistan | PAK | Physicians (per 1,000 people) | SH.MED.PHYS.ZS | 1960: 0.185; 1970: 0.232; 1975: 0.233; 1980: 0.285; 1981: 0.344; 1982: 0.342; 1986: 0.351; 1990: 0.462; 1991: 0.48; 1992: 0.5279; 1993: 0.5396; 1994: 0.5527; 1995: 0.5674; 1996: 0.5894; 1997: 0.6079; 1998: 0.6252; 1999: 0.6433; 2000: 0.6629; 2001: 0.6797; 2004: 0.7713; 2005: 0.8209; 2007: 0.7975; 2008: 0.8187; 2009: 0.8354; 2010: 0.8496; 2011: 0.8748; 2014: 0.806; 2015: 0.9753 | 0.9753
| Panama | PAN | Physicians (per 1,000 people) | SH.MED.PHYS.ZS | 1960: 0.356; 1965: 0.478; 1970: 0.613; 1975: 0.597; 1981: 0.993; 1984: 1.021; 1985: 1.006; 1988: 1.793; 1990: 1.1129; 1991: 1.122; 1992: 1.144; 1993: 1.1777; 1994: 1.1255; 1995: 1.1666; 1996: 1.2055; 1997: 1.2033; 1998: 1.1932; 1999: 1.2325; 2000: 1.502; 2001: 1.2438; 2002: 1.3346; 2003: 1.3402; 2004: 1.3216; 2005: 1.3475; 2006: 1.3488; 2007: 1.3032; 2008: 1.3807; 2009: 1.3092; 2010: 1.4056; 2011: 1.4971; 2012: 1.5969; 2013: 1.5808; 2016: 1.5699 | 1.5699
| Peru | PER | Physicians (per 1,000 people) | SH.MED.PHYS.ZS | 1960: 0.51; 1965: 0.605; 1970: 0.521; 1975: 0.526; 1979: 0.692; 1980: 0.716; 1981: 0.76; 1982: 0.846; 1983: 0.902; 1984: 0.908; 1985: 0.929; 1986: 0.984; 1987: 0.983; 1988: 0.965; 1989: 1.035; 1990: 1.064; 1992: 1.03; 1995: 0.98; 1997: 0.932; 1999: 1.1658; 2007: 1.6672; 2009: 0.9404; 2010: 0.92; 2012: 1.1164; 2016: 1.27 | 1.27
| Philippines | PHL | Physicians (per 1,000 people) | SH.MED.PHYS.ZS | 1960: 0.146; 1970: 0.111; 1975: 0.113; 1980: 0.128; 1981: 0.15; 1984: 0.154; 1985: 0.154; 1989: 0.124; 1990: 0.119; 1992: 0.108; 1996: 1.23; 1997: 1.24; 2000: 1.2185; 2001: 1.2202; 2002: 1.1109; 2003: 1.2259; 2004: 1.1085; 2005: 1.2296; 2006: 1.2372; 2007: 1.2457; 2008: 1.2579; 2009: 1.2658; 2010: 1.275 | 1.275
| Palau | PLW | Physicians (per 1,000 people) | SH.MED.PHYS.ZS | 1998: 1.4054; 2000: 1.58; 2006: 1.3; 2009: 1.4286; 2010: 1.4146; 2014: 1.1848 | 1.1848
| Papua New Guinea | PNG | Physicians (per 1,000 people) | SH.MED.PHYS.ZS | 1965: 0.079; 1970: 0.086; 1973: 0.056; 1975: 0.085; 1980: 0.062; 1981: 0.062; 1985: 0.162; 1990: 0.073; 1998: 0.073; 2000: 0.0494; 2008: 0.0491; 2010: 0.0529 | 0.0529
| Poland | POL | Physicians (per 1,000 people) | SH.MED.PHYS.ZS | 1 | 1 | 1.1 | 1.1 | 1.2 | 1.2 | 1.3 | 1.3 | 1.4 | 1.4 | 1.4 | 1.5 | 1.5 | 1.5 | 1.6 | 1.6 | 1.6 | 1.7 | 1.7 | 1.7 | 1.8 | 1.8 | 1.8 | 1.9 | 1.9 | 2 | 2 | 2.1 | 2.1 | 2.1 | 2.1 | 2.2 | 2.2 | 2.2 | 2.3 | 2.3 | 2.4 | 2.4 | 2.3 | 2.3 | 2.2 | 2.3 | 2.3 | 2.469 |  | 1.97 | 2.012 |  | 2.144 |  | 2.171 | 2.1978 | 2.219 | 2.2252 | 2.2899 | 2.3112 | 2.3998 |  |  |  | 2.3998
| Pre-demographic dividend | PRE | Physicians (per 1,000 people) | SH.MED.PHYS.ZS | 1990: 0.12579; 2000: 0.17401; 2015: 0.2184 | 0.2184
| Puerto Rico | PRI | Physicians (per 1,000 people) | SH.MED.PHYS.ZS | 1995: 1.75 | 1.75
| Korea, Dem. People’s Rep. | PRK | Physicians (per 1,000 people) | SH.MED.PHYS.ZS | 1982: 2.549; 1983: 2.511; 1995: 2.97; 2003: 3.1691; 2008: 3.2846; 2011: 2.777; 2012: 3.4389; 2014: 3.4973; 2016: 3.6922; 2017: 3.6745 | 3.6745
| Portugal | PRT | Physicians (per 1,000 people) | SH.MED.PHYS.ZS | 0.8 | 0.8 | 0.9 | 0.8 | 0.8 | 0.9 | 0.9 | 0.9 | 1 | 0.9 | 0.9 | 1 | 1 | 1.1 | 1.2 | 1.2 | 1.3 | 1.5 | 1.7 | 1.9 | 2 | 2.1 | 2.2 | 2.3 | 2.4 | 2.5 | 2.6 | 2.6 | 2.7 | 2.8 | 2.8 | 2.8 | 2.9 | 2.9 | 2.9 | 2.9 | 3 | 3 | 3.1 | 3.1 | 3.2 | 3.2 | 3.2317 | 3.284 | 3.3446 | 3.4203 | 3.4834 | 3.5657 | 3.6549 | 3.761 | 3.8181 | 3.9579 | 4.0752 | 4.2322 | 4.3964 |  | 3.3356 |  |  |  | 3.3356
| Paraguay | PRY | Physicians (per 1,000 people) | SH.MED.PHYS.ZS | 1960: 0.534; 1965: 0.533; 1970: 0.435; 1975: 0.439; 1979: 0.563; 1981: 0.579; 1984: 0.701; 1985: 0.675; 1988: 0.64; 1990: 0.65; 1991: 0.813; 1994: 0.28; 1995: 0.73; 1997: 1.098; 2000: 1.17; 2002: 1.1537; 2012: 1.2859; 2017: 0.2399; 2018: 1.366 | 1.366
| West Bank and Gaza | PSE | Physicians (per 1,000 people) | SH.MED.PHYS.ZS | 1998: 0.5; 2001: 0.837 | 0.837
| Pacific island small states | PSS | Physicians (per 1,000 people) | SH.MED.PHYS.ZS | 1990: 0.27596; 2000: 0.36921; 2015: 0.47855 | 0.47855
| Post-demographic dividend | PST | Physicians (per 1,000 people) | SH.MED.PHYS.ZS | 1990: 2.3227; 2000: 2.788; 2015: 3.1622 | 3.1622
| French Polynesia | PYF | Physicians (per 1,000 people) | SH.MED.PHYS.ZS | 1985: 1.252; 2000: 1.697 | 1.697
| Qatar | QAT | Physicians (per 1,000 people) | SH.MED.PHYS.ZS | 1970: 0.513; 1981: 0.738; 1986: 1.676; 1990: 1.5; 1996: 1.26; 1997: 1.26; 2001: 2.217; 2005: 2.4858; 2006: 2.2892; 2008: 3.3182; 2009: 3.2223; 2010: 3.8877; 2014: 1.7971; 2016: 2.7831; 2017: 0.0008 | 0.0008
| Romania | ROU | Physicians (per 1,000 people) | SH.MED.PHYS.ZS | 1.269 |  |  |  |  | 1.316 |  |  |  |  | 1.185 | 1.208 |  | 1.242 |  | 1.318 | 1.332 | 1.355 | 1.377 | 1.413 | 1.476 | 1.541 | 1.635 | 1.972 | 1.724 | 1.762 | 1.783 | 1.79 | 1.805 | 1.811 | 1.802 | 1.816 | 1.866 | 1.77 | 1.765 | 1.768 | 1.81 | 1.791 | 1.836 | 1.909 | 1.889 | 1.887 | 1.9718 | 1.905 |  |  | 1.917 |  |  |  | 2.4842 | 2.5207 | 2.5959 | 2.6324 |  |  | 2.2586 |  |  |  | 2.2586
| Russian Federation | RUS | Physicians (per 1,000 people) | SH.MED.PHYS.ZS | 1985: 3.871; 1986: 3.939; 1987: 4.004; 1988: 4.04; 1989: 4.085; 1990: 4.07; 1991: 4.046; 1992: 3.872; 1993: 3.972; 1994: 3.835; 1995: 3.859; 1996: 4.096; 1997: 4.155; 1998: 4.209; 1999: 4.194; 2001: 4.172; 2002: 4; 2003: 4.252; 2004: 4; 2005: 4; 2006: 4.309; 2010: 2.3984; 2011: 4.2426; 2012: 4.0276; 2013: 4.0153; 2014: 4.1531; 2015: 3.9632; 2016: 4.0139 | 4.0139
| Rwanda | RWA | Physicians (per 1,000 people) | SH.MED.PHYS.ZS | 1960: 0.008; 1965: 0.014; 1970: 0.017; 1975: 0.017; 1980: 0.032; 1981: 0.031; 1983: 0.029; 1985: 0.027; 1989: 0.04; 1993: 0.04; 2002: 0.019; 2004: 0.049; 2005: 0.024; 2008: 0.052; 2009: 0.055; 2010: 0.055; 2013: 0.0998; 2014: 0.124; 2015: 0.1408; 2016: 0.14; 2017: 0.1346 | 0.1346
| South Asia | SAS | Physicians (per 1,000 people) | SH.MED.PHYS.ZS | 1990: 1.0083; 2000: 0.50057; 2015: 0.76813 | 0.76813
| Saudi Arabia | SAU | Physicians (per 1,000 people) | SH.MED.PHYS.ZS | 1960: 0.061; 1965: 0.106; 1970: 0.134; 1981: 0.55; 1986: 1.346; 1990: 1.433; 1993: 1.335; 1997: 1.66; 2000: 0.72; 2001: 0.6789; 2004: 1.37; 2007: 1.622; 2008: 2.0584; 2009: 2.0736; 2010: 2.407; 2011: 2.4633; 2012: 2.4588; 2014: 2.577; 2016: 2.39 | 2.39
| Sudan | SDN | Physicians (per 1,000 people) | SH.MED.PHYS.ZS | 1960: 0.03; 1965: 0.041; 1970: 0.068; 1975: 0.068; 1980: 0.11; 1981: 0.101; 1984: 0.096; 1986: 0.09; 1994: 0.105; 1996: 0.09; 2000: 0.158; 2004: 0.2502; 2006: 0.3506; 2007: 0.3512; 2008: 0.3281; 2010: 0.28; 2015: 0.41 | 0.41
| Senegal | SEN | Physicians (per 1,000 people) | SH.MED.PHYS.ZS | 1960: 0.044; 1965: 0.051; 1970: 0.063; 1975: 0.061; 1981: 0.079; 1982: 0.077; 1990: 0.055; 1992: 0.068; 1994: 0.096; 1995: 0.075; 1996: 0.093; 1997: 0.093; 1998: 0.095; 2004: 0.0542; 2008: 0.0607; 2010: 0.059; 2013: 0.3103; 2015: 0.2018; 2016: 0.0692 | 0.0692
| Singapore | SGP | Physicians (per 1,000 people) | SH.MED.PHYS.ZS | 1960: 0.42; 1965: 0.526; 1970: 0.657; 1975: 0.667; 1980: 0.851; 1981: 0.877; 1985: 0.998; 1986: 0.723; 1988: 1.111; 1990: 1.266; 1991: 1.32; 1992: 1.348; 1993: 1.385; 1994: 1.411; 1998: 1.627; 1999: 1.3945; 2001: 1.43; 2003: 1.5014; 2004: 1.4856; 2005: 1.5026; 2006: 1.5029; 2007: 1.5603; 2008: 1.6163; 2009: 1.6762; 2010: 1.738; 2011: 1.7523; 2012: 1.83; 2013: 1.9286; 2014: 2.041; 2016: 2.3063 | 2.3063
| Solomon Islands | SLB | Physicians (per 1,000 people) | SH.MED.PHYS.ZS | 1960: 0.186; 1970: 0.205; 1986: 0.135; 1989: 0.152; 1992: 0.157; 1995: 0.14; 1999: 0.1345; 2003: 0.1343; 2005: 0.1894; 2008: 0.1764; 2010: 0.224; 2011: 0.202; 2012: 0.1559; 2013: 0.1899; 2016: 0.1999 | 0.1999
| Sierra Leone | SLE | Physicians (per 1,000 people) | SH.MED.PHYS.ZS | 1960: 0.047; 1965: 0.059; 1970: 0.056; 1975: 0.054; 1980: 0.058; 1981: 0.053; 1984: 0.075; 1996: 0.073; 2004: 0.0309; 2008: 0.0154; 2010: 0.0211; 2011: 0.025 | 0.025
| El Salvador | SLV | Physicians (per 1,000 people) | SH.MED.PHYS.ZS | 1960: 0.187; 1970: 0.243; 1975: 0.242; 1980: 0.326; 1981: 0.387; 1984: 0.352; 1988: 0.647; 1990: 0.84; 1993: 0.66; 1995: 0.91; 1997: 1.071; 1999: 1.2477; 2000: 1.211; 2002: 1.3363; 2005: 1.7175; 2006: 1.5; 2008: 1.8889; 2010: 1.596; 2016: 1.569 | 1.569
| San Marino | SMR | Physicians (per 1,000 people) | SH.MED.PHYS.ZS | 1980: 2.06; 1981: 2.218; 1982: 2.181; 1983: 2.247; 1984: 2.166; 1985: 2.287; 1986: 2.399; 1987: 2.519; 1988: 2.538; 1989: 2.423; 2011: 4.9206; 2012: 5.1411; 2013: 5.0774; 2014: 6.1468 | 6.1468
| Somalia | SOM | Physicians (per 1,000 people) | SH.MED.PHYS.ZS | 1960: 0.024; 1965: 0.027; 1970: 0.037; 1975: 0.038; 1980: 0.046; 1981: 0.041; 1984: 0.071; 1993: 0.042; 1997: 0.04; 2006: 0.028; 2010: 0.035; 2014: 0.0229 | 0.0229
| Serbia | SRB | Physicians (per 1,000 people) | SH.MED.PHYS.ZS | 2006: 1.99; 2007: 2.035; 2009: 2.2974; 2010: 2.4714; 2011: 2.492; 2012: 2.4913; 2013: 2.4941; 2014: 2.4649; 2016: 3.125 | 3.125
| Sub-Saharan Africa (excluding high income) | SSA | Physicians (per 1,000 people) | SH.MED.PHYS.ZS | 1990: 0.13677; 2000: 0.12276; 2015: 0.21958 | 0.21958
| South Sudan | SSD | Physicians (per 1,000 people) | SH.MED.PHYS.ZS | [60 empty] | No reported value
| Sub-Saharan Africa | SSF | Physicians (per 1,000 people) | SH.MED.PHYS.ZS | 1990: 0.13677; 2000: 0.12276; 2015: 0.21965 | 0.21965
| Small states | SST | Physicians (per 1,000 people) | SH.MED.PHYS.ZS | 1990: 0.75498; 2015: 0.89874 | 0.89874
| Sao Tome and Principe | STP | Physicians (per 1,000 people) | SH.MED.PHYS.ZS | 1960: 0.3; 1970: 0.233; 1980: 0.438; 1981: 0.419; 1983: 0.537; 1989: 0.546; 1990: 0.53; 1992: 0.328; 1996: 0.467; 2004: 0.5329; 2015: 0.32 | 0.32
| Suriname | SUR | Physicians (per 1,000 people) | SH.MED.PHYS.ZS | 1960: 0.51; 1970: 0.465; 1984: 0.791; 1990: 0.75; 1993: 0.762; 1995: 0.75; 1996: 0.252; 2000: 0.4043; 2004: 0.8104; 2009: 0.7088; 2018: 1.2265 | 1.2265
| Slovak Republic | SVK | Physicians (per 1,000 people) | SH.MED.PHYS.ZS | 2000: 3.2; 2001: 3.1; 2002: 3.1; 2003: 3.179; 2004: 3.12; 2007: 3.005; 2009: 3.2955; 2013: 3.3833; 2015: 3.4414; 2016: 2.4643 | 2.4643
| Slovenia | SVN | Physicians (per 1,000 people) | SH.MED.PHYS.ZS | 1980: 1.771; 1982: 1.843; 1984: 1.861; 1985: 1.879; 1986: 1.882; 1987: 2.004; 1988: 2.024; 1989: 2.063; 1990: 1.99; 1991: 2.079; 1992: 2.091; 1993: 2.03; 1994: 2.19; 1995: 2.121; 1996: 2.135; 1997: 2.147; 1998: 2.178; 1999: 2.135; 2000: 2.17; 2001: 2.194; 2002: 2.253; 2005: 2.4; 2006: 2.424; 2008: 2.473; 2010: 2.4345; 2011: 2.4939; 2012: 2.5374; 2013: 2.6214; 2014: 2.7582; 2015: 2.8099; 2016: 2.9953 | 2.9953
| Sweden | SWE | Physicians (per 1,000 people) | SH.MED.PHYS.ZS | 1 | 1 | 1 | 1 | 1.1 | 1.1 | 1.1 | 1.2 | 1.2 | 1.3 | 1.3 | 1.4 | 1.5 | 1.5 | 1.6 | 1.7 | 1.8 | 1.9 | 2 | 2 | 2.2 | 2.3 | 2.3 | 2.4 | 2.6 | 2.6 | 2.8 | 2.8 | 2.8 | 2.8 | 2.9 |  | 2.7 | 2.7 | 2.8 | 2.9 | 2.9 | 2.9 | 3 | 3 | 3.1 | 3.2 | 3.284 |  | 3.28 |  | 3.583 | 3.2405 | 3.77 | 3.868 | 3.8871 | 3.9582 | 4.0396 | 4.1271 | 4.2049 | 4.2861 | 5.3996 |  |  |  | 5.3996
| Eswatini | SWZ | Physicians (per 1,000 people) | SH.MED.PHYS.ZS | 1960: 0.104; 1970: 0.124; 1983: 0.053; 1990: 0.108; 1996: 0.151; 2001: 0.1668; 2003: 0.1471; 2004: 0.1562; 2009: 0.1465; 2011: 0.089; 2016: 0.0796 | 0.0796
| Sint Maarten (Dutch part) | SXM | Physicians (per 1,000 people) | SH.MED.PHYS.ZS | [60 empty] | No reported value
| Seychelles | SYC | Physicians (per 1,000 people) | SH.MED.PHYS.ZS | 1960: 0.312; 1970: 0.224; 1975: 0.218; 1983: 0.407; 1985: 0.445; 1993: 1.027; 1996: 1.324; 2004: 1.3829; 2005: 1.1725; 2006: 0.8361; 2007: 1.0078; 2008: 0.7718; 2009: 1.1319; 2010: 1.0941; 2011: 1.1656; 2012: 1.0076; 2016: 0.9458 | 0.9458
| Syrian Arab Republic | SYR | Physicians (per 1,000 people) | SH.MED.PHYS.ZS | 1960: 0.216; 1965: 0.185; 1970: 0.259; 1975: 0.256; 1980: 0.446; 1981: 0.463; 1986: 0.807; 1987: 0.783; 1989: 0.863; 1990: 0.835; 1997: 1.2965; 1998: 1.3388; 1999: 1.3357; 2000: 1.3654; 2001: 1.399; 2002: 1.4673; 2003: 1.4053; 2004: 1.454; 2005: 1.544; 2006: 0.53; 2007: 1.5068; 2008: 1.5105; 2009: 1.4371; 2010: 1.4841; 2014: 1.5115; 2016: 1.22 | 1.22
| Turks and Caicos Islands | TCA | Physicians (per 1,000 people) | SH.MED.PHYS.ZS | [60 empty] | No reported value
| Chad | TCD | Physicians (per 1,000 people) | SH.MED.PHYS.ZS | 1960: 0.014; 1965: 0.014; 1970: 0.016; 1978: 0.021; 1986: 0.026; 1989: 0.026; 1994: 0.033; 1997: 0.026; 1998: 0.0201; 1999: 0.0288; 2000: 0.0282; 2001: 0.025; 2004: 0.0355; 2006: 0.0353; 2012: 0.0416; 2013: 0.0436; 2016: 0.0475 | 0.0475
| East Asia & Pacific (IDA & IBRD countries) | TEA | Physicians (per 1,000 people) | SH.MED.PHYS.ZS | 1990: 0.85059; 2000: 1.0065; 2015: 1.4486 | 1.4486
| Europe & Central Asia (IDA & IBRD countries) | TEC | Physicians (per 1,000 people) | SH.MED.PHYS.ZS | 1990: 3.2118; 2000: 3.0707; 2015: 2.9905 | 2.9905
| Togo | TGO | Physicians (per 1,000 people) | SH.MED.PHYS.ZS | 1960: 0.021; 1965: 0.043; 1970: 0.035; 1975: 0.035; 1980: 0.055; 1981: 0.049; 1984: 0.117; 1986: 0.085; 1991: 0.088; 1994: 0.056; 1995: 0.076; 2001: 0.057; 2004: 0.0441; 2007: 0.0484; 2008: 0.0566; 2010: 0.2022; 2015: 0.0487 | 0.0487
| Thailand | THA | Physicians (per 1,000 people) | SH.MED.PHYS.ZS | 1960: 0.129; 1965: 0.14; 1970: 0.121; 1980: 0.147; 1984: 0.16; 1986: 0.182; 1988: 0.21; 1990: 0.225; 1991: 0.2236; 1992: 0.234; 1993: 0.2336; 1994: 0.238; 1995: 0.2384; 1996: 0.269; 1997: 0.2722; 1998: 0.2915; 1999: 0.2911; 2000: 0.368; 2001: 0.2982; 2002: 0.2963; 2003: 0.277; 2004: 0.291; 2005: 0.293; 2006: 0.2874; 2007: 0.2959; 2008: 0.3163; 2009: 0.3387; 2010: 0.3905; 2015: 0.4655; 2016: 0.4457; 2017: 0.8096 | 0.8096
| Tajikistan | TJK | Physicians (per 1,000 people) | SH.MED.PHYS.ZS | 1985: 2.527; 1986: 2.556; 1987: 2.582; 1988: 2.697; 1989: 2.678; 1990: 2.551; 1991: 2.6219; 1992: 2.266; 1993: 2.177; 1994: 2.254; 1995: 2.136; 1996: 2.086; 1997: 2.023; 1998: 2.0843; 1999: 2.1202; 2000: 2.1717; 2001: 2.1212; 2002: 2.0344; 2003: 1.9292; 2004: 1.9366; 2005: 1.9363; 2006: 1.8953; 2007: 1.8724; 2008: 1.9028; 2010: 1.6722; 2011: 1.6949; 2012: 1.7009; 2013: 1.6848; 2014: 1.7003 | 1.7003
| Turkmenistan | TKM | Physicians (per 1,000 people) | SH.MED.PHYS.ZS | 1980: 2.839; 1985: 3.304; 1986: 3.44; 1987: 3.527; 1988: 3.55; 1989: 3.6; 1990: 3.614; 1991: 3.673; 1992: 3.589; 1993: 3.57; 1994: 3.535; 1995: 3.17; 1996: 3.222; 1997: 3.171; 2002: 4.3453; 2006: 2.49; 2007: 2.438; 2010: 2.2743; 2011: 2.2841; 2012: 2.2376; 2013: 2.2125; 2014: 2.2248 | 2.2248
| Latin America & the Caribbean (IDA & IBRD countries) | TLA | Physicians (per 1,000 people) | SH.MED.PHYS.ZS | 1990: 1.1709; 2000: 1.5043; 2015: 2.0517 | 2.0517
| Timor-Leste | TLS | Physicians (per 1,000 people) | SH.MED.PHYS.ZS | 2004: 0.082; 2007: 0.034; 2008: 0.037; 2009: 0.044; 2010: 0.079; 2011: 0.078; 2013: 0.3099; 2014: 0.6605; 2015: 0.6696; 2017: 0.7197 | 0.7197
| Middle East & North Africa (IDA & IBRD countries) | TMN | Physicians (per 1,000 people) | SH.MED.PHYS.ZS | 1990: 0.5749; 2000: 1.2256; 2015: 1.0694 | 1.0694
| Tonga | TON | Physicians (per 1,000 people) | SH.MED.PHYS.ZS | 1960: 0.375; 1970: 0.256; 1980: 0.362; 1981: 0.602; 1982: 0.6; 1989: 0.492; 1991: 0.508; 1997: 0.44; 2000: 0.499; 2001: 0.355; 2002: 0.3024; 2007: 0.563; 2008: 0.5534; 2009: 0.5985; 2010: 0.5572; 2013: 0.5223 | 0.5223
| South Asia (IDA & IBRD) | TSA | Physicians (per 1,000 people) | SH.MED.PHYS.ZS | 1990: 1.0083; 2000: 0.50057; 2015: 0.76813 | 0.76813
| Sub-Saharan Africa (IDA & IBRD countries) | TSS | Physicians (per 1,000 people) | SH.MED.PHYS.ZS | 1990: 0.13677; 2000: 0.12276; 2015: 0.21965 | 0.21965
| Trinidad and Tobago | TTO | Physicians (per 1,000 people) | SH.MED.PHYS.ZS | 1960: 0.418; 1965: 0.262; 1970: 0.445; 1975: 0.454; 1980: 0.726; 1981: 0.673; 1984: 1.043; 1990: 0.72; 1991: 0.732; 1993: 0.658; 1994: 0.788; 1995: 0.9426; 1996: 0.7605; 1997: 0.7528; 1998: 0.9386; 1999: 0.9258; 2000: 1.0055; 2001: 0.9698; 2002: 0.8249; 2003: 0.8084; 2006: 1.2217; 2007: 1.1785; 2009: 1.5073; 2010: 1.8086; 2011: 1.8212; 2015: 2.6697 | 2.6697
| Tunisia | TUN | Physicians (per 1,000 people) | SH.MED.PHYS.ZS | 1960: 0.1; 1965: 0.125; 1970: 0.169; 1975: 0.169; 1980: 0.271; 1981: 0.275; 1986: 0.461; 1990: 0.5374; 1991: 0.5346; 1992: 0.5927; 1993: 0.5984; 1994: 0.5967; 1995: 0.6545; 1996: 0.6674; 1997: 0.6888; 1998: 0.7178; 1999: 0.7444; 2000: 0.7675; 2001: 0.7937; 2002: 0.8074; 2003: 0.8239; 2004: 1.3307; 2005: 0.9326; 2007: 1.0248; 2008: 1.1082; 2010: 1.2214; 2014: 1.2677; 2015: 1.2999; 2016: 1.2722 | 1.2722
| Turkey | TUR | Physicians (per 1,000 people) | SH.MED.PHYS.ZS | 1960: 0.3; 1961: 0.3; 1962: 0.4; 1963: 0.4; 1964: 0.3; 1965: 0.4; 1966: 0.4; 1967: 0.4; 1968: 0.4; 1969: 0.4; 1990: 0.9391; 1991: 0.9713; 1992: 1.0222; 1993: 1.0776; 1994: 1.1436; 1995: 1.1857; 1996: 1.1939; 1997: 1.2201; 1998: 1.2611; 1999: 1.3163; 2000: 1.3479; 2001: 1.399; 2002: 1.4115; 2003: 1.4294; 2004: 1.4492; 2005: 1.4852; 2006: 1.5193; 2007: 1.5576; 2008: 1.6063; 2009: 1.6631; 2010: 1.7068; 2011: 1.7168; 2012: 1.7403; 2013: 1.7651; 2014: 1.7605 | 1.7605
| Tuvalu | TUV | Physicians (per 1,000 people) | SH.MED.PHYS.ZS | 2002: 0.625; 2003: 1.0204; 2008: 0.9709; 2009: 1.1538; 2010: 1.091; 2014: 0.9174 | 0.9174
| Tanzania | TZA | Physicians (per 1,000 people) | SH.MED.PHYS.ZS | 1960: 0.055; 1961: 0.04; 1965: 0.045; 1970: 0.044; 1975: 0.044; 1984: 0.039; 1985: 0.035; 1987: 0.039; 1994: 0.042; 1995: 0.041; 2002: 0.0228; 2010: 0.008; 2012: 0.0302; 2014: 0.0399 | 0.0399
| Uganda | UGA | Physicians (per 1,000 people) | SH.MED.PHYS.ZS | 1960: 0.074; 1965: 0.09; 1970: 0.108; 1975: 0.108; 1981: 0.047; 1982: 0.046; 1984: 0.044; 1989: 0.045; 1993: 0.04; 2002: 0.047; 2004: 0.0801; 2005: 0.1177; 2010: 0.117; 2012: 0.0928; 2015: 0.0908 | 0.0908
| Ukraine | UKR | Physicians (per 1,000 people) | SH.MED.PHYS.ZS | 1980: 3.515; 1981: 3.631; 1982: 3.741; 1983: 3.82; 1984: 3.909; 1985: 4.002; 1986: 4.06; 1987: 4.143; 1988: 4.2; 1989: 4.275; 1990: 4.29; 1991: 4.345; 1992: 4.297; 1993: 4.342; 1994: 4.314; 1995: 4.407; 1996: 2.992; 1997: 2.97; 1998: 2.99; 1999: 2.986; 2000: 2.978; 2003: 2.951; 2006: 3.125; 2010: 3.483; 2011: 3.4875; 2012: 3.4991; 2013: 3.5097; 2014: 3.0075 | 3.0075
| Upper middle income | UMC | Physicians (per 1,000 people) | SH.MED.PHYS.ZS | 1990: 1.3512; 2000: 1.5415; 2015: 1.9713 | 1.9713
| Uruguay | URY | Physicians (per 1,000 people) | SH.MED.PHYS.ZS | 1960: 1.064; 1965: 1.136; 1970: 1.093; 1975: 1.111; 1981: 1.997; 1984: 1.926; 1985: 1.947; 1990: 3.68; 1992: 3.226; 1995: 3.56; 1996: 3.703; 1999: 3.745; 2002: 3.7214; 2007: 4.181; 2008: 3.9385; 2010: 3.736; 2016: 3.9329; 2017: 5.0499 | 5.0499
| United States | USA | Physicians (per 1,000 people) | SH.MED.PHYS.ZS | 1.1 |  |  |  |  | 1.2 |  |  |  |  | 1.2 |  |  |  |  | 1.3 | 1.3 | 1.3 | 1.4 | 1.4 | 1.5 | 1.5 | 1.6 | 1.6 |  |  | 1.7 | 1.8 | 1.8 | 1.8 | 1.8 | 1.9 | 1.9 | 1.9 |  | 2.434 | 2 | 2.1 | 2.1 | 2.2 | 2.5917 | 2.2 | 2.3 |  | 2.713 | 2.9401 | 2.402 | 2.41 | 2.416 | 2.422 | 2.4383 | 2.4683 | 2.5041 | 2.5666 | 2.5817 | 2.5858 | 2.5948 |  |  |  | 2.5948
| Uzbekistan | UZB | Physicians (per 1,000 people) | SH.MED.PHYS.ZS | 1980: 2.669; 1985: 2.694; 1986: 3.255; 1987: 3.319; 1988: 3.364; 1989: 3.386; 1990: 3.388; 1991: 3.425; 1992: 3.321; 1993: 3.338; 1994: 3.295; 1995: 3.239; 1996: 3.171; 1997: 3.115; 1998: 3.085; 1999: 2.975; 2000: 2.946; 2001: 2.885; 2003: 2.745; 2005: 2.65; 2007: 2.617; 2009: 2.561; 2010: 2.5352; 2011: 2.4958; 2012: 2.4375; 2013: 2.3975; 2014: 2.3685 | 2.3685
| St. Vincent and the Grenadines | VCT | Physicians (per 1,000 people) | SH.MED.PHYS.ZS | 1960: 0.1; 1970: 0.182; 1984: 0.266; 1990: 0.46; 1991: 0.135; 1995: 0.46; 1997: 0.9352; 2000: 0.8248; 2001: 0.5741; 2004: 0.93; 2010: 0.6587 | 0.6587
| Venezuela, RB | VEN | Physicians (per 1,000 people) | SH.MED.PHYS.ZS | 1960: 0.666; 1965: 0.815; 1970: 0.883; 1974: 0.904; 1975: 0.904; 1976: 0.904; 1980: 0.83; 1981: 0.996; 1982: 0.833; 1984: 1.436; 1985: 1.196; 1986: 1.399; 1987: 1.401; 1988: 1.6; 1989: 1.695; 1990: 1.564; 1995: 1.94; 2001: 1.924 | 1.924
| British Virgin Islands | VGB | Physicians (per 1,000 people) | SH.MED.PHYS.ZS | [60 empty] | No reported value
| Virgin Islands (U.S.) | VIR | Physicians (per 1,000 people) | SH.MED.PHYS.ZS | 1990: 1.65; 1995: 1.645 | 1.645
| Vietnam | VNM | Physicians (per 1,000 people) | SH.MED.PHYS.ZS | 1980: 0.241; 1981: 0.247; 1986: 1.056; 1989: 0.391; 1990: 0.404; 1991: 0.407; 1992: 0.437; 1997: 0.569; 1998: 0.48; 1999: 0.515; 2001: 0.5217; 2002: 0.5486; 2005: 0.6104; 2006: 0.6204; 2007: 0.638; 2008: 0.6612; 2009: 0.6944; 2010: 0.706; 2011: 1.152; 2012: 0.815; 2013: 1.18; 2014: 0.776; 2015: 0.7887; 2016: 0.8199 | 0.8199
| Vanuatu | VUT | Physicians (per 1,000 people) | SH.MED.PHYS.ZS | 1960: 0.277; 1970: 0.301; 1980: 0.191; 1981: 0.189; 1986: 0.204; 1989: 0.125; 1991: 0.099; 1997: 0.1143; 2004: 0.147; 2007: 0.1182; 2008: 0.1154; 2010: 0.116; 2012: 0.1859; 2016: 0.1706 | 0.1706
| World | WLD | Physicians (per 1,000 people) | SH.MED.PHYS.ZS | 1990: 1.2546; 2000: 1.2947; 2015: 1.5021 | 1.5021
| Samoa | WSM | Physicians (per 1,000 people) | SH.MED.PHYS.ZS | 1960: 0.441; 1970: 0.35; 1980: 0.361; 1981: 0.404; 1986: 0.28; 1989: 0.207; 1992: 0.365; 1996: 0.344; 1998: 0.33; 1999: 0.6904; 2003: 0.2814; 2005: 0.2779; 2008: 0.4632; 2010: 0.3437; 2012: 0.3805; 2013: 0.4822; 2016: 0.3409 | 0.3409
| Kosovo | XKX | Physicians (per 1,000 people) | SH.MED.PHYS.ZS | [60 empty] | No reported value
| Yemen, Rep. | YEM | Physicians (per 1,000 people) | SH.MED.PHYS.ZS | 1960: 0.023; 1965: 0.032; 1970: 0.029; 1981: 0.145; 1985: 0.171; 1990: 0.007; 1995: 0.247; 1996: 0.23; 1997: 0.2324; 1998: 0.2; 2001: 0.219; 2004: 0.3367; 2008: 0.309; 2009: 0.3102; 2014: 0.3104 | 0.3104
| South Africa | ZAF | Physicians (per 1,000 people) | SH.MED.PHYS.ZS | 1965: 0.488; 1975: 0.539; 1978: 0.551; 1987: 0.613; 1992: 0.624; 1996: 0.593; 2004: 0.7219; 2010: 0.7289; 2011: 0.7143; 2012: 0.7254; 2013: 0.7411; 2014: 0.7542; 2015: 0.7827; 2016: 0.8024; 2017: 0.9101 | 0.9101
| Zambia | ZMB | Physicians (per 1,000 people) | SH.MED.PHYS.ZS | 1960: 0.107; 1965: 0.088; 1970: 0.073; 1975: 0.074; 1980: 0.076; 1981: 0.126; 1983: 0.14; 1985: 0.141; 1990: 0.092; 1995: 0.069; 2004: 0.1278; 2005: 0.0536; 2006: 0.0524; 2008: 0.0608; 2009: 0.0595; 2010: 0.0604; 2011: 0.1621; 2012: 0.1632; 2016: 0.0913 | 0.0913
| Zimbabwe | ZWE | Physicians (per 1,000 people) | SH.MED.PHYS.ZS | 1960: 0.202; 1965: 0.125; 1970: 0.162; 1975: 0.158; 1980: 0.161; 1981: 0.139; 1987: 0.135; 1990: 0.1296; 1995: 0.144; 2002: 0.057; 2004: 0.1633; 2007: 0.05; 2008: 0.0544; 2009: 0.0599; 2010: 0.065; 2011: 0.0733; 2012: 0.072; 2013: 0.074; 2014: 0.0763 | 0.0763
x | Hospital Bed Data
Description: Number of hospital beds per 1,000 people by country by year. Note that most recent year of data varies by country | bar: 1960 to 1961
Source: World Bank population data - https://data.worldbank.org/indicator/SH.MED.BEDS.ZS | bar: 1960 to 1961
Back to Top
| Country Name | Country Code | Indicator Name | Indicator Code | 1960 | 1961 | 1962 | 1963 | 1964 | 1965 | 1966 | 1967 | 1968 | 1969 | 1970 | 1971 | 1972 | 1973 | 1974 | 1975 | 1976 | 1977 | 1978 | 1979 | 1980 | 1981 | 1982 | 1983 | 1984 | 1985 | 1986 | 1987 | 1988 | 1989 | 1990 | 1991 | 1992 | 1993 | 1994 | 1995 | 1996 | 1997 | 1998 | 1999 | 2000 | 2001 | 2002 | 2003 | 2004 | 2005 | 2006 | 2007 | 2008 | 2009 | 2010 | 2011 | 2012 | 2013 | 2014 | 2015 | 2016 | 2017 | 2018 | 2019 | Most recent
| Aruba | ABW | Hospital beds (per 1,000 people) | SH.MED.BEDS.ZS | [60 empty] | No reported value
| Afghanistan | AFG | Hospital beds (per 1,000 people) | SH.MED.BEDS.ZS | 1960: 0.17063; 1970: 0.199; 1981: 0.2756; 1987: 0.3091; 1990: 0.2498; 2000: 0.3; 2001: 0.39; 2002: 0.39; 2003: 0.39; 2004: 0.39; 2005: 0.42; 2006: 0.42; 2007: 0.42; 2008: 0.42; 2009: 0.42; 2010: 0.43; 2011: 0.44; 2012: 0.53; 2013: 0.53; 2014: 0.5; 2015: 0.5; 2016: 0.5; 2017: 0.39 | 0.39 | Proxies to use if unknown for # of beds
| Angola | AGO | Hospital beds (per 1,000 people) | SH.MED.BEDS.ZS | 1960: 2.0615; 1970: 2.721; 1990: 1.2913; 2005: 0.8 | 0.8 | High income | 4.82 | Imperial college reported HIC average
| Albania | ALB | Hospital beds (per 1,000 people) | SH.MED.BEDS.ZS | 1960: 5.1027; 1980: 4.2717; 1981: 4.1871; 1982: 4.1607; 1983: 4.0862; 1984: 4.139; 1985: 4.1388; 1986: 4.0697; 1987: 3.97; 1988: 3.9355; 1989: 4.1321; 1990: 4.0249; 1991: 3.9987; 1992: 4.0134; 1993: 3.8314; 1994: 3.0171; 1995: 3.19; 1996: 3.14; 1997: 3.05; 1998: 3.05; 1999: 3.03; 2000: 3.26; 2001: 3.26; 2002: 3.14; 2003: 3.07; 2004: 3.01; 2005: 3.08; 2006: 3.12; 2007: 3.09; 2009: 3.01; 2010: 2.99; 2011: 2.88; 2012: 2.88; 2013: 2.89 | 2.89 | Upper middle income | 3.41 | Imperial college reported UMIC average
| Andorra | AND | Hospital beds (per 1,000 people) | SH.MED.BEDS.ZS | 1996: 3.18; 1997: 3; 1998: 3.09; 1999: 3.2; 2000: 3.2; 2001: 2.59; 2003: 3.3; 2005: 2.7; 2006: 2.6; 2007: 2.6; 2009: 2.5 | 2.5 | Lower middle income | 2.08 | Imperial college reported LMIC average
| Arab World | ARB | Hospital beds (per 1,000 people) | SH.MED.BEDS.ZS | 1960: 1.9273; 1970: 1.9179; 1975: 1.5838; 1981: 1.7076; 1990: 1.7956; 2000: 1.5994; 2001: 1.6428; 2002: 1.5764; 2003: 1.5712; 2004: 1.6062; 2005: 1.6225; 2006: 1.6496; 2007: 1.6171; 2008: 1.639; 2009: 1.5381; 2010: 1.5471; 2011: 1.1624; 2012: 1.1618; 2013: 1.1507; 2014: 2.2746; 2015: 1.4852; 2016: 2.0735; 2017: 1.3804 | 1.3804 | Low income | 1.24 | Imperial college reported LIC average
| United Arab Emirates | ARE | Hospital beds (per 1,000 people) | SH.MED.BEDS.ZS | 1980: 2.8495; 1981: 2.8751; 1990: 2.64; 1992: 3.0605; 1996: 2.64; 2000: 2.38; 2001: 2.28; 2002: 2.19; 2003: 2.19; 2004: 2.19; 2005: 2.19; 2006: 1.88; 2007: 1.88; 2008: 1.86; 2009: 1.93; 2010: 1.93; 2011: 1.07; 2012: 1.07; 2013: 1.15; 2014: 0.01; 2015: 1.1; 2016: 1.36; 2017: 1.38 | 1.38 | OUT | 2.7 | Average for world from WB
| Argentina | ARG | Hospital beds (per 1,000 people) | SH.MED.BEDS.ZS | 1960: 6.3523; 1970: 5.5858; 1990: 4.5943; 1993: 4.6; 1996: 3.29; 2000: 4.1; 2005: 4; 2010: 4.5; 2011: 4.39; 2012: 4.59; 2013: 4.78; 2014: 4.84; 2015: 4.96; 2016: 4.95; 2017: 4.99 | 4.99
| Armenia | ARM | Hospital beds (per 1,000 people) | SH.MED.BEDS.ZS | [20 empty] | 8.3954 | 8.5784 | 8.6828 | 8.5481 | 8.6601 | 8.6992 | 9.0242 | 8.9966 | 9.1904 | 9.0358 | 9.0948 | 8.5293 | 8.3677 | 8.2147 | 7.766 | 7.64 | 7.13 | 6.75 | 6.66 | 6.2 | 6.44 | 5.03 | 4.35 | 4.42 | 4.44 | 4.46 | 4.42 | 4.07 | 3.82 | 3.72 | 3.73 | 3.74 | 4.05 | 4.06 | 4.16 | 4.2 |  |  |  |  | 4.2 | Proxies to use for % of beds that are critical care
| American Samoa | ASM | Hospital beds (per 1,000 people) | SH.MED.BEDS.ZS | [60 empty] | No reported value | High income | 3.57% | Imperial College reported % critical care beds
| Antigua and Barbuda | ATG | Hospital beds (per 1,000 people) | SH.MED.BEDS.ZS | 1960: 7.7064; 1970: 6.53; 1990: 6.6; 1993: 6.1048; 1996: 3.88; 2001: 2.6; 2002: 2.3; 2003: 2.5; 2004: 2.4; 2005: 2.4; 2006: 2.4; 2007: 2; 2008: 1.7; 2009: 2.2; 2010: 2.2; 2011: 1.93; 2013: 3.6; 2014: 3.55; 2015: 3.61; 2016: 3.01; 2017: 2.89 | 2.89 | Upper middle income | 3.32% | Imperial College reported % critical care beds
| Australia | AUS | Hospital beds (per 1,000 people) | SH.MED.BEDS.ZS | 11.2 | 11.3 | 11.4 | 11.7 | 11.8 | 11.9 | 11.8 | 11.8 | 11.8 | 11.7 | 11.7 | 11.6 | 11.8 | 11.8 | 12 | 11.9 | 11.9 | 12.1 | 12.1 | 12.2 | 12.3 | 12.2 | 12.1 | 11.9 | 11.7 | 10.9 |  | 10.5 |  | 9.8 |  | 9.2 | 8.9 | 8.9 | 8.7 | 8.7 | 8.5 | 8.3 | 8.2 | 7.9 | 4.04 | 3.95 | 3.93 | 3.97 | 4 | 3.9 | 3.93 |  | 3.82 | 3.77 | 3.78 | 3.79 | 3.75 | 3.74 | 3.79 | 3.82 | 3.84 |  |  |  | 3.84 | Lower middle income | 2.38% | Imperial College reported % critical care beds
| Austria | AUT | Hospital beds (per 1,000 people) | SH.MED.BEDS.ZS | 10.8 | [9 empty] | 10.8 | [9 empty] | 11.2 |  |  |  |  | 10.9 | 10.8 | 10.7 | 10.6 | 10.4 | 10.2 | 9.9 | 9.7 | 9.4 | 9.5 | 9.4 | 9.3 | 9.2 | 9 | 8.9 | 7.95 | 7.85 | 7.81 | 7.73 | 7.73 | 7.69 | 7.66 | 7.75 | 7.69 | 7.68 | 7.65 | 7.68 | 7.67 | 7.64 | 7.58 | 7.54 | 7.42 | 7.37 | 7.27 |  | 7.27 | Low income | 1.63% | Imperial College reported % critical care beds
| Azerbaijan | AZE | Hospital beds (per 1,000 people) | SH.MED.BEDS.ZS | 1980: 9.7452; 1985: 9.8968; 1986: 9.8411; 1987: 9.8821; 1988: 9.9663; 1989: 10.2044; 1990: 10.0992; 1991: 10.0209; 1992: 10.5428; 1993: 10.4875; 1994: 10.0706; 1995: 10.02; 1996: 9.81; 1997: 9.61; 1998: 9.06; 1999: 8.9; 2000: 8.69; 2001: 8.51; 2002: 8.4; 2003: 8.27; 2004: 8.24; 2005: 8.21; 2006: 7.94; 2007: 7.93; 2008: 7.67; 2009: 7.54; 2010: 5.06; 2011: 4.62; 2012: 4.65; 2013: 4.69; 2014: 4.82 | 4.82 | OUT | 2.725% | Average
| Burundi | BDI | Hospital beds (per 1,000 people) | SH.MED.BEDS.ZS | 1960: 1.1224; 1970: 1.2806; 1975: 1.1232; 1986: 0.6792; 1991: 0.6631; 2006: 0.7; 2011: 1.9; 2014: 0.79 | 0.79
| Belgium | BEL | Hospital beds (per 1,000 people) | SH.MED.BEDS.ZS | 1970: 8.3; 1980: 9.4; 1985: 9.1; 1990: 8; 1991: 7.9; 1992: 7.7; 1993: 7.7; 1994: 7.6; 1997: 7.2; 1998: 7.2; 1999: 7.1; 2000: 6.72; 2001: 6.62; 2002: 6.54; 2003: 6.53; 2004: 6.48; 2005: 6.44; 2006: 6.35; 2007: 6.27; 2008: 6.25; 2009: 6.15; 2010: 6.12; 2011: 6.05; 2012: 5.99; 2013: 5.93; 2014: 5.85; 2015: 5.83; 2016: 5.76; 2017: 5.66; 2018: 5.62; 2019: 5.58 | 5.58
| Benin | BEN | Hospital beds (per 1,000 people) | SH.MED.BEDS.ZS | 1960: 1.2257; 1970: 1.1549; 1980: 1.4649; 1981: 1.1312; 1985: 0.3596; 1990: 0.8339; 1991: 0.5005; 1992: 0.2231; 1993: 0.2391; 1994: 0.2336; 2005: 0.5; 2010: 0.5 | 0.5
| Burkina Faso | BFA | Hospital beds (per 1,000 people) | SH.MED.BEDS.ZS | 1960: 0.52376; 1970: 0.5715; 1989: 0.3064; 1990: 0.2993; 1995: 1.3; 1996: 1.42; 2006: 0.9; 2010: 0.4 | 0.4
| Bangladesh | BGD | Hospital beds (per 1,000 people) | SH.MED.BEDS.ZS | 1970: 0.1551; 1980: 0.2158; 1981: 0.2252; 1985: 0.2878; 1990: 0.3042; 1991: 0.3081; 1994: 0.3049; 1999: 0.3; 2001: 0.3; 2002: 0.34; 2005: 0.3; 2011: 0.6; 2014: 0.6; 2015: 0.77; 2016: 0.79 | 0.79
| Bulgaria | BGR | Hospital beds (per 1,000 people) | SH.MED.BEDS.ZS | 6.2137 | [19 empty] | 8.8506 | 8.859 | 8.8867 | 8.8768 | 8.963 | 9.114 | 9.4521 | 9.5642 | 9.5602 | 9.7021 | 9.7908 | 9.7682 | 10.2064 | 10.4942 | 10.1961 | 10.37 | 10.47 | 10.28 | 8.41 | 7.49 | 7.41 | 7.2 | 6.49 | 6.29 | 6.13 | 6.41 | 6.28 | 6.46 | 6.61 | 6.72 | 6.62 | 6.45 | 6.61 | 6.82 | 7.13 | 7.24 | 7.27 | 7.45 |  |  | 7.45
| Bahrain | BHR | Hospital beds (per 1,000 people) | SH.MED.BEDS.ZS | 1960: 4.7114; 1970: 4.3429; 1980: 3.3144; 1989: 3.3395; 1997: 2.9; 2000: 2.75; 2001: 2.82; 2002: 2.86; 2003: 2.81; 2004: 2.81; 2005: 2.81; 2006: 2.74; 2007: 2.74; 2008: 1.97; 2009: 1.9; 2010: 1.77; 2011: 1.7; 2012: 2.08; 2013: 2.08; 2014: 2.03; 2015: 1.95; 2016: 1.89; 2017: 1.74 | 1.74
| Bahamas, The | BHS | Hospital beds (per 1,000 people) | SH.MED.BEDS.ZS | 1960: 5.7257; 1970: 5.0936; 1980: 4.4048; 1990: 4; 1993: 3.8839; 1995: 3.6; 1996: 3.94; 2000: 3.5; 2001: 3.4; 2002: 3.4; 2003: 3.4; 2004: 3.4; 2006: 3.2; 2007: 3.2; 2008: 3.2; 2009: 3.2; 2010: 2.92; 2011: 2.9; 2012: 2.86; 2013: 2.85; 2014: 2.76; 2015: 2.83; 2017: 2.96 | 2.96
| Bosnia and Herzegovina | BIH | Hospital beds (per 1,000 people) | SH.MED.BEDS.ZS | 1980: 4.8311; 1981: 4.9228; 1982: 4.9179; 1983: 4.9047; 1984: 4.8137; 1985: 4.7181; 1986: 4.742; 1987: 4.5935; 1988: 4.5782; 1989: 4.4983; 1990: 4.4591; 1991: 4.378; 1998: 3.82; 1999: 3.8; 2000: 3.38; 2001: 3.24; 2002: 3.21; 2003: 3.17; 2004: 3.05; 2005: 3.12; 2006: 3.32; 2007: 3.39; 2008: 3.35; 2009: 3.33; 2010: 3.4; 2011: 3.46; 2012: 3.5; 2013: 3.5; 2014: 3.49 | 3.49
| Belarus | BLR | Hospital beds (per 1,000 people) | SH.MED.BEDS.ZS | 1980: 12.5461; 1985: 13.0713; 1986: 13.2605; 1987: 13.4563; 1988: 13.3729; 1989: 13.5795; 1990: 13.2264; 1991: 13.2047; 1992: 12.6907; 1993: 12.4762; 1994: 12.4639; 1995: 12.38; 1996: 12.27; 1997: 12.36; 1998: 12.42; 1999: 12.64; 2000: 12.61; 2001: 12.58; 2002: 11.94; 2003: 11.34; 2004: 10.71; 2005: 11.13; 2006: 11.18; 2007: 11.23; 2008: 11.12; 2009: 11.07; 2010: 11.45; 2011: 11.25; 2012: 11.27; 2013: 11.05; 2014: 10.83 | 10.83
| Belize | BLZ | Hospital beds (per 1,000 people) | SH.MED.BEDS.ZS | 1960: 4.6678; 1970: 5.4014; 1986: 3.3168; 1990: 2.7; 1993: 2.8; 1995: 2.5; 1996: 2.13; 2000: 1.9; 2003: 1.3; 2004: 1.3; 2005: 1.2; 2006: 1.3; 2007: 1.2; 2008: 1.2; 2009: 1.1; 2010: 1.2; 2011: 1.09; 2012: 1.08; 2013: 0.89; 2014: 1.27; 2016: 1.22; 2017: 1.04 | 1.04
| Bermuda | BMU | Hospital beds (per 1,000 people) | SH.MED.BEDS.ZS | 1996: 6.3 | 6.3
| Bolivia | BOL | Hospital beds (per 1,000 people) | SH.MED.BEDS.ZS | 1960: 1.8454; 1970: 2.3217; 1975: 2.0588; 1990: 1.3178; 1991: 1.411; 1993: 1.4; 1996: 1.67; 2003: 1; 2004: 1; 2006: 1.1; 2007: 1.1; 2008: 1.1; 2009: 1.1; 2011: 1.07; 2012: 1.1; 2013: 1.12; 2014: 1.15; 2015: 1.13; 2016: 1.27; 2017: 1.29 | 1.29
| Brazil | BRA | Hospital beds (per 1,000 people) | SH.MED.BEDS.ZS | 1960: 3.2018; 1970: 3.6918; 1975: 4.9951; 1987: 3.5603; 1990: 3.3453; 1993: 3.5; 1996: 3.11; 2000: 2.82; 2001: 2.78; 2002: 2.59; 2003: 2.42; 2005: 2.52; 2006: 2.48; 2007: 2.47; 2008: 2.44; 2009: 2.43; 2010: 2.37; 2011: 2.31; 2012: 2.27; 2013: 2.25; 2014: 2.22; 2015: 2.15; 2016: 2.11; 2017: 2.09 | 2.09
| Barbados | BRB | Hospital beds (per 1,000 people) | SH.MED.BEDS.ZS | 1960: 5.9298; 1970: 10.2216; 1980: 8.5347; 1990: 8.4; 1993: 1.2676; 1995: 7.4; 1996: 7.56; 2003: 7.3; 2004: 7.3; 2005: 6.7; 2006: 6.6; 2008: 7.6; 2009: 6.8; 2010: 6.76; 2012: 6.34; 2013: 6.34; 2014: 5.93; 2015: 5.9; 2016: 5.89; 2017: 5.97 | 5.97
| Brunei Darussalam | BRN | Hospital beds (per 1,000 people) | SH.MED.BEDS.ZS | 1960: 4.9024; 1970: 3.5077; 1981: 2.9359; 1982: 2.994; 2000: 2.46; 2002: 2.7; 2004: 2.6; 2005: 2.58; 2006: 2.79; 2008: 2.7; 2009: 2.6; 2010: 2.46; 2011: 2.46; 2012: 2.44; 2013: 2.42; 2014: 2.43; 2015: 2.77; 2016: 2.76; 2017: 2.85 | 2.85
| Bhutan | BTN | Hospital beds (per 1,000 people) | SH.MED.BEDS.ZS | 1986: 1.7059; 1990: 0.8467; 1994: 1.6148; 1999: 1.6; 2001: 1.6; 2002: 1.6; 2006: 1.7; 2011: 1.8; 2012: 1.74 | 1.74
| Botswana | BWA | Hospital beds (per 1,000 people) | SH.MED.BEDS.ZS | 1960: 2.1229; 1980: 2.3631; 1990: 1.5752; 2003: 2.2; 2007: 2.4; 2008: 1.8; 2010: 1.8 | 1.8
| Central African Republic | CAF | Hospital beds (per 1,000 people) | SH.MED.BEDS.ZS | 1960: 1.2314; 1970: 1.8756; 1980: 1.5586; 1990: 0.8732; 2006: 1.2; 2011: 1 | 1
| Canada | CAN | Hospital beds (per 1,000 people) | SH.MED.BEDS.ZS | 6.2 | [9 empty] | 7 | [5 empty] | 6.9 | 6.9 | 6.9 | 6.8 | 6.8 | 6.9 | 6.8 | 6.8 | 6.8 | 6.8 | 6.7 | 6.6 | 6.5 | 6.3 | 6 | 5.8 | 5.5 | 5.4 |  | 5 | 4.6 | 4.4 | 4.2 | 3.9 | 3.77 | 3.69 | 3.64 | 3.5 | 3.44 | 3.1 | 3.02 | 2.96 | 2.85 | 2.8 | 2.78 | 2.8 | 2.79 | 2.72 | 2.67 | 2.62 | 2.6 | 2.53 | 2.55 | 2.52 | 2.52
| Central Europe and the Baltics | CEB | Hospital beds (per 1,000 people) | SH.MED.BEDS.ZS | 1980: 8.0302; 1985: 8.2005; 1990: 8.1198; 1991: 8.0388; 1992: 7.6723; 1993: 7.6429; 1994: 7.6307; 1995: 7.2387; 1996: 7.2682; 1997: 7.0231; 1998: 6.7973; 1999: 6.6165; 2000: 6.6964; 2002: 6.7378; 2003: 6.8879; 2004: 6.8275; 2005: 6.7743; 2006: 6.734; 2007: 6.6033; 2008: 6.6646; 2009: 6.6548; 2010: 6.5692; 2011: 6.5425; 2012: 6.5743; 2013: 6.5564; 2014: 6.5822; 2015: 6.5797; 2016: 6.583; 2017: 6.5932; 2018: 6.4227 | 6.4227
| Switzerland | CHE | Hospital beds (per 1,000 people) | SH.MED.BEDS.ZS | 1991: 19.9; 2000: 6.29; 2001: 6.04; 2002: 5.95; 2003: 5.82; 2004: 5.67; 2005: 5.54; 2006: 5.39; 2007: 5.36; 2008: 5.21; 2009: 5.1; 2010: 5.19; 2011: 5.05; 2012: 4.97; 2013: 4.85; 2014: 4.73; 2015: 4.73; 2016: 4.69; 2017: 4.65; 2018: 4.63 | 4.63
| Channel Islands | CHI | Hospital beds (per 1,000 people) | SH.MED.BEDS.ZS | 1960: 11.1538; 1970: 11.225; 1980: 10.6512; 1981: 10.5951 | 10.5951
| Chile | CHL | Hospital beds (per 1,000 people) | SH.MED.BEDS.ZS | 1960: 3.6743; 1970: 3.7764; 1980: 3.4064; 1989: 3.1767; 1990: 3.1586; 1993: 3.1; 1996: 2.67; 2000: 2.72; 2001: 2.62; 2002: 2.54; 2003: 2.51; 2004: 2.41; 2005: 2.31; 2006: 2.33; 2007: 2.29; 2008: 2.28; 2009: 2.27; 2010: 2.04; 2011: 2.22; 2012: 2.17; 2013: 2.17; 2014: 2.12; 2015: 2.14; 2016: 2.12; 2017: 2.11; 2018: 2.06 | 2.06
| China | CHN | Hospital beds (per 1,000 people) | SH.MED.BEDS.ZS | [5 empty] | 1.44 | 1.52 | 1.5 | 1.45 | 1.45 | 1.54 | 1.58 | 1.71 | 1.77 | 1.85 | 1.92 | 2 | 2.07 | 2.14 | 2.2 | 2.23 | 2.25 | 2.26 | 2.29 | 2.33 | 2.37 | 2.4 | 2.48 | 2.54 | 2.56 | 2.58 | 2.6 | 2.62 | 2.63 | 2.63 | 2.61 | 2.55 | 2.55 | 2.53 | 2.52 | 1.68 | 1.66 | 1.7 | 1.73 | 1.79 | 1.84 | 1.91 | 1.99 | 2.13 | 2.29 | 2.47 | 2.69 | 3.01 | 3.29 | 3.55 | 3.79 | 4.02 | 4.31 |  |  | 4.31
| Cote d'Ivoire | CIV | Hospital beds (per 1,000 people) | SH.MED.BEDS.ZS | 1960: 1.3488; 1970: 1.1561; 1989: 0.8285; 1990: 0.8116; 2006: 0.4 | 0.4
| Cameroon | CMR | Hospital beds (per 1,000 people) | SH.MED.BEDS.ZS | 1960: 2.0023; 1970: 1.7515; 1975: 2.4659; 1989: 2.5983; 1990: 2.5533; 2006: 1.5; 2010: 1.3 | 1.3
| Congo, Dem. Rep. | COD | Hospital beds (per 1,000 people) | SH.MED.BEDS.ZS | 1960: 5.674; 1970: 3.3234; 1975: 3.2253; 1987: 1.5931; 1990: 1.4268; 2005: 1.1; 2006: 0.8 | 0.8
| Congo, Rep. | COG | Hospital beds (per 1,000 people) | SH.MED.BEDS.ZS | 1960: 3.7571; 1970: 4.3872; 1990: 3.35; 2005: 1.6 | 1.6
| Colombia | COL | Hospital beds (per 1,000 people) | SH.MED.BEDS.ZS | 1960: 2.5755; 1970: 2.0973; 1980: 1.5641; 1989: 1.2511; 1990: 1.3667; 1993: 1.3; 1996: 1.46; 2003: 1.1; 2004: 1.2; 2006: 1; 2007: 1; 2010: 1.48; 2011: 1.45; 2012: 1.48; 2013: 1.54; 2014: 1.59; 2015: 1.61; 2016: 1.68; 2017: 1.7; 2018: 1.71 | 1.71
| Comoros | COM | Hospital beds (per 1,000 people) | SH.MED.BEDS.ZS | 1989: 3.1249; 1990: 2.7616; 2006: 2.2; 2010: 2.16 | 2.16
| Cabo Verde | CPV | Hospital beds (per 1,000 people) | SH.MED.BEDS.ZS | 1970: 1.4082; 1980: 2.1869; 1988: 1.5977; 1992: 1.5831; 2005: 2.1; 2008: 2.1; 2010: 2.1 | 2.1
| Costa Rica | CRI | Hospital beds (per 1,000 people) | SH.MED.BEDS.ZS | 1960: 4.7908; 1970: 3.9396; 1980: 3.3144; 1990: 2.5; 1994: 1.7939; 1995: 1.78; 1996: 1.75; 1997: 1.71; 1998: 1.68; 2000: 1.65; 2001: 1.61; 2002: 1.57; 2003: 1.54; 2004: 1.5; 2005: 1.35; 2006: 1.32; 2007: 1.3; 2008: 1.25; 2009: 1.24; 2010: 1.24; 2011: 1.23; 2012: 1.2; 2013: 1.18; 2014: 1.17; 2015: 1.16; 2016: 1.15; 2017: 1.14; 2018: 1.11; 2019: 1.1 | 1.1
| Caribbean small states | CSS | Hospital beds (per 1,000 people) | SH.MED.BEDS.ZS | 1960: 5.0542; 1970: 4.996; 1975: 4.9904; 1990: 3.6201; 1993: 2.8212; 1995: 3.0915; 1996: 3.4794; 2001: 2.493; 2003: 2.5315; 2005: 2.4426; 2006: 2.5566; 2007: 2.1823; 2009: 2.3005; 2010: 2.3117; 2012: 2.2941; 2013: 2.2428; 2015: 2.5012; 2016: 2.3161; 2017: 2.3867 | 2.3867
| Cuba | CUB | Hospital beds (per 1,000 people) | SH.MED.BEDS.ZS | 1960: 4.3665; 1970: 4.6324; 1990: 5.4212; 1993: 6; 1996: 5.13; 2003: 4.9; 2005: 4.9; 2006: 4.9; 2007: 4.9; 2008: 6; 2009: 5.9; 2010: 5.9; 2011: 5.08; 2012: 5.04; 2013: 5.05; 2014: 5.16; 2015: 5.24; 2016: 5.32; 2017: 5.33 | 5.33
| Curacao | CUW | Hospital beds (per 1,000 people) | SH.MED.BEDS.ZS | [60 empty] | No reported value
| Cayman Islands | CYM | Hospital beds (per 1,000 people) | SH.MED.BEDS.ZS | 1990: 3 | 3
| Cyprus | CYP | Hospital beds (per 1,000 people) | SH.MED.BEDS.ZS | 1960: 4.5236; 1970: 5.3821; 1980: 5.653; 1981: 5.7201; 1989: 5.0864; 2000: 4.52; 2001: 4.4; 2002: 4.4; 2003: 4.3; 2004: 4.2; 2005: 3.83; 2006: 3.8; 2007: 3.8; 2008: 3.78; 2009: 3.76; 2010: 3.57; 2011: 3.51; 2012: 3.46; 2013: 3.41; 2014: 3.42; 2015: 3.42; 2016: 3.43; 2017: 3.4 | 3.4
| Czech Republic | CZE | Hospital beds (per 1,000 people) | SH.MED.BEDS.ZS | 1980: 11.3; 1985: 11.4; 1990: 11.3; 1991: 11.1; 1992: 10.7; 1993: 10.4; 1994: 10.2; 2000: 7.8; 2001: 7.77; 2002: 7.76; 2003: 7.73; 2004: 7.65; 2005: 7.57; 2006: 7.45; 2007: 7.33; 2008: 7.21; 2009: 7.14; 2010: 7.3; 2011: 7.06; 2012: 6.93; 2013: 6.7; 2014: 6.68; 2015: 6.67; 2016: 6.66; 2017: 6.63; 2018: 6.62 | 6.62
| Germany | DEU | Hospital beds (per 1,000 people) | SH.MED.BEDS.ZS | 1960: 10.5; 1970: 11.3; 1980: 11.5; 1985: 11; 1990: 10.4; 1991: 10.1; 1992: 9.9; 1993: 9.7; 1994: 9.7; 1995: 9.7; 1996: 9.6; 1997: 9.4; 1998: 9.3; 1999: 9.2; 2000: 9.12; 2001: 9.01; 2002: 8.87; 2003: 8.74; 2004: 8.58; 2005: 8.47; 2006: 8.3; 2007: 8.24; 2008: 8.21; 2009: 8.24; 2010: 8.25; 2011: 8.38; 2012: 8.34; 2013: 8.28; 2014: 8.23; 2015: 8.13; 2016: 8.06; 2017: 8 | 8
| Djibouti | DJI | Hospital beds (per 1,000 people) | SH.MED.BEDS.ZS | 1960: 7.8313; 1970: 6.0774; 1981: 3.6105; 1990: 2.5397; 2000: 1.75; 2001: 1.75; 2002: 1.75; 2003: 1.61; 2004: 1.61; 2005: 1.61; 2006: 1.61; 2010: 1.42; 2011: 1.42; 2012: 1.42; 2013: 1.42; 2014: 1.4; 2015: 1.4; 2016: 1.4; 2017: 1.4 | 1.4
| Dominica | DMA | Hospital beds (per 1,000 people) | SH.MED.BEDS.ZS | 1960: 4.5439; 1970: 4.4444; 1990: 3; 1993: 2.5939; 1995: 3.6; 1996: 2.65; 2000: 3.8; 2001: 3.5; 2002: 3.9; 2003: 3.9; 2004: 3.9; 2005: 3.9; 2007: 4; 2008: 3.8; 2009: 3.8; 2010: 3.8; 2011: 3.8; 2012: 3.8 | 3.8
| Denmark | DNK | Hospital beds (per 1,000 people) | SH.MED.BEDS.ZS | [10 empty] | 8.1 |  | 8.4 | 8.3 | 8.5 | 8.5 | 8.6 | 8.4 | 8.5 | 8.2 | 8.1 | 7.8 | 7.7 | 7.4 | 7.1 | 7 | 6.9 | 6.2 | 6 | 5.8 | 5.6 | 5.4 | 5.1 | 5 | 5 | 4.9 | 4.7 | 4.6 | 4.5 | 4.3 | 4.29 | 4.22 | 4.29 | 4.13 | 3.97 | 3.86 | 3.79 | 3.69 | 3.57 | 3.49 | 3.5 | 3.13 |  | 3.07 | 2.69 | 2.53 | 2.6 | 2.61 | 2.43 | 2.6 | 2.6
| Dominican Republic | DOM | Hospital beds (per 1,000 people) | SH.MED.BEDS.ZS | 1960: 2.3287; 1970: 2.6394; 1975: 2.5015; 1990: 1.8813; 1993: 2; 1996: 1.5; 2003: 2.1; 2005: 2; 2007: 1.22; 2008: 1.57; 2009: 1.44; 2010: 1.59; 2011: 1.74; 2012: 1.74; 2013: 1.79; 2014: 1.79; 2015: 1.58; 2016: 1.44; 2017: 1.56 | 1.56
| Algeria | DZA | Hospital beds (per 1,000 people) | SH.MED.BEDS.ZS | 1960: 3.1874; 1970: 2.8425; 1986: 2.4884; 1988: 2.629; 1989: 2.5644; 1990: 2.4993; 1994: 2.1032; 1998: 2.1; 2004: 1.7; 2015: 1.9 | 1.9
| East Asia & Pacific (excluding high income) | EAP | Hospital beds (per 1,000 people) | SH.MED.BEDS.ZS | [5 empty] | 1.44 | 1.52 | 1.5 | 1.45 | 1.45 | 1.4419 | 1.58 | 1.71 | 1.77 | 1.85 | 1.7811 | 1.9873 | 2.07 | 2.14 | 2.2 | 2.2237 | 2.2944 | 2.2342 | 2.2625 | 2.31 | 2.122 | 2.3659 | 2.48 | 2.5366 | 2.3565 | 2.2788 | 2.2723 | 2.2777 | 2.292 | 2.3496 | 2.5721 | 2.5408 | 2.4981 | 2.2557 | 2.5049 | 1.7076 | 1.6585 | 1.6434 | 1.7305 | 1.842 | 1.8768 | 1.8693 | 1.9345 | 2.1082 | 2.0381 | 2.2981 | 2.282 | 2.6601 | 2.8181 | 2.9918 | 3.2999 | 3.4085 | 3.675 |  |  | 3.675
| Early-demographic dividend | EAR | Hospital beds (per 1,000 people) | SH.MED.BEDS.ZS | 1960: 0.91998; 1970: 0.96725; 1975: 0.88753; 1980: 1.039; 1985: 1.1072; 1991: 1.0902; 2000: 1.0589; 2001: 0.94297; 2002: 0.93802; 2003: 1.1908; 2005: 0.93351; 2006: 0.96349; 2007: 0.94532; 2008: 0.86472; 2009: 0.83755; 2010: 0.9549; 2011: 1.1207; 2012: 0.8979; 2013: 0.91752; 2014: 0.95154; 2015: 0.92111; 2016: 0.86995; 2017: 0.9231 | 0.9231
| East Asia & Pacific | EAS | Hospital beds (per 1,000 people) | SH.MED.BEDS.ZS | [10 empty] | 2.5525 |  |  |  |  | 1.9171 | 2.1282 |  |  |  | 3.3248 | 2.4383 | 2.383 | 2.4118 | 2.4562 | 3.2871 | 2.3968 |  |  | 2.4877 | 2.3412 | 2.4209 | 2.4289 | 3.4373 | 3.5286 | 3.8015 | 3.8036 | 3.7071 | 3.3932 | 3.7007 | 2.8195 | 2.7533 | 2.5644 | 2.9463 | 2.9693 | 2.9437 | 2.901 | 3.042 | 3.1647 | 2.9575 | 3.1461 | 3.2179 | 3.5006 | 3.6878 | 3.8563 | 4.1896 | 4.2633 | 4.5146 |  |  | 4.5146
| Europe & Central Asia (excluding high income) | ECA | Hospital beds (per 1,000 people) | SH.MED.BEDS.ZS | 1985: 10.6449; 1986: 10.6963; 1987: 10.7279; 1988: 10.7603; 1989: 10.7813; 1990: 10.7655; 1991: 10.5216; 1992: 10.2781; 1993: 10.0985; 1994: 9.796; 1995: 9.573; 1996: 9.1559; 1997: 8.6213; 1998: 8.2982; 1999: 8.0748; 2000: 8.1081; 2001: 8.0147; 2002: 7.9461; 2003: 7.8121; 2004: 7.7702; 2005: 7.6712; 2006: 7.6038; 2007: 7.4649; 2008: 7.156; 2009: 7.1161; 2010: 6.9302; 2011: 6.8175; 2012: 6.7504; 2013: 6.6088; 2014: 6.3571 | 6.3571
| Europe & Central Asia | ECS | Hospital beds (per 1,000 people) | SH.MED.BEDS.ZS | 1980: 9.1544; 1985: 9.588; 1986: 9.6728; 1987: 9.6542; 1988: 9.6221; 1989: 9.5659; 1990: 9.1632; 1991: 9.0267; 1992: 8.6967; 1993: 8.5208; 1994: 8.3249; 1995: 8.1297; 1996: 7.9046; 1997: 7.5438; 1998: 7.2997; 1999: 7.0948; 2000: 7.015; 2001: 7.0086; 2002: 6.8644; 2003: 6.788; 2004: 6.7094; 2005: 6.6174; 2006: 6.5281; 2007: 6.415; 2008: 6.2362; 2009: 6.1689; 2010: 6.0247; 2011: 5.9473; 2012: 5.9039; 2013: 5.7826; 2014: 5.678; 2015: 5.4651; 2016: 5.4081; 2017: 5.3609; 2018: 4.7132 | 4.7132
| Ecuador | ECU | Hospital beds (per 1,000 people) | SH.MED.BEDS.ZS | 1960: 1.8707; 1970: 2.3491; 1975: 2.5463; 1980: 1.9072; 1990: 1.6441; 1993: 1.6; 1996: 1.55; 2002: 1.5; 2003: 1.7; 2007: 1.5; 2008: 1.5; 2009: 1.6; 2010: 1.59; 2011: 1.62; 2012: 1.5; 2013: 1.51; 2014: 1.55; 2015: 1.57; 2016: 1.39 | 1.39
| Egypt, Arab Rep. | EGY | Hospital beds (per 1,000 people) | SH.MED.BEDS.ZS | 1960: 2.147; 1970: 2.1805; 1975: 2.0366; 1980: 2.0263; 1981: 2.0722; 1986: 2.0857; 1988: 2.1247; 1989: 2.0199; 1990: 2.0709; 1991: 2.0242; 1992: 2.0004; 1993: 1.9293; 1996: 2.1; 1997: 2.1; 2000: 2.1; 2001: 2.1; 2002: 2.1; 2003: 2.17; 2004: 2.17; 2005: 2.2; 2006: 2.2; 2007: 2.1; 2008: 2.08; 2009: 1.73; 2010: 1.73; 2011: 0.52; 2012: 0.52; 2013: 0.52; 2014: 1.56; 2015: 1.56; 2016: 1.43; 2017: 1.43 | 1.43
| Euro area | EMU | Hospital beds (per 1,000 people) | SH.MED.BEDS.ZS | 1970: 9.6522; 1980: 9.9421; 1985: 9.0752; 1990: 8.2412; 1991: 8.0306; 1992: 7.9077; 1993: 7.7492; 1994: 7.6486; 1995: 7.5171; 1996: 7.5023; 1997: 7.2349; 1998: 7.0735; 1999: 6.8795; 2000: 6.6547; 2001: 6.5387; 2002: 6.415; 2003: 6.2664; 2004: 6.1392; 2005: 6.052; 2006: 5.9492; 2007: 5.8881; 2008: 5.7971; 2009: 5.6794; 2010: 5.5764; 2011: 5.529; 2012: 5.4778; 2013: 5.3984; 2014: 5.433; 2015: 5.3039; 2016: 5.2541; 2017: 5.2039; 2018: 4.2772 | 4.2772
| Eritrea | ERI | Hospital beds (per 1,000 people) | SH.MED.BEDS.ZS | 2006: 1.2; 2011: 0.7 | 0.7
| Spain | ESP | Hospital beds (per 1,000 people) | SH.MED.BEDS.ZS | [10 empty] | 4.7 | [8 empty] | 5.5 | 5.4 | 5.4 | 5.4 | 5.2 | 5 | 4.9 | 4.8 | 4.8 | 4.7 | 4.7 | 4.6 | 4.6 | 4.5 | 4.4 | 4.4 | 4.3 | 4.3 | 4.2 | 4.2 | 4.1 | 3.65 | 3.58 | 3.53 | 3.44 | 3.4 | 3.34 | 3.29 | 3.25 | 3.2 | 3.16 | 3.11 | 3.05 | 2.99 | 2.96 | 2.97 | 2.98 | 2.97 | 2.97 | 2.97 |  | 2.97
| Estonia | EST | Hospital beds (per 1,000 people) | SH.MED.BEDS.ZS | 1980: 12.1851; 1985: 12.2744; 1986: 12.2652; 1987: 12.1365; 1988: 12.0267; 1989: 11.9308; 1990: 11.6106; 1991: 11.2892; 1992: 9.6817; 1993: 9.6223; 1994: 8.5613; 1995: 8.35; 1996: 7.9; 1997: 7.71; 1998: 7.58; 1999: 7.53; 2000: 7.04; 2001: 6.6; 2002: 5.98; 2003: 5.73; 2004: 5.64; 2005: 5.38; 2006: 5.55; 2007: 5.48; 2008: 5.63; 2009: 5.37; 2010: 5.27; 2011: 5.36; 2012: 5.53; 2013: 5.01; 2014: 5.01; 2015: 4.96; 2016: 4.76; 2017: 4.69; 2018: 4.57 | 4.57
| Ethiopia | ETH | Hospital beds (per 1,000 people) | SH.MED.BEDS.ZS | 1960: 0.29423; 1970: 0.2852; 1975: 0.2857; 1980: 0.2955; 1990: 0.2415; 2004: 0.2; 2006: 0.2; 2008: 0.2; 2011: 6.3; 2015: 0.3; 2016: 0.33 | 0.33
| European Union | EUU | Hospital beds (per 1,000 people) | SH.MED.BEDS.ZS | 1980: 9.5203; 1985: 8.8781; 1990: 8.197; 1991: 8.008; 1992: 7.7471; 1993: 7.6094; 1994: 7.5428; 1995: 7.3099; 1996: 7.2903; 1997: 7.0621; 1998: 6.8603; 1999: 6.6693; 2000: 6.5323; 2001: 6.5762; 2002: 6.3724; 2003: 6.3005; 2004: 6.1938; 2005: 6.1156; 2006: 6.027; 2007: 5.9461; 2008: 5.8896; 2009: 5.8017; 2010: 5.7078; 2011: 5.6612; 2012: 5.6612; 2013: 5.5649; 2014: 5.5972; 2015: 5.4883; 2016: 5.4496; 2017: 5.4099; 2018: 4.594 | 4.594
| Fragile and conflict affected situations | FCS | Hospital beds (per 1,000 people) | SH.MED.BEDS.ZS | 1960: 1.2111; 1970: 1.2074; 1980: 1.3063; 1990: 1.487 | 1.487
| Finland | FIN | Hospital beds (per 1,000 people) | SH.MED.BEDS.ZS | 1970: 15.1; 1980: 15.6; 1985: 14; 1990: 12.5; 1991: 11.2; 1992: 11; 1993: 10; 1994: 10; 1995: 9.3; 1996: 9.2; 1997: 7.9; 1998: 7.8; 1999: 7.6; 2000: 7.54; 2001: 7.46; 2002: 7.35; 2003: 7.24; 2004: 7.1; 2005: 7.05; 2006: 6.99; 2007: 6.73; 2008: 6.57; 2009: 6.25; 2010: 5.85; 2011: 5.52; 2012: 5.3; 2013: 4.87; 2014: 4.53; 2015: 4.35; 2016: 3.97; 2017: 3.28; 2018: 3.61 | 3.61
| Fiji | FJI | Hospital beds (per 1,000 people) | SH.MED.BEDS.ZS | 1960: 4.0406; 1970: 2.9096; 1975: 3.3333; 1980: 2.8139; 1981: 2.7461; 1999: 2.6; 2004: 2.1; 2005: 2.09; 2008: 2.1; 2009: 2.1; 2011: 2.19; 2013: 2.19; 2014: 1.85; 2015: 1.87; 2016: 2 | 2
| France | FRA | Hospital beds (per 1,000 people) | SH.MED.BEDS.ZS | [14 empty] | 10.5 | 10.6 | 10.6 | 10.8 | 10.9 | 11.1 | 11.1 | 11.1 | 11 | 10.8 | 10.7 | 10.5 | 10.3 | 10.2 | 10.1 | 9.9 | 9.7 | 9.6 | 9.4 | 9.3 | 9.1 | 8.9 | 8.8 | 8.6 | 8.4 | 8.3 | 7.97 | 7.83 | 7.71 | 7.55 | 7.39 | 7.22 | 7.11 | 7.06 | 6.9 | 6.66 | 6.43 | 6.36 | 6.34 | 6.28 | 6.2 | 6.13 | 6.06 | 5.98 | 5.91 |  | 5.91
| Faroe Islands | FRO | Hospital beds (per 1,000 people) | SH.MED.BEDS.ZS | [60 empty] | No reported value
| Micronesia, Fed. Sts. | FSM | Hospital beds (per 1,000 people) | SH.MED.BEDS.ZS | 1989: 3.4673; 2000: 2.8; 2005: 3.3; 2006: 3.31; 2009: 3.2 | 3.2
| Gabon | GAB | Hospital beds (per 1,000 people) | SH.MED.BEDS.ZS | 1960: 5.714; 1970: 9.9107; 1985: 1.552; 1990: 3.1938; 2006: 2; 2008: 1.3; 2010: 6.3 | 6.3
| United Kingdom | GBR | Hospital beds (per 1,000 people) | SH.MED.BEDS.ZS | 1960: 10.7; 1970: 9.6; 1980: 8.1; 1985: 7.4; 1990: 5.9; 1991: 5.6; 1992: 5.4; 1993: 5.1; 1994: 4.8; 1995: 4.8; 1996: 4.6; 1997: 4.6; 1998: 4.4; 1999: 4.2; 2000: 4.08; 2001: 4.04; 2002: 3.98; 2003: 3.95; 2004: 3.86; 2005: 3.72; 2006: 3.54; 2007: 3.39; 2008: 3.33; 2009: 3.26; 2010: 2.93; 2011: 2.88; 2012: 2.81; 2013: 2.76; 2014: 2.73; 2015: 2.61; 2016: 2.57; 2017: 2.54; 2018: 2.5; 2019: 2.46 | 2.46
| Georgia | GEO | Hospital beds (per 1,000 people) | SH.MED.BEDS.ZS | 1980: 10.1708; 1985: 9.9734; 1986: 10.015; 1987: 10.1074; 1988: 9.9935; 1989: 9.9957; 1990: 9.7975; 1991: 9.7981; 1992: 10.0087; 1993: 9.3911; 1994: 9.6758; 1995: 7.66; 1996: 5.67; 1997: 5.86; 1998: 5.71; 1999: 5.69; 2000: 4.81; 2001: 4.45; 2002: 4.2; 2003: 4.19; 2004: 4.12; 2005: 3.92; 2006: 3.74; 2007: 3.32; 2008: 3.21; 2009: 3.09; 2010: 2.99; 2011: 2.81; 2012: 2.53; 2013: 2.59; 2014: 2.89 | 2.89
| Ghana | GHA | Hospital beds (per 1,000 people) | SH.MED.BEDS.ZS | 1960: 0.77989; 1970: 1.3228; 1975: 1.2508; 1985: 1.567; 1990: 1.46; 2005: 0.9; 2009: 0.9; 2011: 0.9 | 0.9
| Gibraltar | GIB | Hospital beds (per 1,000 people) | SH.MED.BEDS.ZS | [60 empty] | No reported value
| Guinea | GIN | Hospital beds (per 1,000 people) | SH.MED.BEDS.ZS | 1960: 0.73916; 1970: 1.7585; 1988: 0.5841; 1990: 0.5507; 2005: 0.3; 2011: 0.3 | 0.3
| Gambia, The | GMB | Hospital beds (per 1,000 people) | SH.MED.BEDS.ZS | 1960: 1.1818; 1985: 1.6578; 1990: 0.6109; 2005: 0.8; 2009: 1.1; 2011: 1.1 | 1.1
| Guinea-Bissau | GNB | Hospital beds (per 1,000 people) | SH.MED.BEDS.ZS | 1960: 1.6212; 1970: 1.5746; 1980: 1.886; 1981: 1.9717; 1990: 1.4779; 2007: 0.7; 2009: 1 | 1
| Equatorial Guinea | GNQ | Hospital beds (per 1,000 people) | SH.MED.BEDS.ZS | 1960: 4.996; 1988: 2.803; 2001: 1.1; 2005: 2.2; 2009: 1.9; 2010: 2.1 | 2.1
| Greece | GRC | Hospital beds (per 1,000 people) | SH.MED.BEDS.ZS | 5.8 | [9 empty] | 6.2 | [9 empty] | 6.2 |  |  |  |  | 5.5 | 5.3 | 5.2 | 5.2 | 5.1 | 5.1 | 5 | 5 | 5 | 4.9 | 4.9 | 4.9 | 4.9 | 4.8 | 4.7 | 4.77 | 4.81 | 4.75 | 4.74 | 4.73 | 4.78 | 4.87 | 4.88 | 4.84 | 4.93 | 4.48 | 4.47 | 4.45 | 4.24 | 4.24 | 4.25 | 4.2 | 4.21 | 4.2 |  | 4.2
| Grenada | GRD | Hospital beds (per 1,000 people) | SH.MED.BEDS.ZS | 1960: 6.2222; 1970: 7.2537; 1980: 5.7714; 1990: 8; 1993: 8.1778; 1995: 5.5; 1996: 5.27; 2000: 6.2; 2002: 6.9; 2003: 5.7; 2005: 4.1; 2007: 2.6; 2008: 2.6; 2009: 2.4; 2011: 3.6; 2012: 3.58; 2013: 3.81; 2014: 3.8; 2015: 3.78; 2016: 3.58; 2017: 3.57 | 3.57
| Greenland | GRL | Hospital beds (per 1,000 people) | SH.MED.BEDS.ZS | 1970: 14.3534 | 14.3534
| Guatemala | GTM | Hospital beds (per 1,000 people) | SH.MED.BEDS.ZS | 1960: 2.6311; 1970: 2.1711; 1975: 2.0027; 1986: 1.7212; 1989: 0.8778; 1990: 1.1; 1993: 1.1; 1996: 0.98; 2002: 0.5; 2005: 0.7; 2007: 0.7; 2008: 0.6; 2009: 0.6; 2010: 0.6; 2011: 0.66; 2012: 0.61; 2014: 0.62; 2015: 0.58; 2016: 0.26; 2017: 0.44 | 0.44
| Guam | GUM | Hospital beds (per 1,000 people) | SH.MED.BEDS.ZS | [60 empty] | No reported value
| Guyana | GUY | Hospital beds (per 1,000 people) | SH.MED.BEDS.ZS | 1960: 5.5747; 1970: 4.763; 1975: 4.9728; 1985: 3.492; 1993: 3.1; 1995: 3.1; 1996: 3.87; 2001: 2.9; 2005: 2.8; 2006: 2.5; 2007: 1.9; 2009: 2; 2014: 1.72; 2016: 1.71 | 1.71
| High income | HIC | Hospital beds (per 1,000 people) | SH.MED.BEDS.ZS | 1960: 8.9499; 1970: 9.106; 1980: 8.3985; 1985: 8.1863; 1990: 6.2953; 1991: 6.4721; 1992: 6.1598; 1993: 7.2218; 1994: 7.2583; 1995: 7.071; 1996: 6.8532; 1997: 6.7099; 1998: 6.6758; 1999: 6.5444; 2000: 6.1022; 2001: 6.0613; 2002: 5.9634; 2003: 5.885; 2004: 5.8371; 2005: 5.731; 2006: 5.6748; 2007: 5.6608; 2008: 5.583; 2009: 5.5133; 2010: 5.4375; 2011: 5.3892; 2012: 5.3866; 2013: 5.33; 2014: 5.3243; 2015: 5.2495; 2016: 5.223; 2017: 5.2531 | 5.2531
| Hong Kong SAR, China | HKG | Hospital beds (per 1,000 people) | SH.MED.BEDS.ZS | 1960: 2.6403; 1970: 4.1783; 1975: 5.0413; 1980: 4.021; 1981: 4.1098; 1985: 4.8909 | 4.8909
| Honduras | HND | Hospital beds (per 1,000 people) | SH.MED.BEDS.ZS | 1960: 1.6463; 1970: 1.7531; 1975: 1.7037; 1980: 1.3241; 1985: 1.3095; 1990: 1.0067; 1993: 0.8; 1996: 1.06; 2002: 1; 2008: 0.7; 2009: 0.8; 2010: 0.8; 2011: 0.62; 2012: 0.62; 2013: 0.65; 2014: 0.63; 2015: 0.66; 2016: 0.64; 2017: 0.64 | 0.64
| Heavily indebted poor countries (HIPC) | HPC | Hospital beds (per 1,000 people) | SH.MED.BEDS.ZS | 1960: 1.5165; 1970: 1.4215; 1975: 1.523; 1990: 0.99774; 2006: 0.74738 | 0.74738
| Croatia | HRV | Hospital beds (per 1,000 people) | SH.MED.BEDS.ZS | [20 empty] | 7.2348 | 7.3081 | 7.4235 | 7.4652 | 7.4466 | 7.4543 | 7.4026 | 7.4225 | 7.4417 | 7.393 | 7.3778 | 6.5201 | 6.2101 | 6.0712 | 5.9095 | 5.75 | 6.19 | 6.01 | 6.06 | 5.93 | 6.15 | 6 | 5.67 | 5.61 | 5.53 | 5.45 | 5.62 | 5.65 | 5.63 | 5.53 | 5.78 | 5.84 | 5.89 | 5.86 | 5.91 | 5.56 | 5.49 | 5.54 |  |  | 5.54
| Haiti | HTI | Hospital beds (per 1,000 people) | SH.MED.BEDS.ZS | 1960: 0.60883; 1970: 0.7843; 1975: 0.776; 1980: 0.7405; 1985: 0.7231; 1990: 0.7556; 1993: 0.7991; 1996: 0.71; 2000: 0.7; 2007: 1.3; 2013: 0.71 | 0.71
| Hungary | HUN | Hospital beds (per 1,000 people) | SH.MED.BEDS.ZS | 1994: 9.3; 1995: 8.8; 1996: 8.8; 1997: 8; 1998: 8.1; 1999: 8.1; 2000: 8.16; 2001: 7.92; 2002: 7.91; 2003: 7.9; 2004: 7.89; 2005: 7.91; 2006: 7.98; 2007: 7.19; 2008: 7.11; 2009: 7.14; 2010: 7.18; 2011: 7.19; 2012: 7; 2013: 7.04; 2014: 6.98; 2015: 6.99; 2016: 7; 2017: 7.02; 2018: 7.01 | 7.01
| IBRD only | IBD | Hospital beds (per 1,000 people) | SH.MED.BEDS.ZS | 1970: 1.5419; 1975: 1.6164; 1980: 2.2791; 1981: 2.2273; 1985: 2.8665; 1987: 3.0616; 1990: 3.4867; 1991: 2.7986; 2000: 2.1881; 2001: 2.0642; 2002: 1.9918; 2003: 2.1585; 2005: 2.0784; 2006: 2.0442; 2007: 2.0146; 2008: 2.0537; 2009: 2.0134; 2010: 2.092; 2011: 2.1327; 2012: 2.2125; 2013: 2.3054; 2014: 2.3562; 2015: 2.3504; 2016: 2.3827; 2017: 2.5042 | 2.5042
| IDA & IBRD total | IBT | Hospital beds (per 1,000 people) | SH.MED.BEDS.ZS | 1970: 1.4383; 1975: 1.5456; 1980: 2.1057; 1985: 2.8209; 1990: 3.006; 1991: 2.6861; 2000: 2.0783; 2001: 1.9372; 2002: 1.8653; 2003: 2.0924; 2005: 1.9108; 2006: 1.923; 2007: 1.9529; 2008: 1.9403; 2009: 1.9338; 2010: 1.9604; 2011: 2.0624; 2012: 2.1051; 2013: 2.1993; 2014: 2.254; 2015: 2.1214; 2016: 2.1934; 2017: 2.3351 | 2.3351
| IDA total | IDA | Hospital beds (per 1,000 people) | SH.MED.BEDS.ZS | 1960: 1.0929; 1970: 0.98286; 1980: 1.1677; 1990: 1.3925 | 1.3925
| IDA blend | IDB | Hospital beds (per 1,000 people) | SH.MED.BEDS.ZS | 1960: 0.79066; 1970: 0.93957; 1975: 0.89334; 1980: 1.6681; 1990: 2.1206; 2000: 1.294; 2004: 1.0229 | 1.0229
| Indonesia | IDN | Hospital beds (per 1,000 people) | SH.MED.BEDS.ZS | 1960: 0.74046; 1970: 0.6546; 1975: 0.8183; 1985: 0.5568; 1989: 0.7026; 1990: 0.6652; 1991: 0.6686; 1992: 0.665; 1993: 0.6576; 1994: 0.6601; 1998: 0.6; 2002: 0.6; 2009: 0.59; 2010: 0.57; 2011: 0.62; 2012: 0.83; 2013: 0.99; 2014: 0.94; 2015: 0.98; 2016: 0.99; 2017: 1.04 | 1.04
| IDA only | IDX | Hospital beds (per 1,000 people) | SH.MED.BEDS.ZS | 1960: 1.2586; 1970: 1.0029; 1990: 0.97497 | 0.97497
| Isle of Man | IMN | Hospital beds (per 1,000 people) | SH.MED.BEDS.ZS | 1960: 1.845; 1970: 1.9132; 1980: 1.7562; 1981: 1.7541; 1990: 1.7522; 2005: 1.7694; 2006: 1.5847; 2009: 1.5843 | 1.5843
| India | IND | Hospital beds (per 1,000 people) | SH.MED.BEDS.ZS | 1960: 0.45899; 1970: 0.6045; 1975: 0.5882; 1980: 0.7697; 1981: 0.7694; 1985: 0.7692; 1987: 0.7182; 1991: 0.787; 2000: 0.65; 2001: 0.64; 2002: 0.63; 2003: 0.9; 2005: 0.41; 2006: 0.42; 2007: 0.41; 2008: 0.41; 2009: 0.44; 2010: 0.47; 2011: 0.63; 2012: 0.49; 2013: 0.49; 2014: 0.52; 2015: 0.58; 2016: 0.48; 2017: 0.53 | 0.53
| Not classified | INX | Hospital beds (per 1,000 people) | SH.MED.BEDS.ZS | [60 empty] | No reported value
| Ireland | IRL | Hospital beds (per 1,000 people) | SH.MED.BEDS.ZS | [20 empty] | 9 | 9 | 8.8 | 8.6 | 8.4 | 8.2 | 7.9 | 7.2 | 6.4 | 6.2 | 6.1 | 6 | 5.7 | 5.5 | 5.3 | 5.2 | 5.1 | 4.9 | 4.8 | 4.7 | 6.13 | 5.86 | 5.78 | 5.67 | 5.64 | 5.46 | 5.26 | 5.1 | 4.85 | 2.83 | 2.73 | 2.62 | 2.54 | 2.56 | 2.57 | 2.92 | 2.96 | 2.97 | 2.97 |  | 2.97
| Iran, Islamic Rep. | IRN | Hospital beds (per 1,000 people) | SH.MED.BEDS.ZS | 1960: 0.92568; 1970: 1.3796; 1980: 1.4806; 1981: 1.5156; 1987: 1.5105; 1988: 1.4837; 1990: 1.4331; 1996: 1.6; 2000: 1.59; 2001: 1.59; 2002: 1.63; 2003: 1.63; 2004: 1.63; 2005: 1.72; 2006: 1.72; 2007: 1.72; 2008: 1.38; 2009: 1.38; 2010: 1.74; 2011: 1.74; 2012: 1.5; 2013: 1.5; 2014: 1.5; 2015: 1.5; 2016: 1.7; 2017: 1.56 | 1.56
| Iraq | IRQ | Hospital beds (per 1,000 people) | SH.MED.BEDS.ZS | 1960: 1.858; 1970: 1.951; 1980: 1.9464; 1981: 1.8931; 1989: 1.7139; 1990: 1.6596; 1998: 1.45; 2000: 1.2; 2001: 1.3; 2002: 1.27; 2003: 1.31; 2004: 1.33; 2005: 1.3; 2006: 1.3; 2007: 1.33; 2008: 1.26; 2009: 1.27; 2010: 1.3; 2011: 1.3; 2012: 1.3; 2013: 1.3; 2014: 1.38; 2015: 1.38; 2016: 1.3; 2017: 1.32 | 1.32
| Iceland | ISL | Hospital beds (per 1,000 people) | SH.MED.BEDS.ZS | 1960: 9.8; 1970: 12.9; 1980: 14.8; 1985: 15.8; 1990: 16.7; 1991: 16.3; 1992: 15.9; 1993: 14.8; 1994: 14.7; 1995: 14.6; 2002: 7.5; 2006: 5.3391; 2007: 4.12; 2008: 3.91; 2009: 3.7; 2010: 3.58; 2011: 3.29; 2012: 3.25; 2013: 3.22; 2014: 3.16; 2015: 3.12; 2016: 3.13; 2017: 3.06; 2018: 2.87; 2019: 2.83 | 2.83
| Israel | ISR | Hospital beds (per 1,000 people) | SH.MED.BEDS.ZS | 6.7379 | [14 empty] | 8.0793 |  |  |  |  | 6.7974 | 6.7294 | 6.7666 | 6.5435 | 6.4966 | 6.5095 | 6.3802 | 6.2899 | 6.3169 | 6.2837 | 6.2432 | 5.97 | 5.9895 | 6.0779 | 6.1012 | 5.98 | 6.03 | 6.05 | 6.1 | 6.12 | 3.85 | 3.86 | 3.81 | 3.86 | 3.8 | 3.73 | 3.4 | 3.35 | 3.3 | 3.19 | 3.16 | 3.14 | 3.1 | 3.09 | 3.08 | 3.03 | 2.99 | 3.02 | 2.98 |  | 2.98
| Italy | ITA | Hospital beds (per 1,000 people) | SH.MED.BEDS.ZS | 8.9 | 9 | 9.2 | 9.3 | 9.5 | 9.6 | 9.7 | 9.9 | 10.1 | 10.3 | 10.6 | 10.6 | 10.6 | 10.5 | 10.6 | 10.6 | 10.4 | 10.3 | 10 | 9.8 | 9.6 | 9.4 | 9.1 | 8.9 | 8.5 | 8.3 | 8 | 7.8 | 7.5 | 7.1 | 7.2 | 6.8 | 6.9 | 6.7 | 6.6 | 6.3 | 6.5 | 5.9 | 5.5 | 4.9 | 4.71 | 4.61 | 4.44 | 4.18 | 4.02 | 4.04 | 3.99 | 3.91 | 3.79 | 3.69 | 3.64 | 3.52 | 3.42 | 3.31 | 3.21 | 3.2 | 3.17 | 3.18 | 3.14 |  | 3.14
| Jamaica | JAM | Hospital beds (per 1,000 people) | SH.MED.BEDS.ZS | 1960: 4.1455; 1970: 4.1049; 1975: 4.9995; 1985: 3.3333; 1989: 2.4001; 1990: 2.2; 1993: 2.1003; 1995: 2.1; 1996: 2.12; 2001: 1.5; 2002: 1.5; 2003: 1.4; 2004: 1.8; 2005: 1.7; 2006: 2; 2007: 1.7; 2009: 1.7; 2010: 1.76; 2012: 1.67; 2013: 1.66; 2015: 1.69; 2016: 1.78; 2017: 1.72 | 1.72
| Jordan | JOR | Hospital beds (per 1,000 people) | SH.MED.BEDS.ZS | 1960: 3.6055; 1970: 1.128; 1975: 1.026; 1980: 1.2577; 1981: 1.2063; 1985: 1.2055; 1990: 1.7978; 1994: 1.6302; 1997: 1.8; 2000: 1.7; 2001: 1.7; 2002: 1.7; 2003: 1.7; 2004: 1.7; 2005: 1.7; 2006: 1.9; 2007: 1.9; 2008: 1.8; 2009: 1.8; 2010: 1.8; 2011: 1.8; 2012: 1.8; 2013: 1.8; 2014: 1.89; 2015: 1.38; 2016: 1.4; 2017: 1.47 | 1.47
| Japan | JPN | Hospital beds (per 1,000 people) | SH.MED.BEDS.ZS | 1960: 9; 1970: 12.5; 1980: 13.7; 1985: 14.7; 1993: 15.6; 1994: 15.5; 1995: 15.4; 1996: 15.2; 1997: 15.1; 1998: 15; 1999: 14.8; 2000: 14.69; 2001: 14.58; 2002: 14.43; 2003: 14.26; 2004: 14.2; 2005: 14.08; 2006: 13.97; 2007: 13.87; 2008: 13.71; 2009: 13.62; 2010: 13.51; 2011: 13.4; 2012: 13.35; 2013: 13.3; 2014: 13.21; 2015: 13.17; 2016: 13.11; 2017: 13.05; 2018: 12.98 | 12.98
| Kazakhstan | KAZ | Hospital beds (per 1,000 people) | SH.MED.BEDS.ZS | 1980: 13.0934; 1981: 13.2291; 1982: 13.3115; 1983: 13.3694; 1984: 13.5124; 1985: 13.5857; 1986: 13.5607; 1987: 13.5561; 1988: 13.5442; 1989: 13.63; 1990: 13.6661; 1991: 13.709; 1992: 13.4619; 1993: 13.1665; 1994: 12.1447; 1995: 11.65; 1996: 10.33; 1997: 8.45; 1998: 8.19; 1999: 7.25; 2000: 7.19; 2001: 6.97; 2002: 7.02; 2003: 7.7; 2004: 7.77; 2005: 7.76; 2006: 7.78; 2007: 7.72; 2008: 7.71; 2009: 7.61; 2010: 7.29; 2011: 7.11; 2012: 7.01; 2013: 6.72; 2014: 6.06 | 6.06
| Kenya | KEN | Hospital beds (per 1,000 people) | SH.MED.BEDS.ZS | 1960: 1.2505; 1970: 1.2643; 1975: 1.25; 1985: 1.7071; 1989: 1.4362; 1990: 1.6472; 2002: 1.9; 2004: 1.4; 2006: 1.4; 2010: 1.4 | 1.4
| Kyrgyz Republic | KGZ | Hospital beds (per 1,000 people) | SH.MED.BEDS.ZS | 1980: 12.0114; 1981: 12.1185; 1982: 12.1033; 1983: 11.9365; 1984: 11.9771; 1985: 12.0304; 1986: 12.0309; 1987: 12.0642; 1988: 11.9474; 1989: 11.972; 1990: 11.9773; 1991: 12.058; 1992: 11.932; 1993: 10.7456; 1994: 9.6053; 1995: 8.64; 1996: 8.41; 1997: 8.6; 1998: 8.3; 1999: 7.47; 2000: 7.04; 2001: 6.15; 2002: 5.53; 2003: 5.31; 2004: 5.14; 2005: 5.12; 2006: 5.09; 2007: 5.06; 2008: 5.01; 2009: 4.83; 2010: 4.76; 2011: 4.7; 2012: 4.64; 2013: 4.51; 2014: 4.41 | 4.41
| Cambodia | KHM | Hospital beds (per 1,000 people) | SH.MED.BEDS.ZS | 1960: 0.74655; 1970: 1.081; 1988: 2.0987; 1990: 2.0721; 2001: 0.6; 2004: 0.1; 2010: 0.84; 2011: 0.7; 2013: 0.7; 2015: 0.8; 2016: 0.9 | 0.9
| Kiribati | KIR | Hospital beds (per 1,000 people) | SH.MED.BEDS.ZS | 1960: 6.3636; 1970: 12.3313; 1980: 5.0947; 1981: 4.7683; 1990: 4.2718; 1998: 1.8; 2004: 1.5; 2005: 1.51; 2009: 1.5; 2010: 1.4; 2011: 1.3; 2015: 1.9; 2016: 1.86 | 1.86
| St. Kitts and Nevis | KNA | Hospital beds (per 1,000 people) | SH.MED.BEDS.ZS | 1960: 3.8627; 1970: 5.9465; 1980: 8.536; 1990: 9.2; 1995: 6.4; 1996: 6.36; 2001: 4.3; 2002: 5.5; 2003: 5.5; 2004: 6; 2005: 5.7; 2008: 5.5; 2009: 6; 2010: 4.8; 2011: 4.8; 2012: 2.3 | 2.3
| Korea, Rep. | KOR | Hospital beds (per 1,000 people) | SH.MED.BEDS.ZS | 1980: 1.7; 1985: 2.4; 1989: 3; 1990: 3.1; 1991: 3.3; 1992: 3.5; 1993: 3.7; 1994: 4.1; 1995: 4.4; 1996: 4.6; 1997: 4.8; 1998: 5.1; 1999: 5.6; 2000: 4.65; 2001: 4.45; 2002: 4.83; 2003: 5.09; 2004: 5.42; 2005: 5.9; 2006: 6.48; 2007: 7.24; 2008: 7.73; 2009: 8.19; 2010: 8.74; 2011: 9.53; 2012: 10.25; 2013: 10.92; 2014: 11.59; 2015: 11.61; 2016: 11.98; 2017: 12.27; 2018: 12.43 | 12.43
| Kuwait | KWT | Hospital beds (per 1,000 people) | SH.MED.BEDS.ZS | 1960: 6.7986; 1970: 4.8347; 1980: 4.1447; 1989: 2.9854; 1997: 2.76; 2000: 2.4; 2001: 2.3; 2002: 2.2; 2003: 2.2; 2004: 2.1; 2005: 1.9; 2006: 1.9; 2007: 1.9; 2008: 1.8; 2009: 1.8; 2010: 2; 2011: 1.85; 2012: 2.2; 2013: 2.2; 2014: 2.04; 2015: 2.04; 2016: 2.04; 2017: 2.04 | 2.04
| Latin America & Caribbean (excluding high income) | LAC | Hospital beds (per 1,000 people) | SH.MED.BEDS.ZS | 1960: 3.3677; 1970: 3.4002; 1990: 2.4272; 1993: 2.5248; 1996: 2.2516; 2000: 2.3576; 2002: 1.9296; 2003: 1.8475; 2005: 2.1795; 2006: 1.868; 2007: 1.7555; 2008: 1.8534; 2009: 1.8666; 2010: 2.0226; 2011: 1.9577; 2012: 1.9559; 2013: 1.9815; 2014: 1.9611; 2015: 1.9312; 2016: 1.9085; 2017: 1.9392 | 1.9392
| Lao PDR | LAO | Hospital beds (per 1,000 people) | SH.MED.BEDS.ZS | 1960: 0.47221; 1970: 0.9274; 1990: 2.5698; 2002: 0.9; 2005: 1.2; 2010: 0.7; 2012: 1.5 | 1.5
| Lebanon | LBN | Hospital beds (per 1,000 people) | SH.MED.BEDS.ZS | 1960: 4.5813; 1970: 4.0987; 1990: 1.6506; 1992: 3.0827; 1997: 2.7; 2000: 3.07; 2001: 3; 2002: 3; 2003: 3; 2004: 3; 2005: 3.6; 2006: 3.6; 2007: 3.43; 2008: 3.43; 2009: 3.45; 2010: 3.45; 2011: 3.45; 2012: 3.45; 2013: 2.86; 2014: 2.85; 2015: 3.37; 2016: 2.73; 2017: 2.73 | 2.73
| Liberia | LBR | Hospital beds (per 1,000 people) | SH.MED.BEDS.ZS | 1960: 1.3224; 1970: 1.5769; 1975: 1.647; 2009: 0.7; 2010: 0.8 | 0.8
| Libya | LBY | Hospital beds (per 1,000 people) | SH.MED.BEDS.ZS | 1960: 2.7554; 1970: 3.8137; 1981: 4.8255; 1990: 4.173; 1997: 4.3; 2000: 4.12; 2001: 3.85; 2002: 3.9; 2003: 3.9; 2004: 3.9; 2005: 3.4; 2006: 3.7; 2007: 3.7; 2008: 3.7; 2009: 3.7; 2010: 3.7; 2011: 3.7; 2012: 3.7; 2013: 3.7; 2014: 3.7; 2015: 3.7; 2016: 3.7; 2017: 3.2 | 3.2
| St. Lucia | LCA | Hospital beds (per 1,000 people) | SH.MED.BEDS.ZS | 1960: 4.2804; 1970: 5.0493; 1990: 4; 1993: 4.3518; 1995: 3.3; 1996: 3.38; 2000: 2.3; 2002: 3.2; 2003: 2.9; 2005: 3; 2006: 2.9; 2007: 2.8; 2009: 1.5; 2011: 1.46; 2013: 1.2; 2015: 1.41; 2017: 1.3 | 1.3
| Latin America & Caribbean | LCN | Hospital beds (per 1,000 people) | SH.MED.BEDS.ZS | 1960: 3.4315; 1970: 3.4658; 1990: 2.4862; 1993: 2.562; 1996: 2.2661; 2003: 1.8267; 2005: 2.1911; 2006: 1.9017; 2007: 1.7593; 2008: 1.8764; 2009: 1.8421; 2010: 2.0216; 2011: 1.9209; 2012: 1.9707; 2013: 1.9954; 2014: 1.914; 2015: 1.8857; 2016: 1.8715; 2017: 1.8995 | 1.8995
| Least developed countries: UN classification | LDC | Hospital beds (per 1,000 people) | SH.MED.BEDS.ZS | 1960: 1.2734; 1970: 0.99665; 1990: 0.7318 | 0.7318
| Low income | LIC | Hospital beds (per 1,000 people) | SH.MED.BEDS.ZS | 1960: 1.4154; 1970: 1.2711; 1990: 0.85047; 2006: 0.7026 | 0.7026
| Liechtenstein | LIE | Hospital beds (per 1,000 people) | SH.MED.BEDS.ZS | [60 empty] | No reported value
| Sri Lanka | LKA | Hospital beds (per 1,000 people) | SH.MED.BEDS.ZS | 1960: 3.1388; 1970: 3.0169; 1975: 3.3333; 1980: 2.944; 1981: 2.9376; 1989: 2.403; 1990: 2.7435; 1999: 2.2; 2000: 2.9; 2001: 3; 2002: 3.1; 2004: 3.1; 2010: 3.51; 2012: 3.6; 2017: 4.15 | 4.15
| Lower middle income | LMC | Hospital beds (per 1,000 people) | SH.MED.BEDS.ZS | 1960: 0.77758; 1970: 0.85997; 1975: 0.84991; 1980: 1.5931; 1981: 1.5421; 1985: 1.4982; 1991: 1.4325; 2000: 1.2393; 2001: 1.1459; 2002: 1.0449; 2005: 0.97569; 2006: 1.1644; 2008: 1.0155; 2009: 0.99767; 2010: 1.0395; 2011: 0.94573; 2012: 0.97198; 2013: 0.97991; 2014: 0.96266; 2015: 0.76964; 2016: 0.70642; 2017: 0.76591 | 0.76591
| Low & middle income | LMY | Hospital beds (per 1,000 people) | SH.MED.BEDS.ZS | 1970: 1.3819; 1975: 1.5467; 1980: 2.0545; 1985: 2.7727; 1990: 2.9751; 1991: 2.6442; 2000: 2.0422; 2001: 1.9367; 2002: 1.887; 2003: 2.0553; 2005: 1.872; 2006: 1.885; 2007: 1.9175; 2008: 1.9034; 2009: 1.9033; 2010: 1.9919; 2011: 2.0355; 2012: 2.1299; 2013: 2.1662; 2014: 2.2324; 2015: 2.0978; 2016: 2.1707; 2017: 2.314 | 2.314
| Lesotho | LSO | Hospital beds (per 1,000 people) | SH.MED.BEDS.ZS | 1960: 1.1037; 1970: 1.7445; 1975: 1.6284; 2006: 1.3 | 1.3
| Late-demographic dividend | LTE | Hospital beds (per 1,000 people) | SH.MED.BEDS.ZS | [10 empty] | 1.9564 |  |  |  |  | 2.2361 |  |  |  |  | 2.8152 | 2.6949 |  |  |  | 4.0296 | 4.0724 | 4.0596 | 4.1743 | 4.0106 | 3.8824 | 4.0453 | 3.9696 | 3.9276 | 3.9127 | 3.828 | 3.6691 | 3.5971 | 3.695 | 3.5592 | 2.8694 | 2.7909 | 2.9085 | 2.8144 | 2.9081 | 2.864 | 2.8928 | 2.9239 | 3.0094 | 3.0853 | 3.2058 | 3.2491 | 3.5255 | 3.6151 | 3.7344 | 3.8625 | 3.9959 | 4.1864 |  |  | 4.1864
| Lithuania | LTU | Hospital beds (per 1,000 people) | SH.MED.BEDS.ZS | 1980: 12.0664; 1985: 12.776; 1986: 12.7692; 1987: 12.8029; 1988: 12.8054; 1989: 12.6358; 1990: 12.4872; 1991: 12.4654; 1992: 12.0454; 1993: 11.9106; 1994: 11.2838; 1995: 11.09; 1996: 10.88; 1997: 10.19; 1998: 10.03; 1999: 9.85; 2000: 8.83; 2001: 8.33; 2002: 8.1; 2003: 7.85; 2004: 7.57; 2005: 7.28; 2006: 7.16; 2007: 7.19; 2008: 7.18; 2009: 7.18; 2010: 7.16; 2011: 7.43; 2012: 7.45; 2013: 7.31; 2014: 7.26; 2015: 6.97; 2016: 6.69; 2017: 6.56; 2018: 6.43 | 6.43
| Luxembourg | LUX | Hospital beds (per 1,000 people) | SH.MED.BEDS.ZS | 1986: 8.1; 1987: 8; 1988: 7.9; 1989: 7.8; 1990: 7.6; 1991: 7.5; 1992: 7.3; 1993: 7.4; 1994: 7.2; 1995: 7.1; 1996: 7; 1997: 6.9; 1998: 6.8; 1999: 6.3; 2000: 6.2; 2001: 6.1; 2002: 6; 2003: 6; 2004: 6.39; 2005: 5.79; 2006: 5.65; 2007: 5.67; 2008: 5.57; 2009: 5.47; 2010: 5.37; 2011: 5.28; 2012: 5.15; 2013: 5.17; 2014: 5.05; 2015: 4.93; 2016: 4.81; 2017: 4.66; 2018: 4.51; 2019: 4.26 | 4.26
| Latvia | LVA | Hospital beds (per 1,000 people) | SH.MED.BEDS.ZS | 1980: 13.891; 1985: 14.3086; 1986: 14.1929; 1987: 14.239; 1988: 14.0949; 1989: 14.0235; 1990: 14.0754; 1991: 13.6219; 1992: 12.9406; 1993: 12.2315; 1994: 12.0552; 1995: 11.19; 1996: 10.44; 1997: 9.8; 1998: 9.41; 1999: 9.03; 2000: 8.77; 2001: 8.28; 2002: 7.87; 2003: 7.95; 2004: 7.91; 2005: 7.9; 2006: 7.85; 2007: 7.83; 2008: 7.77; 2009: 6.74; 2010: 5.68; 2011: 5.88; 2012: 5.89; 2013: 5.8; 2014: 5.66; 2015: 5.69; 2016: 5.72; 2017: 5.57; 2018: 5.49 | 5.49
| Macao SAR, China | MAC | Hospital beds (per 1,000 people) | SH.MED.BEDS.ZS | 1960: 10.1214; 1970: 5.2953 | 5.2953
| St. Martin (French part) | MAF | Hospital beds (per 1,000 people) | SH.MED.BEDS.ZS | [60 empty] | No reported value
| Morocco | MAR | Hospital beds (per 1,000 people) | SH.MED.BEDS.ZS | 1960: 1.5984; 1970: 1.4742; 1975: 1.4286; 1981: 1.2282; 1985: 1.2669; 1990: 1.29; 1994: 1.1123; 1997: 0.98; 2000: 1.1; 2001: 0.87; 2002: 1.09; 2003: 0.78; 2004: 0.87; 2005: 0.87; 2006: 0.87; 2007: 0.87; 2008: 1.1; 2009: 1.13; 2010: 1.13; 2011: 0.85; 2012: 0.85; 2013: 0.85; 2014: 1.1; 2015: 1.1; 2016: 1.1; 2017: 1 | 1
| Monaco | MCO | Hospital beds (per 1,000 people) | SH.MED.BEDS.ZS | 1989: 18.1071; 1992: 21.6786; 1995: 19.57; 2011: 16.46; 2012: 13.8 | 13.8
| Moldova | MDA | Hospital beds (per 1,000 people) | SH.MED.BEDS.ZS | 1980: 12.0548; 1981: 12.0821; 1982: 12.0511; 1983: 12.0798; 1984: 12.1435; 1985: 12.2205; 1986: 12.4355; 1987: 12.6676; 1988: 12.7637; 1989: 12.7275; 1990: 13.1478; 1991: 13.1162; 1992: 12.7903; 1993: 12.4827; 1994: 12.2215; 1995: 12.21; 1996: 12.13; 1997: 11.62; 1998: 11.23; 1999: 8.19; 2000: 7.08; 2001: 6.9; 2002: 6.75; 2003: 6.67; 2004: 6.41; 2005: 6.39; 2006: 6.27; 2007: 6.12; 2008: 6.11; 2009: 6.15; 2010: 6.18; 2011: 6.19; 2012: 6.23; 2013: 5.83; 2014: 5.66 | 5.66
| Madagascar | MDG | Hospital beds (per 1,000 people) | SH.MED.BEDS.ZS | 1960: 2.4062; 1970: 2.7908; 1975: 2.4313; 1990: 0.936; 2002: 0.42; 2005: 0.3; 2010: 0.2 | 0.2
| Maldives | MDV | Hospital beds (per 1,000 people) | SH.MED.BEDS.ZS | 1990: 0.7628; 2000: 1.7; 2002: 2.26; 2003: 2.3; 2005: 2.6; 2009: 4.3 | 4.3
| Middle East & North Africa | MEA | Hospital beds (per 1,000 people) | SH.MED.BEDS.ZS | 1960: 1.9331; 1970: 1.8985; 1981: 1.871; 1990: 1.892; 2000: 1.7666; 2001: 1.8156; 2002: 1.7676; 2003: 1.7648; 2004: 1.7784; 2005: 1.7889; 2006: 1.8147; 2007: 1.7749; 2008: 1.7172; 2009: 1.6253; 2010: 1.7087; 2011: 1.3639; 2012: 1.3136; 2013: 1.3134; 2014: 1.6041; 2015: 1.6173; 2016: 1.5858; 2017: 1.5418 | 1.5418
| Mexico | MEX | Hospital beds (per 1,000 people) | SH.MED.BEDS.ZS | 1980: 0.7; 1990: 1; 1991: 1.1; 1992: 1.2; 1993: 1.2; 1994: 1.2; 1995: 1.2; 1996: 1.2; 1997: 1.1; 1998: 1.1; 1999: 1.1; 2000: 1.05; 2001: 1.08; 2002: 1.09; 2003: 1.06; 2004: 1.07; 2005: 1.05; 2006: 1.02; 2007: 1.06; 2008: 1.03; 2009: 1.02; 2010: 1.05; 2011: 1.04; 2012: 1.03; 2013: 1.03; 2014: 1.03; 2015: 1; 2016: 1; 2017: 0.99; 2018: 0.98 | 0.98
| Marshall Islands | MHL | Hospital beds (per 1,000 people) | SH.MED.BEDS.ZS | 1990: 2.2727; 1999: 2.1; 2009: 2.7; 2010: 2.7 | 2.7
| Middle income | MIC | Hospital beds (per 1,000 people) | SH.MED.BEDS.ZS | 1970: 1.3897; 1975: 1.5585; 1980: 2.0953; 1981: 2.0818; 1985: 2.773; 1987: 3.1294; 1990: 3.1235; 1991: 2.6613; 2000: 2.0745; 2001: 1.9671; 2002: 1.8572; 2003: 2.0923; 2005: 1.9417; 2006: 1.9797; 2007: 1.9564; 2008: 1.9716; 2009: 1.9436; 2010: 1.9914; 2011: 1.998; 2012: 2.1013; 2013: 2.2041; 2014: 2.2161; 2015: 2.1856; 2016: 2.2012; 2017: 2.3725 | 2.3725
| North Macedonia | MKD | Hospital beds (per 1,000 people) | SH.MED.BEDS.ZS | [10 empty] | 5.4503 | 5.4434 | 5.4943 | 5.4028 | 5.4644 | 5.4444 | 5.3109 | 5.2698 | 5.1738 | 5.2437 | 5.1985 | 5.1816 | 5.3646 | 5.3383 | 5.4029 | 5.5119 | 5.4995 | 5.4336 | 5.4743 | 5.499 | 5.9477 | 5.7873 | 5.6964 | 5.6006 | 5.55 | 5.41 | 5.2 | 5.16 | 5.15 | 5.1 | 5.06 | 4.94 | 4.84 | 4.81 | 4.77 | 4.7 | 4.63 | 4.56 | 4.55 | 4.48 | 4.59 | 4.51 | 4.4 | 4.45 | 4.4 | 4.39 | 4.37 | 4.28 |  |  | 4.28
| Mali | MLI | Hospital beds (per 1,000 people) | SH.MED.BEDS.ZS | 1960: 0.66851; 1970: 0.6791; 1975: 0.7143; 1998: 0.24; 2005: 0.3; 2008: 0.6; 2010: 0.1 | 0.1
| Malta | MLT | Hospital beds (per 1,000 people) | SH.MED.BEDS.ZS | 1960: 9.2584; 1984: 9.4639; 1987: 9.3353; 1988: 9.2573; 1989: 9.4411; 1993: 5.8432; 1994: 5.6211; 1995: 5.43; 1996: 5.78; 1997: 5.64; 1998: 5.61; 1999: 5.57; 2000: 5.48; 2001: 7.57; 2002: 7.48; 2003: 7.43; 2004: 7.46; 2005: 7.45; 2006: 7.57; 2007: 7.85; 2008: 7.39; 2009: 4.83; 2010: 4.52; 2011: 4.38; 2012: 4.71; 2013: 4.78; 2014: 4.59; 2015: 4.59; 2016: 4.67; 2017: 4.49 | 4.49
| Myanmar | MMR | Hospital beds (per 1,000 people) | SH.MED.BEDS.ZS | 1960: 0.66301; 1970: 0.8581; 1980: 0.8571; 1981: 0.8576; 1990: 0.6358; 2000: 0.7; 2002: 0.63; 2006: 0.6; 2012: 0.9; 2016: 1.04; 2017: 1.04 | 1.04
| Middle East & North Africa (excluding high income) | MNA | Hospital beds (per 1,000 people) | SH.MED.BEDS.ZS | 1960: 1.844; 1970: 1.907; 1980: 1.7473; 1981: 1.752; 1990: 1.75; 2000: 1.6413; 2001: 1.6167; 2002: 1.6489; 2003: 1.6437; 2004: 1.6724; 2005: 1.6732; 2006: 1.7111; 2007: 1.6738; 2008: 1.6103; 2009: 1.5167; 2010: 1.6136; 2011: 1.2388; 2012: 1.1791; 2013: 1.1621; 2014: 1.5018; 2015: 1.5405; 2016: 1.4845; 2017: 1.4299 | 1.4299
| Montenegro | MNE | Hospital beds (per 1,000 people) | SH.MED.BEDS.ZS | 2000: 4.22; 2001: 4.25; 2002: 4.2; 2003: 4.22; 2004: 4.21; 2005: 4.18; 2006: 4.21; 2007: 4.05; 2008: 3.93; 2009: 3.94; 2010: 3.98; 2011: 3.98; 2012: 3.97; 2013: 3.89; 2014: 3.93; 2015: 3.93; 2016: 3.93; 2017: 3.86 | 3.86
| Mongolia | MNG | Hospital beds (per 1,000 people) | SH.MED.BEDS.ZS | 1960: 8.682; 1970: 9.4952; 1980: 11.1972; 1981: 11.0289; 1991: 11.4865; 2002: 7.5; 2004: 6; 2006: 6.4; 2007: 6.11; 2009: 5.9; 2010: 6; 2011: 6.75; 2012: 7; 2015: 7; 2016: 7; 2017: 8 | 8
| Northern Mariana Islands | MNP | Hospital beds (per 1,000 people) | SH.MED.BEDS.ZS | [60 empty] | No reported value
| Mozambique | MOZ | Hospital beds (per 1,000 people) | SH.MED.BEDS.ZS | 1960: 0.80887; 1970: 1.1752; 1980: 1.0897; 1990: 0.8671; 2006: 0.8; 2007: 0.8; 2011: 0.7 | 0.7
| Mauritania | MRT | Hospital beds (per 1,000 people) | SH.MED.BEDS.ZS | 1960: 0.20484; 1970: 0.344; 1975: 0.3443; 1984: 0.7676; 1990: 0.6654; 2006: 0.4 | 0.4
| Mauritius | MUS | Hospital beds (per 1,000 people) | SH.MED.BEDS.ZS | 1960: 4.7167; 1970: 3.9516; 1975: 3.2997; 1980: 3.1222; 1985: 3.3465; 1991: 2.8866; 1992: 3.1351; 1993: 3.0948; 1994: 3.0746; 2005: 3; 2008: 3.3; 2011: 3.4 | 3.4
| Malawi | MWI | Hospital beds (per 1,000 people) | SH.MED.BEDS.ZS | 1960: 1.1187; 1970: 1.5385; 1989: 0.8419; 1990: 1.5507; 1998: 1.34; 2007: 1.1; 2011: 1.3 | 1.3
| Malaysia | MYS | Hospital beds (per 1,000 people) | SH.MED.BEDS.ZS | 1960: 3.7281; 1970: 3.4697; 1975: 3.3467; 1981: 2.2783; 1985: 2.5576; 1987: 2.4779; 1989: 2.3395; 1990: 2.1306; 1991: 2.0939; 1992: 2.0607; 1993: 2.0295; 1994: 2.0215; 1995: 2.03; 1996: 2.01; 2001: 1.8; 2005: 1.8; 2006: 1.9; 2007: 1.76; 2009: 1.8; 2010: 1.8; 2011: 1.79; 2012: 1.9; 2015: 1.86; 2016: 1.62; 2017: 1.88 | 1.88
| North America | NAC | Hospital beds (per 1,000 people) | SH.MED.BEDS.ZS | 8.9294 |  |  |  |  | 8.8 |  |  |  |  | 7.8152 | 7.5 | 7.4 | 7.2 | 7.1 | 6.8 | 6.6291 | 6.4486 | 6.268 | 6.168 | 6.0779 | 5.9976 | 5.988 | 5.8979 | 5.8077 | 5.6274 | 5.5274 | 5.3378 | 5.2383 | 5.1294 | 5.0098 | 4.8998 | 4.6896 | 4.5895 | 4.3 | 4.1892 | 3.9698 | 3.8593 | 3.7493 | 3.6295 | 3.5175 | 3.4916 | 3.4146 | 3.3467 | 3.2777 | 3.1902 | 3.1643 | 3.1223 | 3.1024 | 3.0523 | 3.0233 | 2.9531 | 2.9161 | 2.873 | 2.814 | 2.782 | 2.7529 | 2.8356 |  |  | 2.8356
| Namibia | NAM | Hospital beds (per 1,000 people) | SH.MED.BEDS.ZS | 2006: 3.3; 2009: 2.7 | 2.7
| New Caledonia | NCL | Hospital beds (per 1,000 people) | SH.MED.BEDS.ZS | [60 empty] | No reported value
| Niger | NER | Hospital beds (per 1,000 people) | SH.MED.BEDS.ZS | 1960: 0.40949; 1970: 0.4947; 1975: 0.4953; 1987: 0.5439; 1994: 0.1946; 1995: 0.12; 1996: 0.12; 1997: 0.18; 1998: 0.12; 2005: 0.3; 2010: 0.35; 2015: 0.31; 2017: 0.39 | 0.39
| Nigeria | NGA | Hospital beds (per 1,000 people) | SH.MED.BEDS.ZS | 1960: 0.41817; 1970: 0.5598; 1975: 0.5558; 1980: 0.8662; 1988: 6.3703; 1990: 1.6682; 2000: 1.2; 2004: 0.5 | 0.5
| Nicaragua | NIC | Hospital beds (per 1,000 people) | SH.MED.BEDS.ZS | 1960: 2.1582; 1970: 2.2803; 1975: 2.4119; 1985: 2.406; 1989: 1.8269; 1990: 1.8213; 1993: 1.8; 1996: 1.48; 2003: 0.9; 2004: 0.9; 2005: 0.9; 2006: 1; 2007: 0.9; 2008: 0.9; 2010: 0.8; 2011: 1.14; 2012: 0.96; 2013: 0.95; 2014: 0.93; 2015: 0.93; 2016: 0.93; 2017: 0.93 | 0.93
| Netherlands | NLD | Hospital beds (per 1,000 people) | SH.MED.BEDS.ZS | 1990: 5.8; 1991: 5.7; 1992: 5.7; 1993: 5.6; 1994: 5.4; 1995: 5.3; 1996: 5.2; 1997: 5.2; 1998: 5.1; 1999: 5; 2000: 4.92; 2001: 4.75; 2002: 4.69; 2003: 4.58; 2004: 4.56; 2005: 4.5; 2006: 4.34; 2007: 4.31; 2008: 4.27; 2009: 4.2; 2010: 4.05; 2011: 3.84; 2012: 3.75; 2013: 3.61; 2015: 3.49; 2016: 3.41; 2017: 3.28; 2018: 3.17 | 3.17
| Norway | NOR | Hospital beds (per 1,000 people) | SH.MED.BEDS.ZS | 1986: 5.9; 1987: 5.7; 1988: 5.3; 1989: 4.8; 1990: 4.6; 1991: 4.4; 1992: 4.3; 1993: 4.2; 1994: 4.1; 1995: 4; 1996: 4; 1997: 4; 1998: 4; 1999: 3.9; 2000: 3.8; 2001: 3.82; 2002: 4.99; 2003: 4.99; 2004: 5.25; 2005: 5.16; 2006: 5.03; 2007: 4.86; 2008: 4.64; 2009: 4.52; 2010: 4.3; 2011: 4.19; 2012: 3.97; 2013: 3.86; 2014: 3.84; 2015: 3.76; 2016: 3.68; 2017: 3.6; 2018: 3.53 | 3.53
| Nepal | NPL | Hospital beds (per 1,000 people) | SH.MED.BEDS.ZS | 1960: 0.11576; 1970: 0.1353; 1975: 0.1377; 1980: 0.1756; 1985: 0.1802; 1987: 0.227; 1988: 0.2398; 1989: 0.2443; 1990: 0.2436; 1991: 0.2372; 1992: 0.2426; 1993: 0.2387; 1994: 0.2323; 1995: 0.17; 1996: 0.16; 1997: 0.17; 1999: 0.2; 2001: 0.2; 2002: 0.15; 2006: 5; 2012: 0.3 | 0.3
| Nauru | NRU | Hospital beds (per 1,000 people) | SH.MED.BEDS.ZS | 2004: 3.5; 2007: 3.5; 2010: 5 | 5
| New Zealand | NZL | Hospital beds (per 1,000 people) | SH.MED.BEDS.ZS | 1960: 11.7; 1970: 10.8; 1980: 10.2; 1985: 9.5; 1990: 8.5; 1991: 7.4; 1992: 7.1; 1993: 6.5; 1994: 6.7; 1995: 6.2; 1996: 6.1; 1997: 6.1; 1998: 6.2; 2002: 6.2; 2009: 2.41; 2010: 2.75; 2011: 2.82; 2012: 2.83; 2013: 2.78; 2014: 2.76; 2015: 2.72; 2016: 2.74; 2017: 2.73; 2018: 2.62; 2019: 2.57 | 2.57
| OECD members | OED | Hospital beds (per 1,000 people) | SH.MED.BEDS.ZS | 1960: 8.567; 1970: 8.6718; 1980: 7.5529; 1985: 7.9878; 1990: 5.5545; 1991: 5.7925; 1992: 5.5225; 1993: 6.3942; 1994: 6.5329; 1995: 6.3136; 1996: 6.004; 1997: 6.0741; 1998: 5.9593; 1999: 5.8497; 2000: 5.5387; 2001: 5.4803; 2002: 5.4376; 2003: 5.2399; 2004: 5.1776; 2005: 5.2456; 2006: 5.0484; 2007: 5.0322; 2008: 5.1143; 2009: 5.0507; 2010: 4.8805; 2011: 4.8421; 2012: 4.8288; 2013: 4.7921; 2014: 4.7805; 2015: 4.7222; 2016: 4.7007; 2017: 4.7179; 2018: 5.0411 | 5.0411
| Oman | OMN | Hospital beds (per 1,000 people) | SH.MED.BEDS.ZS | 1960: 0.33513; 1980: 1.6203; 1981: 1.6076; 1989: 2.5072; 1990: 2.1088; 1998: 2.2; 2000: 2.18; 2001: 2.1; 2002: 2.04; 2003: 2.04; 2004: 2.2; 2005: 2.1; 2006: 2.1; 2007: 2.02; 2008: 2.02; 2009: 1.9; 2010: 1.77; 2011: 1.77; 2012: 1.65; 2013: 1.71; 2014: 1.58; 2015: 1.56; 2016: 1.49; 2017: 1.47 | 1.47
| Other small states | OSS | Hospital beds (per 1,000 people) | SH.MED.BEDS.ZS | [60 empty] | No reported value
| Pakistan | PAK | Hospital beds (per 1,000 people) | SH.MED.BEDS.ZS | 1960: 0.55726; 1970: 0.5208; 1975: 0.5263; 1980: 0.5731; 1981: 0.5693; 1986: 0.5995; 1989: 0.6043; 1990: 0.64; 1991: 0.6522; 1992: 0.6447; 1993: 0.6515; 2000: 0.67; 2001: 0.66; 2002: 0.69; 2003: 0.68; 2004: 0.68; 2005: 0.7; 2006: 1.25; 2007: 1; 2008: 0.6; 2009: 0.6; 2010: 0.6; 2011: 0.6; 2012: 0.6; 2013: 0.6; 2014: 0.6; 2015: 0.6; 2016: 0.63; 2017: 0.63 | 0.63
| Panama | PAN | Hospital beds (per 1,000 people) | SH.MED.BEDS.ZS | 1960: 3.7753; 1970: 2.9741; 1975: 3.3817; 1985: 3.3533; 1990: 2.5; 1993: 2.7; 1996: 2.21; 2002: 2.5; 2004: 2.4; 2005: 2.2; 2006: 2.3; 2007: 2.3; 2008: 2.3; 2009: 2.3; 2010: 2.3; 2011: 2.27; 2012: 2.33; 2013: 2.3; 2014: 2.24; 2015: 2.29; 2016: 2.25 | 2.25
| Peru | PER | Hospital beds (per 1,000 people) | SH.MED.BEDS.ZS | 1960: 2.4114; 1970: 2.1728; 1975: 2.5; 1985: 1.6845; 1990: 1.4132; 1992: 1.5; 1993: 1.3; 1994: 1.3571; 1996: 1.47; 2003: 1.4; 2004: 0.9; 2007: 1.2; 2008: 1.5; 2009: 1.6; 2010: 1.5; 2011: 1.53; 2012: 1.52; 2013: 1.51; 2014: 1.56; 2015: 1.55; 2016: 1.59; 2017: 1.59 | 1.59
| Philippines | PHL | Hospital beds (per 1,000 people) | SH.MED.BEDS.ZS | 1960: 0.83896; 1970: 1.1898; 1975: 1.7095; 1976: 1.7094; 1980: 1.7089; 1982: 1.7135; 1983: 1.7147; 1984: 1.7153; 1985: 1.7557; 1986: 1.7142; 1990: 1.3919; 1991: 1.2745; 1992: 1.3701; 1993: 1.0711; 2001: 1; 2002: 0.5; 2006: 1.07; 2007: 1.05; 2008: 1.04; 2009: 1.06; 2010: 1.06; 2011: 1.07; 2012: 1.05; 2013: 0.99; 2014: 0.99 | 0.99
| Palau | PLW | Hospital beds (per 1,000 people) | SH.MED.BEDS.ZS | 1998: 4.4; 2006: 5.9; 2007: 5; 2009: 4.9; 2010: 4.8 | 4.8
| Papua New Guinea | PNG | Hospital beds (per 1,000 people) | SH.MED.BEDS.ZS | 1970: 6.6024; 1975: 4.9432; 1980: 5.5444; 1984: 4.9983; 1985: 4.7354; 1989: 3.3299; 1990: 4.0242 | 4.0242
| Poland | POL | Hospital beds (per 1,000 people) | SH.MED.BEDS.ZS | 1960: 4.6; 1970: 5.2; 1980: 5.6; 1985: 5.7; 1990: 5.7; 1991: 5.7; 1992: 5.6; 1993: 5.6; 1994: 5.6; 1995: 5.5; 1996: 5.5; 1997: 5.4; 1998: 5.3; 1999: 5.1; 2000: 4.9; 2002: 5.6; 2003: 6.68; 2004: 6.67; 2005: 6.52; 2006: 6.47; 2007: 6.42; 2008: 6.62; 2009: 6.65; 2010: 6.61; 2011: 6.63; 2012: 6.63; 2013: 6.61; 2014: 6.63; 2015: 6.63; 2016: 6.64; 2017: 6.62; 2018: 6.54 | 6.54
| Pre-demographic dividend | PRE | Hospital beds (per 1,000 people) | SH.MED.BEDS.ZS | 1960: 1.4219; 1970: 1.3686; 1990: 1.3293 | 1.3293
| Puerto Rico | PRI | Hospital beds (per 1,000 people) | SH.MED.BEDS.ZS | 1996: 3.32 | 3.32
| Korea, Dem. People’s Rep. | PRK | Hospital beds (per 1,000 people) | SH.MED.BEDS.ZS | 2002: 13.2; 2010: 14.3; 2012: 13.2 | 13.2
| Portugal | PRT | Hospital beds (per 1,000 people) | SH.MED.BEDS.ZS | 1985: 4; 1986: 4; 1987: 4; 1988: 4; 1989: 4.1; 1990: 4.1; 1991: 4.1; 1992: 4; 1993: 3.9; 1994: 3.9; 1995: 3.9; 1996: 4; 1997: 3.9; 1998: 3.9; 1999: 3.8; 2000: 3.71; 2001: 3.65; 2002: 3.57; 2003: 3.58; 2004: 3.59; 2005: 3.56; 2006: 3.48; 2007: 3.44; 2008: 3.39; 2009: 3.37; 2010: 3.37; 2011: 3.37; 2012: 3.41; 2013: 3.39; 2014: 3.32; 2015: 3.37; 2016: 3.39; 2017: 3.39; 2018: 3.45 | 3.45
| Paraguay | PRY | Hospital beds (per 1,000 people) | SH.MED.BEDS.ZS | 1960: 2.3893; 1970: 1.6294; 1975: 1.683; 1989: 1.3201; 1990: 0.9322; 1993: 1.3; 1994: 0.6009; 1996: 1.34; 2002: 1.2; 2005: 1.2; 2006: 1.3; 2007: 1.3; 2008: 1.3; 2009: 1.3; 2010: 1.3; 2011: 1.36; 2014: 0.83; 2015: 0.78; 2016: 0.83 | 0.83
| West Bank and Gaza | PSE | Hospital beds (per 1,000 people) | SH.MED.BEDS.ZS | 1996: 1.2 | 1.2
| Pacific island small states | PSS | Hospital beds (per 1,000 people) | SH.MED.BEDS.ZS | 1960: 4.7798; 1970: 4.8902; 1980: 3.6119; 1981: 3.704; 2005: 2.0769; 2011: 1.9381 | 1.9381
| Post-demographic dividend | PST | Hospital beds (per 1,000 people) | SH.MED.BEDS.ZS | 1960: 9.2878; 1970: 9.438; 1980: 8.9712; 1985: 8.6838; 1990: 7.0243; 1991: 7.0389; 1992: 6.739; 1993: 7.7623; 1994: 7.7422; 1995: 7.489; 1996: 7.281; 1997: 7.0877; 1998: 6.9219; 1999: 6.7796; 2000: 6.517; 2001: 6.4102; 2002: 6.3428; 2003: 6.2144; 2004: 6.1604; 2005: 6.0677; 2006: 6.0201; 2007: 6.0244; 2008: 5.9431; 2009: 5.9183; 2010: 5.8682; 2011: 5.7935; 2012: 5.8016; 2013: 5.7345; 2014: 5.6812; 2015: 5.4819; 2016: 5.4538; 2017: 5.5002 | 5.5002
| French Polynesia | PYF | Hospital beds (per 1,000 people) | SH.MED.BEDS.ZS | [60 empty] | No reported value
| Qatar | QAT | Hospital beds (per 1,000 people) | SH.MED.BEDS.ZS | 1970: 5.5315; 1981: 2.9396; 1989: 2.3003; 1997: 1.65; 2000: 2.36; 2001: 2.42; 2002: 2.36; 2003: 2.36; 2004: 2.36; 2005: 2.43; 2006: 2.52; 2007: 2.52; 2008: 2.52; 2009: 1.4; 2010: 1.23; 2011: 1.2; 2012: 1.2; 2013: 1.4; 2014: 1.2; 2015: 1.2; 2016: 1.2; 2017: 1.25 | 1.25
| Romania | ROU | Hospital beds (per 1,000 people) | SH.MED.BEDS.ZS | 7.2733 | [19 empty] | 8.7762 | 8.7751 | 8.8107 |  | 8.8958 | 8.9404 | 8.9466 | 8.9502 | 8.9422 | 8.9371 | 8.9199 | 8.9221 | 7.8621 | 7.8699 | 7.6945 | 7.64 | 7.56 | 7.38 | 7.31 | 7.31 | 7.7 | 7.74 | 7.67 | 6.75 | 6.74 | 6.78 | 6.74 | 6.54 | 6.57 | 6.62 | 6.28 | 6.31 | 6.6 | 6.67 | 6.71 | 6.79 | 6.84 | 6.89 |  |  | 6.89
| Russian Federation | RUS | Hospital beds (per 1,000 people) | SH.MED.BEDS.ZS | 1985: 12.9816; 1986: 13.0463; 1987: 13.1176; 1988: 13.1752; 1989: 13.1862; 1990: 13.0553; 1991: 12.702; 1992: 12.2343; 1993: 12.1959; 1994: 11.9612; 1995: 11.87; 1996: 11.63; 1997: 11.34; 1998: 11.11; 1999: 10.85; 2000: 11.4; 2001: 11.33; 2002: 11.15; 2003: 11.04; 2004: 11.13; 2005: 11.01; 2006: 10.9; 2007: 10.71; 2008: 9.85; 2009: 9.68; 2010: 9.41; 2011: 9.42; 2012: 9.3; 2013: 9.07; 2014: 8.81; 2015: 8.35; 2016: 8.16; 2017: 8.05; 2018: 7.12 | 7.12
| Rwanda | RWA | Hospital beds (per 1,000 people) | SH.MED.BEDS.ZS | 1970: 1.254; 1975: 1.2426; 1980: 1.528; 1981: 1.4781; 1989: 0.8679; 1990: 1.652; 2004: 1.7; 2006: 1.6; 2007: 1.6 | 1.6
| South Asia | SAS | Hospital beds (per 1,000 people) | SH.MED.BEDS.ZS | 1960: 0.50631; 1970: 0.58514; 1975: 0.62666; 1980: 0.72945; 1981: 0.73185; 1985: 0.70908; 1987: 0.70241; 1991: 0.71941; 2000: 0.68077; 2001: 0.63138; 2002: 0.63099; 2003: 0.86482; 2005: 0.43183; 2006: 0.60541; 2007: 0.48204; 2008: 0.43349; 2009: 0.46031; 2010: 0.52724; 2011: 0.62077; 2012: 0.54294; 2013: 0.50484; 2014: 0.53627; 2015: 0.59819; 2016: 0.5266; 2017: 0.58818 | 0.58818
| Saudi Arabia | SAU | Hospital beds (per 1,000 people) | SH.MED.BEDS.ZS | 1960: 0.77472; 1970: 1.1814; 1981: 1.4582; 1990: 2.4964; 1997: 2.3; 2000: 2.3; 2001: 3.23; 2002: 2.24; 2003: 2.24; 2004: 2.24; 2005: 2.25; 2006: 2.3; 2007: 2.2; 2008: 2.21; 2009: 2.17; 2010: 2.2; 2011: 2.14; 2012: 2.09; 2013: 2.2; 2014: 2.65; 2015: 2.2; 2016: 2.23; 2017: 2.24 | 2.24
| Sudan | SDN | Hospital beds (per 1,000 people) | SH.MED.BEDS.ZS | 1960: 1.0065; 1970: 1.0426; 1975: 0.9932; 1980: 0.8907; 1981: 0.8702; 1990: 1.088; 2000: 0.81; 2001: 0.74; 2002: 0.73; 2003: 0.73; 2004: 0.71; 2005: 0.72; 2006: 0.73; 2007: 0.73; 2008: 0.73; 2009: 0.73; 2010: 0.72; 2011: 0.84; 2012: 0.82; 2013: 0.82; 2014: 8.01; 2015: 0.67; 2016: 6.74; 2017: 0.74 | 0.74
| Senegal | SEN | Hospital beds (per 1,000 people) | SH.MED.BEDS.ZS | 1960: 1.3131; 1970: 1.2985; 1975: 1.2901; 1989: 0.524; 1990: 0.7296; 1994: 0.2475; 1996: 0.45; 1998: 0.4; 2007: 0.1; 2008: 0.3 | 0.3
| Singapore | SGP | Hospital beds (per 1,000 people) | SH.MED.BEDS.ZS | 1960: 4.3925; 1970: 3.6983; 1975: 3.3333; 1980: 3.9565; 1981: 3.908; 1990: 3.6078; 1991: 3.5472; 1992: 3.4514; 1993: 3.6427; 1994: 3.5652; 2001: 2.9; 2003: 2.8; 2005: 3.2; 2006: 3.2; 2007: 3.22; 2008: 3.1; 2011: 2; 2013: 2.19; 2014: 2.24; 2015: 2.4; 2016: 2.48; 2017: 2.49 | 2.49
| Solomon Islands | SLB | Hospital beds (per 1,000 people) | SH.MED.BEDS.ZS | 1960: 7.3305; 1970: 7.3416; 1981: 5.6829; 1990: 0.8281; 1992: 2.7481; 2003: 2.2; 2005: 1.4; 2011: 1.66; 2012: 1.4 | 1.4
| Sierra Leone | SLE | Hospital beds (per 1,000 people) | SH.MED.BEDS.ZS | 1960: 0.77287; 1970: 0.9255; 1975: 0.9069; 1980: 1.2145; 2006: 0.4 | 0.4
| El Salvador | SLV | Hospital beds (per 1,000 people) | SH.MED.BEDS.ZS | 1960: 2.1835; 1970: 1.9024; 1975: 1.985; 1990: 1.4711; 1993: 1.5; 1996: 1.65; 2005: 0.9; 2006: 0.9; 2007: 0.7; 2008: 0.8; 2009: 1.1; 2010: 1; 2011: 1.03; 2012: 1.07; 2013: 1.07; 2014: 1.35; 2015: 1.02; 2016: 1.06; 2017: 1.2 | 1.2
| San Marino | SMR | Hospital beds (per 1,000 people) | SH.MED.BEDS.ZS | 1980: 6.672; 1984: 6.82; 1985: 6.768; 1986: 6.7; 1987: 6.659; 1988: 7.657; 1989: 7.445; 1990: 7.16; 2011: 3.85; 2012: 3.8 | 3.8
| Somalia | SOM | Hospital beds (per 1,000 people) | SH.MED.BEDS.ZS | 1960: 1.3553; 1970: 1.3557; 1975: 1.422; 1988: 0.9063; 1990: 0.7535; 1997: 0.4; 2000: 0.42; 2001: 0.42; 2002: 0.42; 2003: 0.42; 2004: 0.42; 2013: 0.87; 2014: 0.87; 2015: 0.87; 2016: 0.87; 2017: 0.87 | 0.87
| Serbia | SRB | Hospital beds (per 1,000 people) | SH.MED.BEDS.ZS | 2005: 5.9; 2006: 5.54; 2007: 5.35; 2008: 5.34; 2009: 5.35; 2010: 5.4; 2011: 5.43; 2012: 5.44; 2013: 5.5; 2014: 5.52; 2015: 5.58; 2016: 5.59; 2017: 5.61 | 5.61
| Sub-Saharan Africa (excluding high income) | SSA | Hospital beds (per 1,000 people) | SH.MED.BEDS.ZS | 1960: 1.3981; 1970: 1.3575; 1975: 1.2777; 1990: 1.2126 | 1.2126
| South Sudan | SSD | Hospital beds (per 1,000 people) | SH.MED.BEDS.ZS | [60 empty] | No reported value
| Sub-Saharan Africa | SSF | Hospital beds (per 1,000 people) | SH.MED.BEDS.ZS | 1960: 1.3993; 1970: 1.3586; 1975: 1.2787; 1990: 1.2126 | 1.2126
| Small states | SST | Hospital beds (per 1,000 people) | SH.MED.BEDS.ZS | 1960: 4.5751 | 4.5751
| Sao Tome and Principe | STP | Hospital beds (per 1,000 people) | SH.MED.BEDS.ZS | 1960: 40.3155; 1970: 26.7123; 1991: 4.7373; 2003: 3.2; 2006: 3.2; 2011: 2.9 | 2.9
| Suriname | SUR | Hospital beds (per 1,000 people) | SH.MED.BEDS.ZS | 1960: 6.5103; 1970: 5.6774; 1980: 8.9268; 1990: 5.7; 1995: 3.1; 1996: 3.74; 2000: 3.9; 2001: 3.6; 2004: 3.1; 2006: 3.3; 2007: 3.1; 2009: 2.6; 2010: 3.1; 2015: 3.05; 2017: 3 | 3
| Slovak Republic | SVK | Hospital beds (per 1,000 people) | SH.MED.BEDS.ZS | 1985: 8.9547; 1986: 8.9422; 1987: 8.9505; 1988: 8.8132; 1989: 8.8163; 1990: 7.4482; 1991: 7.5779; 1992: 7.5609; 1993: 7.874; 1994: 7.0993; 1996: 8.3; 1997: 8.1; 1998: 8; 1999: 8; 2000: 7.86; 2001: 7.67; 2002: 7.57; 2003: 7.25; 2004: 6.91; 2005: 6.79; 2006: 6.73; 2007: 6.78; 2008: 6.59; 2009: 6.54; 2010: 6.46; 2011: 6.05; 2012: 5.91; 2013: 5.8; 2014: 5.79; 2015: 5.75; 2016: 5.78; 2017: 5.82; 2018: 5.7 | 5.7
| Slovenia | SVN | Hospital beds (per 1,000 people) | SH.MED.BEDS.ZS | [20 empty] | 6.9526 |  | 6.6795 |  | 6.501 | 6.3261 | 6.2679 | 6.2153 | 6.138 | 6.0634 | 6.0408 | 6.0113 | 5.937 | 5.8007 | 5.7769 | 5.75 | 5.66 | 5.67 | 5.62 | 5.55 | 5.4 | 5.16 | 5.09 | 4.96 | 4.8 | 4.83 | 4.77 | 4.66 | 4.74 | 4.6 | 4.57 | 4.62 | 4.54 | 4.55 | 4.54 | 4.51 | 4.49 | 4.5 | 4.43 |  | 4.43
| Sweden | SWE | Hospital beds (per 1,000 people) | SH.MED.BEDS.ZS | 1960: 14.2; 1970: 15.3; 1980: 15.1; 1985: 14.6; 1990: 12.4; 1991: 11.9; 1992: 7.6; 1993: 7; 1994: 6.5; 1995: 4.9; 1996: 4.4; 1997: 5.2; 1998: 3.8; 1999: 3.7; 2000: 3.58; 2001: 3.27; 2002: 3.13; 2003: 3.05; 2004: 3.01; 2005: 2.93; 2006: 2.89; 2007: 2.86; 2008: 2.81; 2009: 2.76; 2010: 2.73; 2011: 2.7; 2012: 2.66; 2013: 2.59; 2014: 2.54; 2015: 2.44; 2016: 2.34; 2017: 2.21; 2018: 2.14 | 2.14
| Eswatini | SWZ | Hospital beds (per 1,000 people) | SH.MED.BEDS.ZS | 1960: 1.9448; 1970: 3.3747; 2006: 2.1; 2011: 2.1 | 2.1
| Sint Maarten (Dutch part) | SXM | Hospital beds (per 1,000 people) | SH.MED.BEDS.ZS | [60 empty] | No reported value
| Seychelles | SYC | Hospital beds (per 1,000 people) | SH.MED.BEDS.ZS | 1960: 7.0983; 1970: 6.4925; 1975: 4.9497; 1985: 4.822; 1989: 6.2833; 2006: 5.7; 2009: 3.9; 2011: 3.6 | 3.6
| Syrian Arab Republic | SYR | Hospital beds (per 1,000 people) | SH.MED.BEDS.ZS | 1960: 1.0767; 1970: 0.9934; 1975: 1; 1980: 1.1045; 1981: 1.1458; 1990: 1.0865; 1996: 1.5; 1998: 1.5; 1999: 1.4; 2000: 1.4; 2001: 1.4; 2002: 1.38; 2003: 1.49; 2004: 1.49; 2005: 1.28; 2006: 1.47; 2007: 1.47; 2008: 1.54; 2009: 1.51; 2010: 1.54; 2011: 1.55; 2012: 1.53; 2013: 1.52; 2014: 1.5; 2015: 1.47; 2016: 1.46; 2017: 1.4 | 1.4
| Turks and Caicos Islands | TCA | Hospital beds (per 1,000 people) | SH.MED.BEDS.ZS | [60 empty] | No reported value
| Chad | TCD | Hospital beds (per 1,000 people) | SH.MED.BEDS.ZS | 1960: 0.69745; 1970: 1.31; 1991: 0.7201; 2005: 0.4 | 0.4
| East Asia & Pacific (IDA & IBRD countries) | TEA | Hospital beds (per 1,000 people) | SH.MED.BEDS.ZS | [5 empty] | 1.44 | 1.52 | 1.5 | 1.45 | 1.45 | 1.4419 | 1.58 | 1.71 | 1.77 | 1.85 | 1.7811 | 1.9873 | 2.07 | 2.14 | 2.2 | 2.2237 | 2.2944 | 2.2342 | 2.2625 | 2.31 | 2.122 | 2.3659 | 2.48 | 2.5366 | 2.3565 | 2.2788 | 2.2723 | 2.2777 | 2.292 | 2.3496 | 2.5721 | 2.5408 | 2.4981 | 2.2557 | 2.5049 | 1.7076 | 1.6585 | 1.4919 | 1.7305 | 1.842 | 1.8768 | 1.8693 | 1.9346 | 2.1082 | 2.0381 | 2.1415 | 2.282 | 2.5207 | 2.8181 | 2.9918 | 3.2999 | 3.4085 | 3.675 |  |  | 3.675
| Europe & Central Asia (IDA & IBRD countries) | TEC | Hospital beds (per 1,000 people) | SH.MED.BEDS.ZS | 1985: 10.1473; 1986: 10.6539; 1987: 10.6856; 1988: 10.7181; 1989: 10.7385; 1990: 10.264; 1991: 10.0371; 1992: 9.8027; 1993: 9.6405; 1994: 9.367; 1995: 9.1564; 1996: 8.7875; 1997: 8.297; 1998: 7.9981; 1999: 7.7781; 2000: 7.7988; 2001: 7.9923; 2002: 7.7117; 2003: 7.6879; 2004: 7.6486; 2005: 7.5475; 2006: 7.4842; 2007: 7.355; 2008: 7.0935; 2009: 7.0598; 2010: 6.8911; 2011: 6.7918; 2012: 6.7318; 2013: 6.6017; 2014: 6.3761; 2015: 6.3667 | 6.3667
| Togo | TGO | Hospital beds (per 1,000 people) | SH.MED.BEDS.ZS | 1960: 1.2651; 1970: 1.5333; 1975: 1.4399; 1990: 1.5111; 2005: 0.9; 2011: 0.7 | 0.7
| Thailand | THA | Hospital beds (per 1,000 people) | SH.MED.BEDS.ZS | 1960: 0.74003; 1970: 1.1373; 1975: 1.1119; 1980: 1.5351; 1990: 1.6326; 1991: 1.6613; 1992: 1.7067; 1995: 1.99; 1999: 2.2; 2000: 2.2; 2002: 2.2; 2005: 2.1; 2010: 2.1 | 2.1
| Tajikistan | TJK | Hospital beds (per 1,000 people) | SH.MED.BEDS.ZS | 1985: 10.6448; 1986: 10.6449; 1987: 10.6556; 1988: 10.6742; 1989: 10.6298; 1990: 10.6618; 1991: 10.9629; 1992: 11.2423; 1993: 10.6812; 1994: 8.9413; 1995: 8.2; 1996: 7.47; 1997: 7.22; 1998: 6.91; 1999: 6.8; 2000: 6.54; 2001: 6.4; 2002: 6.27; 2003: 6.12; 2004: 6.04; 2005: 5.87; 2006: 6.12; 2007: 5.44; 2008: 5.3; 2009: 5.19; 2010: 5.08; 2011: 4.95; 2012: 4.83; 2013: 4.76; 2014: 4.67 | 4.67
| Turkmenistan | TKM | Hospital beds (per 1,000 people) | SH.MED.BEDS.ZS | 1980: 10.4605; 1985: 10.668; 1986: 11.1222; 1987: 11.105; 1988: 11.1293; 1989: 11.1934; 1990: 11.485; 1991: 11.555; 1992: 11.4153; 1993: 11.6789; 1994: 11.4707; 1995: 10.26; 1996: 8.01; 1997: 7.11; 2000: 5.36; 2001: 5.13; 2002: 5.02; 2003: 5.08; 2004: 4.9; 2005: 4.4; 2006: 4.34; 2007: 4.07; 2008: 4.04; 2009: 4.02; 2010: 4.1; 2011: 4.07; 2012: 3.98; 2013: 3.93; 2014: 4.03 | 4.03
| Latin America & the Caribbean (IDA & IBRD countries) | TLA | Hospital beds (per 1,000 people) | SH.MED.BEDS.ZS | 1960: 3.3857; 1970: 3.4086; 1990: 2.4081; 1993: 2.4789; 1996: 2.184; 2000: 2.3775; 2003: 1.7445; 2005: 2.1123; 2006: 1.8128; 2007: 1.6886; 2008: 1.7642; 2009: 1.7397; 2010: 1.9354; 2011: 1.8574; 2012: 1.9038; 2013: 1.9288; 2014: 1.8489; 2015: 1.8193; 2016: 1.8045; 2017: 1.8296 | 1.8296
| Timor-Leste | TLS | Hospital beds (per 1,000 people) | SH.MED.BEDS.ZS | 2009: 5.9; 2010: 5.9 | 5.9
| Middle East & North Africa (IDA & IBRD countries) | TMN | Hospital beds (per 1,000 people) | SH.MED.BEDS.ZS | 1960: 1.844; 1970: 1.907; 1980: 1.7473; 1981: 1.752; 1990: 1.75; 2000: 1.6413; 2001: 1.6167; 2002: 1.6489; 2003: 1.6437; 2004: 1.6724; 2005: 1.6732; 2006: 1.7111; 2007: 1.6738; 2008: 1.6103; 2009: 1.5167; 2010: 1.6136; 2011: 1.2388; 2012: 1.1791; 2013: 1.1621; 2014: 1.5018; 2015: 1.5405; 2016: 1.4845; 2017: 1.4299 | 1.4299
| Tonga | TON | Hospital beds (per 1,000 people) | SH.MED.BEDS.ZS | 1960: 2.5; 1970: 2.593; 1980: 3.4468; 1981: 3.5394; 2001: 3.2; 2004: 2.4; 2008: 2.4; 2010: 2.6 | 2.6
| South Asia (IDA & IBRD) | TSA | Hospital beds (per 1,000 people) | SH.MED.BEDS.ZS | 1960: 0.50631; 1970: 0.58514; 1975: 0.62666; 1980: 0.72945; 1981: 0.73185; 1985: 0.70908; 1987: 0.70241; 1991: 0.71941; 2000: 0.68077; 2001: 0.63138; 2002: 0.63099; 2003: 0.86482; 2005: 0.43183; 2006: 0.60541; 2007: 0.48204; 2008: 0.43349; 2009: 0.46031; 2010: 0.52724; 2011: 0.62077; 2012: 0.54294; 2013: 0.50484; 2014: 0.53627; 2015: 0.59819; 2016: 0.5266; 2017: 0.58818 | 0.58818
| Sub-Saharan Africa (IDA & IBRD countries) | TSS | Hospital beds (per 1,000 people) | SH.MED.BEDS.ZS | 1960: 1.3993; 1970: 1.3586; 1975: 1.2787; 1990: 1.2126 | 1.2126
| Trinidad and Tobago | TTO | Hospital beds (per 1,000 people) | SH.MED.BEDS.ZS | 1960: 5.5896; 1970: 4.9434; 1975: 4.9852; 1986: 5.0373; 1990: 4; 1993: 3.2426; 1995: 3.8; 1996: 5.11; 2000: 3.3; 2001: 3.4; 2003: 3.3; 2005: 2.6; 2006: 2.7; 2007: 2.7; 2008: 2.5; 2009: 2.6; 2010: 2.14; 2012: 2.72; 2013: 2.7; 2014: 2.99; 2015: 3.01; 2016: 3.03; 2017: 3.02 | 3.02
| Tunisia | TUN | Hospital beds (per 1,000 people) | SH.MED.BEDS.ZS | 1960: 2.4677; 1970: 2.4443; 1975: 2.5; 1980: 2.1258; 1989: 1.9657; 1990: 1.9167; 1991: 2.0123; 1992: 2.8573; 1994: 1.7615; 1996: 2; 1997: 1.7; 2000: 1.73; 2001: 1.73; 2002: 1.71; 2003: 1.71; 2004: 2.05; 2005: 1.76; 2006: 1.98; 2007: 1.76; 2008: 2; 2009: 2.09; 2010: 2.09; 2011: 2.09; 2012: 2.12; 2013: 2.12; 2014: 2.18; 2015: 2.18; 2016: 2.18; 2017: 2.18 | 2.18
| Turkey | TUR | Hospital beds (per 1,000 people) | SH.MED.BEDS.ZS | 1.7 |  |  |  |  | 1.8 |  |  |  |  | 2 |  |  |  |  | 2 |  |  |  |  | 2.2 |  |  |  |  | 2.1 | 2.1 | 2.1 | 2.1 | 2.1 | 2.4 | 2.4 | 2.4 | 2.5 | 2.5 | 2.5 | 2.5 | 2.5 | 2.5 | 2.6 | 2.1 | 2.16 | 2.49 | 2.48 | 2.47 | 2.5 | 2.52 | 2.54 | 2.58 | 2.62 | 2.74 | 2.62 | 2.66 | 2.65 | 2.68 | 2.68 | 2.75 | 2.81 | 2.85 |  | 2.85
| Tuvalu | TUV | Hospital beds (per 1,000 people) | SH.MED.BEDS.ZS | 2001: 5.6 | 5.6
| Tanzania | TZA | Hospital beds (per 1,000 people) | SH.MED.BEDS.ZS | 1960: 1.4904; 1976: 1.4313; 1978: 1.4372; 1980: 1.3975; 1982: 1.3658; 1984: 1.3031; 1988: 1.0904; 1990: 1.0246; 1992: 0.8903; 2006: 1.1; 2010: 0.7 | 0.7
| Uganda | UGA | Hospital beds (per 1,000 people) | SH.MED.BEDS.ZS | 1960: 1.4808; 1970: 1.5587; 1975: 1.6485; 1981: 1.5125; 1988: 1.3154; 1991: 0.9162; 2004: 0.7; 2005: 1; 2006: 1.1; 2009: 0.4; 2010: 0.5 | 0.5
| Ukraine | UKR | Hospital beds (per 1,000 people) | SH.MED.BEDS.ZS | 1980: 12.1435; 1981: 12.2533; 1982: 12.3578; 1983: 12.4448; 1984: 12.591; 1985: 12.695; 1986: 12.7876; 1987: 12.8506; 1988: 12.9304; 1989: 13.0064; 1990: 13.0131; 1991: 12.9691; 1992: 12.729; 1993: 12.4707; 1994: 12.3022; 1995: 11.89; 1996: 10.84; 1997: 9.37; 1998: 9.04; 1999: 8.95; 2000: 8.82; 2001: 8.79; 2002: 8.89; 2003: 8.81; 2004: 8.73; 2005: 8.68; 2006: 8.73; 2007: 8.72; 2008: 8.75; 2009: 9.4; 2010: 9.38; 2011: 9.05; 2012: 8.91; 2013: 8.8; 2014: 7.46 | 7.46
| Upper middle income | UMC | Hospital beds (per 1,000 people) | SH.MED.BEDS.ZS | [10 empty] | 1.9274 |  |  |  |  | 2.2206 |  |  |  |  | 2.6047 |  |  |  |  | 3.9539 | 4.0265 | 4.0344 | 4.1424 | 4.0086 | 3.7019 | 3.8378 | 3.7499 | 3.7193 | 3.7349 | 3.6678 | 3.4676 | 3.5668 | 3.4703 | 3.3978 | 2.8074 | 2.7503 | 2.713 | 2.6736 | 2.7295 | 2.774 | 2.7759 | 2.7436 | 2.82 | 2.901 | 2.9362 | 3.0854 | 3.2733 | 3.4603 | 3.5721 | 3.5952 | 3.7081 | 3.9104 |  |  | 3.9104
| Uruguay | URY | Hospital beds (per 1,000 people) | SH.MED.BEDS.ZS | 1960: 5.5118; 1970: 5.9127; 1975: 5.0018; 1985: 3.2458; 1990: 4.5226; 1993: 4.5; 1996: 4.39; 2003: 1.9; 2005: 2.4; 2006: 2.9; 2007: 2.9; 2010: 1.2; 2011: 2.98; 2012: 2.5; 2013: 2.49; 2014: 2.42; 2015: 2.43; 2016: 2.48; 2017: 2.43 | 2.43
| United States | USA | Hospital beds (per 1,000 people) | SH.MED.BEDS.ZS | 9.2 |  |  |  |  | 8.8 |  |  |  |  | 7.9 | 7.5 | 7.4 | 7.2 | 7.1 | 6.8 | 6.6 | 6.4 | 6.2 | 6.1 | 6 | 5.9 | 5.9 | 5.8 | 5.7 | 5.5 | 5.4 | 5.2 | 5.1 | 5 | 4.9 | 4.8 | 4.6 | 4.5 | 4.3 | 4.1 | 3.9 | 3.8 | 3.7 | 3.6 | 3.49 | 3.47 | 3.39 | 3.33 | 3.26 | 3.2 | 3.18 | 3.14 | 3.13 | 3.08 | 3.05 | 2.97 | 2.93 | 2.89 | 2.83 | 2.8 | 2.77 | 2.87 |  |  | 2.87
| Uzbekistan | UZB | Hospital beds (per 1,000 people) | SH.MED.BEDS.ZS | 1980: 9.1763; 1985: 11.8342; 1986: 11.9557; 1987: 11.9457; 1988: 12.2162; 1989: 12.2851; 1990: 12.4828; 1991: 10.9473; 1992: 10.7541; 1993: 9.3942; 1994: 8.6633; 1995: 8.3; 1996: 7.93; 1997: 6.48; 1998: 5.55; 1999: 5.39; 2000: 5.33; 2001: 5.34; 2002: 5.54; 2003: 5.48; 2004: 5.26; 2005: 5.19; 2006: 5.12; 2007: 4.83; 2008: 4.67; 2009: 4.58; 2010: 4.44; 2011: 4.32; 2012: 4.19; 2013: 3.99; 2014: 3.98 | 3.98
| St. Vincent and the Grenadines | VCT | Hospital beds (per 1,000 people) | SH.MED.BEDS.ZS | 1960: 4.825; 1970: 4.9886; 1990: 4.7; 1993: 5.0153; 1996: 1.85; 2001: 4.7; 2002: 4.5; 2003: 4.5; 2004: 4.5; 2005: 4.5; 2007: 3; 2010: 2.6; 2011: 2.52; 2012: 2.41; 2013: 2.41; 2014: 2.4; 2015: 4.33; 2016: 4.32 | 4.32
| Venezuela, RB | VEN | Hospital beds (per 1,000 people) | SH.MED.BEDS.ZS | 1974: 0.343; 1975: 0.3315; 1976: 0.3429; 1980: 0.3319; 1982: 0.3704; 1983: 0.3582; 1984: 0.3728; 1985: 2.6931; 1986: 2.7001; 1987: 2.5983; 1988: 2.4996; 1990: 2.6779; 1991: 2.6776; 1992: 2.573; 1993: 2.6; 1996: 1.47; 2001: 0.8; 2003: 0.9; 2007: 1.3; 2009: 1.1; 2011: 0.93; 2014: 0.78; 2015: 0.73; 2016: 0.86; 2017: 0.87 | 0.87
| British Virgin Islands | VGB | Hospital beds (per 1,000 people) | SH.MED.BEDS.ZS | [60 empty] | No reported value
| Virgin Islands (U.S.) | VIR | Hospital beds (per 1,000 people) | SH.MED.BEDS.ZS | 1990: 4.8; 1996: 18.68 | 18.68
| Vietnam | VNM | Hospital beds (per 1,000 people) | SH.MED.BEDS.ZS | 1980: 3.4973; 1981: 3.6961; 1989: 3.3017; 1990: 3.8329; 1997: 1.67; 2000: 2.34; 2001: 2.4; 2002: 1.4; 2004: 2.8; 2005: 2.34; 2006: 2.66; 2008: 2.9; 2009: 3.1; 2010: 2.91; 2012: 2.5; 2013: 3.18; 2014: 2.6 | 2.6
| Vanuatu | VUT | Hospital beds (per 1,000 people) | SH.MED.BEDS.ZS | 1960: 5.4308; 1970: 10.7349; 1980: 6.1794; 2001: 3.1; 2003: 3.7; 2005: 4.1; 2008: 1.7 | 1.7
| World | WLD | Hospital beds (per 1,000 people) | SH.MED.BEDS.ZS | 1970: 3.0758; 1975: 2.3977; 1980: 3.5937; 1985: 4.1242; 1990: 3.647; 1991: 3.427; 2000: 2.9064; 2001: 2.779; 2002: 2.6769; 2003: 2.9005; 2005: 2.6417; 2006: 2.6327; 2007: 2.6842; 2008: 2.6627; 2009: 2.6171; 2010: 2.6298; 2011: 2.6612; 2012: 2.7558; 2013: 2.7918; 2014: 2.8085; 2015: 2.7045; 2016: 2.7571; 2017: 2.8918 | 2.8918
| Samoa | WSM | Hospital beds (per 1,000 people) | SH.MED.BEDS.ZS | 1960: 5; 1970: 4.5582; 1980: 4.4968; 1981: 4.364; 2000: 3.3; 2002: 1.5; 2003: 2.04; 2005: 1; 2007: 1 | 1
| Kosovo | XKX | Hospital beds (per 1,000 people) | SH.MED.BEDS.ZS | [60 empty] | No reported value
| Yemen, Rep. | YEM | Hospital beds (per 1,000 people) | SH.MED.BEDS.ZS | 1960: 0.45455; 1970: 0.8097; 1975: 0.8655; 1990: 0.8362; 1996: 0.69; 1998: 0.6; 2000: 0.59; 2001: 0.59; 2002: 0.59; 2003: 0.59; 2004: 0.59; 2005: 0.61; 2006: 0.7; 2007: 0.7; 2008: 0.7; 2009: 0.7; 2010: 0.72; 2011: 0.7; 2012: 0.72; 2013: 0.67; 2014: 0.71; 2015: 0.71; 2016: 0.71; 2017: 0.71 | 0.71
| South Africa | ZAF | Hospital beds (per 1,000 people) | SH.MED.BEDS.ZS | 2002: 3.1; 2004: 2.87; 2005: 2.8; 2007: 2.41; 2008: 2.39; 2010: 2.3 | 2.3
| Zambia | ZMB | Hospital beds (per 1,000 people) | SH.MED.BEDS.ZS | 1960: 2.8017; 1970: 3.1611; 1975: 3.3368; 1981: 3.4822; 2004: 2; 2008: 1.9; 2010: 2 | 2
| Zimbabwe | ZWE | Hospital beds (per 1,000 people) | SH.MED.BEDS.ZS | 1960: 3.8766; 1970: 3.4954; 1975: 3.3137; 1980: 3.0027; 1985: 1.3936; 1987: 1.9408; 1990: 0.5105; 2006: 3; 2011: 1.7 | 1.7
© World Health Organization 2021. Some rights reserved. This work is available under the CC BY-NC-SA 3.0 IGO licence.
WHO reference number: WHO/2019-nCoV/Tools/Essential_forecasting/2021.1

## UNDP Population Data
UNDP Population Data (2020)
Source: United Nations Development Programme - https://population.un.org/wup/Download/
| Country (WB) | Country (UNDP) | Country code | Population, total (2020) | Population total, (2015) | Average YOY growth
| Afghanistan | Afghanistan | AFG | 38054941 | 33736494 | 2.438%
| Albania | Albania | ALB | 2942034 | 2923352 | 0.1275%
| Algeria | Algeria | DZA | 43333255 | 39871528 | 1.679%
| American Samoa | American Samoa | ASM | 55799 | 55537 | 0.09417%
| Andorra | Andorra | AND | 77184 | 78014 | -0.2137%
| Angola | Angola | AGO | 32827401 | 27859305 | 3.336%
| Antigua and Barbuda | Antigua and Barbuda | ATG | 105110 | 99923 | 1.017%
| Argentina | Argentina | ARG | 45510399 | 43417765 | 0.9459%
| Armenia | Armenia | ARM | 2938679 | 2916950 | 0.1485%
| Aruba | Aruba | ABW | 106438 | 104341 | 0.3988%
| Australia | Australia | AUS | 25398177 | 23799556 | 1.309%
| Austria | Austria | AUT | 8782210 | 8678657 | 0.2375%
| Azerbaijan | Azerbaijan | AZE | 10099743 | 9617484 | 0.9833%
| Bahamas, The | Bahamas | BHS | 406839 | 386838 | 1.013%
| Bahrain | Bahrain | BHR | 1697765 | 1371855 | 4.355%
| Bangladesh | Bangladesh | BGD | 169775309 | 161200886 | 1.042%
| Barbados | Barbados | BRB | 287568 | 284217 | 0.2347%
| Belarus | Belarus | BLR | 9415431 | 9485772 | -0.1488%
| Belgium | Belgium | BEL | 11619972 | 11287940 | 0.5815%
| Belize | Belize | BLZ | 398007 | 359288 | 2.068%
| Benin | Benin | BEN | 12122985 | 10575952 | 2.768%
| Bermuda | Bermuda | BMU | 60639 | 62003 | -0.4439%
| Bhutan | Bhutan | BTN | 835245 | 787386 | 1.187%
| Bolivia | Bolivia (Plurinational State of) | BOL | 11543982 | 10724705 | 1.483%
| Bosnia and Herzegovina | Bosnia and Herzegovina | BIH | 3498210 | 3535961 | -0.2144%
| Botswana | Botswana | BWA | 2415766 | 2209197 | 1.804%
| Brazil | Brazil | BRA | 213863046 | 205962108 | 0.7557%
| British Virgin Islands | British Virgin Islands | VGB | 32634 | 30113 | 1.621%
| Brunei Darussalam | Brunei Darussalam | BRN | 444519 | 417542 | 1.26%
| Bulgaria | Bulgaria | BGR | 6940527 | 7177396 | -0.6689%
| Burkina Faso | Burkina Faso | BFA | 20903345 | 18110624 | 2.91%
| Burundi | Burundi | BDI | 11939227 | 10199270 | 3.2%
| Cabo Verde | Cabo Verde | CPV | 567348 | 532913 | 1.26%
| Cambodia | Cambodia | KHM | 16715508 | 15517635 | 1.498%
| Cameroon | Cameroon | CMR | 25958184 | 22834522 | 2.597%
| Canada | Canada | CAN | 37603205 | 35949709 | 0.9034%
| Cayman Islands | Cayman Islands | CYM | 63890 | 59963 | 1.277%
| Central African Republic | Central African Republic | CAF | 4920889 | 4546100 | 1.597%
| Chad | Chad | TCD | 16285093 | 14009413 | 3.056%
| Channel Islands | Channel Islands | CHI | 167578 | 163758 | 0.4622%
| Chile | Chile | CHL | 18472639 | 17762681 | 0.7869%
| China | China | CHN | 1424548266 | 1397028553 | 0.3909%
| Colombia | Colombia | COL | 50220412 | 48228697 | 0.8126%
| Comoros | Comoros | COM | 869601 | 777424 | 2.266%
| Congo, Dem. Rep. | Not listed | DRC | 89505201 | 76196619 | 3.272%
| Congo, Rep. | Congo | COG | 5686917 | 4995648 | 2.626%
| Costa Rica | Costa Rica | CRI | 5044179 | 4807852 | 0.9643%
| Cote d'Ivoire | Côte d'Ivoire | CIV | 26171750 | 23108472 | 2.521%
| Croatia | Croatia | HRV | 4115947 | 4236016 | -0.5734%
| Cuba | Cuba | CUB | 11495492 | 11461432 | 0.05936%
| Curacao | Curaçao | CUW | 163495 | 158010 | 0.6848%
| Cyprus | Cyprus | CYP | 1207343 | 1160985 | 0.7861%
| Czech Republic | Czechia | CZE | 10633424 | 10603762 | 0.05588%
| Denmark | Denmark | DNK | 5796800 | 5688695 | 0.3772%
| Djibouti | Djibouti | DJI | 999899 | 927414 | 1.516%
| Dominica | Dominica | DMA | 75052 | 73162 | 0.5114%
| Dominican Republic | Dominican Republic | DOM | 11108358 | 10528394 | 1.078%
| Ecuador | Ecuador | ECU | 17335642 | 16144368 | 1.434%
| Egypt, Arab Rep. | Egypt | EGY | 102941484 | 93778172 | 1.882%
| El Salvador | El Salvador | SLV | 6479066 | 6312478 | 0.5223%
| Equatorial Guinea | Equatorial Guinea | GNQ | 1406280 | 1175389 | 3.652%
| Eritrea | Eritrea | ERI | 5432216 | 4846976 | 2.306%
| Estonia | Estonia | EST | 1300559 | 1315321 | -0.2255%
| Eswatini | Swaziland | SWZ | 1439295 | 1319011 | 1.761%
| Ethiopia | Ethiopia | ETH | 112759070 | 99873033 | 2.457%
| Faroe Islands | Faeroe Islands | FRO | 49896 | 48965 | 0.3774%
| Fiji | Fiji | FJI | 924915 | 892149 | 0.724%
| Finland | Finland | FIN | 5580127 | 5481966 | 0.3556%
| France | France | FRA | 65721165 | 64457201 | 0.3891%
| French Polynesia | French Polynesia | PYF | 290744 | 277690 | 0.923%
| Gabon | Gabon | GAB | 2151289 | 1930175 | 2.193%
| Gambia, The | Gambia | GMB | 2293493 | 1977590 | 3.008%
| Georgia | Georgia | GEO | 3898529 | 3951524 | -0.2697%
| Germany | Germany | DEU | 82540450 | 81707789 | 0.203%
| Ghana | Ghana | GHA | 30733755 | 27582821 | 2.187%
| Gibraltar | Gibraltar | GIB | 35000 | 34228 | 0.4471%
| Greece | Greece | GRC | 11102572 | 11217800 | -0.2063%
| Greenland | Greenland | GRL | 56772 | 56377 | 0.1397%
| Grenada | Grenada | GRD | 109308 | 106823 | 0.461%
| Guam | Guam | GUM | 168727 | 161797 | 0.8423%
| Guatemala | Guatemala | GTM | 17910812 | 16252429 | 1.962%
| Guinea | Guinea | GIN | 13750826 | 12091533 | 2.605%
| Guinea-Bissau | Guinea-Bissau | GNB | 2000694 | 1770526 | 2.474%
| Guyana | Guyana | GUY | 790782 | 768514 | 0.5729%
| Haiti | Haiti | HTI | 11371185 | 10711061 | 1.203%
| Honduras | Honduras | HND | 9719265 | 8960829 | 1.638%
| Hong Kong SAR, China | China, Hong Kong SAR | HKG | 7547652 | 7245701 | 0.8199%
| Hungary | Hungary | HUN | 9621254 | 9783925 | -0.3348%
| Iceland | Iceland | ISL | 343228 | 330243 | 0.7743%
| India | India | IND | 1383197753 | 1309053980 | 1.108%
| Indonesia | Indonesia | IDN | 272222987 | 258162113 | 1.066%
| Iran, Islamic Rep. | Iran (Islamic Republic of) | IRN | 83587129 | 79360487 | 1.043%
| Iraq | Iraq | IRQ | 41502885 | 36115649 | 2.82%
| Ireland | Ireland | IRL | 4887992 | 4700107 | 0.787%
| Isle of Man | Isle of Man | IMN | 85895 | 83167 | 0.6476%
| Israel | Israel | ISR | 8713559 | 8064547 | 1.56%
| Italy | Italy | ITA | 59132073 | 59504212 | -0.1254%
| Jamaica | Jamaica | JAM | 2913160 | 2871934 | 0.2855%
| Japan | Japan | JPN | 126495647 | 127974958 | -0.2323%
| Jordan | Jordan | JOR | 10208662 | 9159302 | 2.193%
| Kazakhstan | Kazakhstan | KAZ | 18777139 | 17749648 | 1.132%
| Kenya | Kenya | KEN | 53491697 | 47236259 | 2.518%
| Kiribati | Kiribati | KIR | 122439 | 112407 | 1.724%
| Korea, Dem. People’s Rep. | Dem. People's Republic of Korea | PRK | 25840863 | 25243917 | 0.4685%
| Korea, Rep. | Republic of Korea | KOR | 51506975 | 50593662 | 0.3585%
| Kosovo | Not listed | XKX | 1870000 |  | 0%
| Kuwait | Kuwait | KWT | 4302875 | 3935794 | 1.799%
| Kyrgyz Republic | Kyrgyzstan | KGZ | 6301718 | 5865401 | 1.445%
| Lao PDR | Lao People's Democratic Republic | LAO | 7164822 | 6663967 | 1.46%
| Latvia | Latvia | LVA | 1892993 | 1992663 | -1.021%
| Lebanon | Lebanon | LBN | 6019795 | 5851479 | 0.5688%
| Lesotho | Lesotho | LSO | 2322217 | 2174645 | 1.322%
| Liberia | Liberia | LBR | 5103853 | 4499621 | 2.552%
| Libya | Libya | LBY | 6662173 | 6234955 | 1.334%
| Liechtenstein | Liechtenstein | LIE | 38645 | 37403 | 0.6555%
| Lithuania | Lithuania | LTU | 2852478 | 2931926 | -0.5479%
| Luxembourg | Luxembourg | LUX | 603944 | 566741 | 1.28%
| Macao SAR, China | China, Macao SAR | MAC | 651875 | 600942 | 1.64%
| Madagascar | Madagascar | MDG | 27690798 | 24234088 | 2.703%
| Malawi | Malawi | MWI | 20283691 | 17573607 | 2.91%
| Malaysia | Malaysia | MYS | 32869323 | 30723155 | 1.36%
| Maldives | Maldives | MDV | 458909 | 418403 | 1.865%
| Mali | Mali | MLI | 20284180 | 17467905 | 3.035%
| Malta | Malta | MLT | 434363 | 427616 | 0.3136%
| Marshall Islands | Marshall Islands | MHL | 53251 | 52994 | 0.0968%
| Mauritania | Mauritania | MRT | 4783767 | 4182341 | 2.724%
| Mauritius | Mauritius | MUS | 1274114 | 1259456 | 0.2317%
| Mexico | Mexico | MEX | 133870027 | 125890949 | 1.237%
| Micronesia, Fed. Sts. | Micronesia (Fed. States of) | FSM | 107774 | 104433 | 0.6318%
| Moldova | Republic of Moldova | MDA | 4017687 | 4065980 | -0.2387%
| Monaco | Monaco | MCO | 39297 | 38307 | 0.5116%
| Mongolia | Mongolia | MNG | 3209404 | 2976877 | 1.516%
| Montenegro | Montenegro | MNE | 629397 | 628178 | 0.03878%
| Morocco | Morocco | MAR | 37070718 | 34803322 | 1.27%
| Mozambique | Mozambique | MOZ | 32309195 | 28010691 | 2.896%
| Myanmar | Myanmar | MMR | 54808276 | 52403669 | 0.9013%
| Namibia | Namibia | NAM | 2696537 | 2425561 | 2.141%
| Nauru | Nauru | NRU | 11227 | 11260 | -0.05868%
| Nepal | Nepal | NPL | 30260244 | 28656282 | 1.095%
| Netherlands | Netherlands | NLD | 17181248 | 16938499 | 0.285%
| New Caledonia | New Caledonia | NCL | 286913 | 269091 | 1.291%
| New Zealand | New Zealand | NZL | 4834420 | 4614532 | 0.9354%
| Nicaragua | Nicaragua | NIC | 6416568 | 6082035 | 1.077%
| Niger | Niger | NER | 24074693 | 19896965 | 3.885%
| Nigeria | Nigeria | NGA | 206152701 | 181181744 | 2.616%
| North Macedonia | TFYR Macedonia | MKD | 2088035 | 2079308 | 0.0838%
| Northern Mariana Islands | Northern Mariana Islands | MNP | 55347 | 54816 | 0.193%
| Norway | Norway | NOR | 5449693 | 5199836 | 0.9431%
| Oman | Oman | OMN | 5149700 | 4199810 | 4.162%
| Pakistan | Pakistan | PAK | 208362334 | 189380513 | 1.929%
| Palau | Palau | PLW | 22442 | 21288 | 1.061%
| Panama | Panama | PAN | 4289330 | 3969249 | 1.563%
| Papua New Guinea | Papua New Guinea | PNG | 8755675 | 7919825 | 2.027%
| Paraguay | Paraguay | PRY | 7066330 | 6639119 | 1.255%
| Peru | Peru | PER | 33312178 | 31376671 | 1.204%
| Philippines | Philippines | PHL | 109703396 | 101716359 | 1.523%
| Poland | Poland | POL | 37942231 | 38265226 | -0.1694%
| Portugal | Portugal | PRT | 10218413 | 10418473 | -0.387%
| Puerto Rico | Puerto Rico | PRI | 3650608 | 3673728 | -0.1262%
| Qatar | Qatar | QAT | 2791807 | 2481539 | 2.384%
| Romania | Romania | ROU | 19388362 | 19876621 | -0.4962%
| Russian Federation | Russian Federation | RUS | 143786842 | 143888004 | -0.01407%
| Rwanda | Rwanda | RWA | 13087173 | 11629553 | 2.39%
| Samoa | Samoa | WSM | 200117 | 193759 | 0.6478%
| San Marino | San Marino | SMR | 33809 | 32960 | 0.5099%
| Sao Tome and Principe | Sao Tome and Principe | STP | 218011 | 195553 | 2.198%
| Saudi Arabia | Saudi Arabia | SAU | 34709640 | 31557144 | 1.923%
| Senegal | Senegal | SEN | 17200154 | 14976994 | 2.807%
| Serbia | Serbia | SRB | 8703942 | 8851280 | -0.3352%
| Seychelles | Seychelles | SYC | 96112 | 93742 | 0.5006%
| Sierra Leone | Sierra Leone | SLE | 8046931 | 7237025 | 2.144%
| Singapore | Singapore | SGP | 5935053 | 5535262 | 1.405%
| Sint Maarten (Dutch part) | Sint Maarten (Dutch part) | SXM | 41364 | 38750 | 1.314%
| Slovak Republic | Slovakia | SVK | 5451400 | 5439318 | 0.04439%
| Slovenia | Slovenia | SVN | 2082055 | 2074788 | 0.06995%
| Solomon Islands | Solomon Islands | SLB | 647297 | 587482 | 1.958%
| Somalia | Somalia | SOM | 16105174 | 13908129 | 2.977%
| South Africa | South Africa | ZAF | 58721229 | 55291225 | 1.211%
| South Sudan | South Sudan | SSD | 13610007 | 11882136 | 2.753%
| Spain | Spain | ESP | 46459219 | 46397664 | 0.02652%
| Sri Lanka | Sri Lanka | LKA | 21084042 | 20714040 | 0.3547%
| St. Kitts and Nevis | Saint Kitts and Nevis | KNA | 56813 | 54288 | 0.9134%
| St. Lucia | Saint Lucia | LCA | 181203 | 177206 | 0.4471%
| St. Martin (French part) | Not listed | MAF | 32556 |  | 0%
| St. Vincent and the Grenadines | Saint Vincent and the Grenadines | VCT | 110757 | 109455 | 0.2368%
| Sudan | Sudan | SDN | 43541203 | 38647803 | 2.413%
| Suriname | Suriname | SUR | 577752 | 553208 | 0.872%
| Sweden | Sweden | SWE | 10121686 | 9763565 | 0.7231%
| Switzerland | Switzerland | CHE | 8670535 | 8319769 | 0.8293%
| Syrian Arab Republic | Syrian Arab Republic | SYR | 18924442 | 18734987 | 0.2014%
| Tajikistan | Tajikistan | TJK | 9475246 | 8548651 | 2.08%
| Tanzania | United Republic of Tanzania | TZA | 62774619 | 53879957 | 3.103%
| Thailand | Thailand | THA | 69410868 | 68657600 | 0.2185%
| Timor-Leste | Timor-Leste | TLS | 1381400 | 1240977 | 2.167%
| Togo | Togo | TGO | 8384291 | 7416802 | 2.483%
| Tonga | Tonga | TON | 111037 | 106364 | 0.8636%
| Trinidad and Tobago | Trinidad and Tobago | TTO | 1377729 | 1360092 | 0.258%
| Tunisia | Tunisia | TUN | 11903136 | 11273661 | 1.093%
| Turkey | Turkey | TUR | 83835750 | 78271472 | 1.383%
| Turkmenistan | Turkmenistan | TKM | 6031195 | 5565284 | 1.621%
| Turks and Caicos Islands | Turks and Caicos Islands | TCA | 36953 | 34339 | 1.478%
| Tuvalu | Tuvalu | TUV | 11499 | 11001 | 0.8894%
| Uganda | Uganda | UGA | 47187703 | 40144870 | 3.286%
| Ukraine | Ukraine | UKR | 43579234 | 44657704 | -0.4877%
| United Arab Emirates | United Arab Emirates | ARE | 9813170 | 9154302 | 1.4%
| United Kingdom | United Kingdom | GBR | 67334208 | 65397080 | 0.5855%
| United States | United States of America | USA | 331431534 | 319929162 | 0.7089%
| Uruguay | Uruguay | URY | 3494387 | 3431552 | 0.3636%
| Uzbekistan | Uzbekistan | UZB | 33235825 | 30976021 | 1.418%
| Vanuatu | Vanuatu | VUT | 293934 | 264603 | 2.125%
| Venezuela, RB | Venezuela (Bolivarian Republic of) | VEN | 33172392 | 31155134 | 1.263%
| Vietnam | Viet Nam | VNM | 98360145 | 93571567 | 1.003%
| Virgin Islands (U.S.) | United States Virgin Islands | VIR | 104858 | 104977 | -0.02268%
| West Bank and Gaza | State of Palestine | PSE | 5322629 | 4662884 | 2.682%
| Yemen, Rep. | Yemen | YEM | 30245305 | 26916207 | 2.36%
| Zambia | Zambia | ZMB | 18679273 | 16100587 | 3.016%
| Zimbabwe | Zimbabwe | ZWE | 17680465 | 15777451 | 2.304%
| Manual |  |  |  |  | 0%
| 100 |  |  | 100 |  | 0%
| 1000 |  |  | 1000 |  | 0%
| 10000 |  |  | 10000 |  | 0%
| 100000 |  |  | 100000 |  | 0%
OUT | World |  | WLD | 7754179000 |  | 0%
OUT | Upper middle income |  | UMC | 2685886000 |  | 0%
OUT | Sub-Saharan Africa |  | SSF | 1136052000 |  | 0%
OUT | Sub-Saharan Africa (excluding high income) |  | SSA | 1135954000 |  | 0%
OUT | Sub-Saharan Africa (IDA & IBRD countries) |  | TSS | 1136052000 |  | 0%
OUT | South Asia |  | SAS | 1856800000 |  | 0%
OUT | South Asia (IDA & IBRD) |  | TSA | 1856800000 |  | 0%
OUT | Small states |  | SST | 41855000 |  | 0%
OUT | Post-demographic dividend |  | PST | 1116268000 |  | 0%
OUT | Pre-demographic dividend |  | PRE | 970795000 |  | 0%
OUT | Other small states |  | OSS | 31882000 |  | 0%
OUT | Pacific island small states |  | PSS | 2530000 |  | 0%
OUT | Not classified |  | INX | 0 |  | 0%
OUT | OECD members |  | OED | 1315534000 |  | 0%
OUT | North America |  | NAC | 369599000 |  | 0%
OUT | Middle East & North Africa |  | MEA | 464460000 |  | 0%
OUT | Middle East & North Africa (excluding high income) |  | MNA | 396157000 |  | 0%
OUT | Middle East & North Africa (IDA & IBRD countries) |  | TMN | 391344000 |  | 0%
OUT | Middle income |  | MIC | 5791067000 |  | 0%
OUT | Arab World |  | ARB | 436091000 |  | 0%
OUT | Caribbean small states |  | CSS | 7443000 |  | 0%
OUT | Central Europe and the Baltics |  | CEB | 101847000 |  | 0%
OUT | Early-demographic dividend |  | EAR | 3332556000 |  | 0%
OUT | East Asia & Pacific |  | EAS | 2351307000 |  | 0%
OUT | East Asia & Pacific (excluding high income) |  | EAP | 2104283000 |  | 0%
OUT | East Asia & Pacific (IDA & IBRD countries) |  | TEA | 2078467000 |  | 0%
OUT | Euro area |  | EMU | 341989000 |  | 0%
OUT | Europe & Central Asia |  | ECS | 922779000 |  | 0%
OUT | Europe & Central Asia (excluding high income) |  | ECA | 420757000 |  | 0%
OUT | Europe & Central Asia (IDA & IBRD countries) |  | TEC | 462615000 |  | 0%
OUT | European Union |  | EUU | 513719000 |  | 0%
OUT | Fragile and conflict affected situations |  | FCS | 538961000 |  | 0%
OUT | Heavily indebted poor countries (HIPC) |  | HPC | 823482000 |  | 0%
OUT | High income |  | HIC | 1219876000 |  | 0%
OUT | Low & middle income |  | LMY | 6534303000 |  | 0%
OUT | Low income |  | LIC | 743236000 |  | 0%
OUT | Lower middle income |  | LMC | 3105181000 |  | 0%
OUT | Late-demographic dividend |  | LTE | 2307681000 |  | 0%
OUT | Latin America & Caribbean |  | LCN | 653182000 |  | 0%
OUT | Latin America & Caribbean (excluding high income) |  | LAC | 620352000 |  | 0%
OUT | Latin America & the Caribbean (IDA & IBRD countries) |  | TLA | 637480000 |  | 0%
OUT | Least developed countries: UN classification |  | LDC | 1057439000 |  | 0%
© World Health Organization 2021. Some rights reserved. This work is available under the CC BY-NC-SA 3.0 IGO licence.
WHO reference number: WHO/2019-nCoV/Tools/Essential_forecasting/2021.1

## Back Calculations
| Jump to sections: | Staff & Infrastructure assumptions
Diagnostics
Oxygen
Patients
Diagnostics footprint
Staff & Infrastructure Assumptions
Bed capping calculations
Beds/1000 population:
Based on specific country selection | 0.39 | Based on WB data in "WB HCW & Beds" tab
Based on global average | 2.7 | Based on average for world from "WB HCW & Beds" tab
Total beds in selection
Based on specific country selection | 14841.427 | Based on beds/1000 and population size
Based on global average | 102749 | Based on beds/1000 and population size
Output for suggested bed cap to user | 14841.427 | Takes reported value if known; if not takes global average per capita
Country health worker calculations
Input prompts from datasets
Number of doctors | 10837.5782 | From "HCW + Staff Summary" tab; note if "Manual" population entry takes global average # per 1000 population
Number of nurses | 6847.4063 | From "HCW + Staff Summary" tab; note if "Manual" population entry takes global average # per 1000 population
Number of community health workers |  | Not included in v2 ESFT
Number of laboratory staff | 3708.0697 | From "HCW + Staff Summary" tab; note if "Manual" population entry takes global average # per 1000 population
Output proposed caps based on user inputs
Capped # of HCWs for inpatients | 9079.7154 | Based on user inputs of split of HCWs across settings and total HCWs available
Capped # of HCWs for outpatients | 1531.2753 | Based on user inputs of split of HCWs across settings and total HCWs available
Capped # of lab staff for labs | 3708.0697 | Based on user inputs of split of HCWs across settings and total HCWs available
Capped # of cleaners for inpatients | 9516.1717 | Based on ratio of cleaners toinpatient beds (as entered in Inputs)
Calculating weighted average HCW per inpatient bed
Of Critical/Severe, % of cases that are Critical: | 5.187% | Based on admitted patients and time in wards by severity
Of Critical/Severe, % of cases that are Severe | 94.81% | Based on admitted patients and time in wards by severity
Calculating split of HCWs for inpatient vs. outpatient for HCWs working on COVID
Probability of a new case being outpatient | 80%
Probability of a new case being inpatient | 20%
HCWs required per outpatient | 0.1
HCWs required per inpatient | 2.3718
Per new case, ratio of HCWs for inpatient vs. outpatient | 85.57%
Diagnostics calculations
Equipment inputs
Useable quantity/kit (minus wastage) |  |  | Wastage | 10%
Lab extraction kit (250 extractions) | 225
RT-PCR kit (100 tests) | 90
Mid-calculations, based on model calculations
Total number of MANUAL PCR tests conducted (capped by testing capacity) | 29457.006
Total number of tests conducted (capped by testing capacity) - ALL PLATFORMS | 137688
Max number of facilities with patients at end of period | 180
Facility-Weeks in Operation throughout period | 1404
Equipment quantification
Item | Usage
Triple packaging boxes | 4 per facility |  |  | 720
Swab and Viral transport medium | 1 per test |  |  | 137688
Safety box | 8 per facility per week |  |  | 11232
Extraction kit | 1/250 per test - wastage |  |  | 130.92
RT-PCR reaction kit | 1/100 per test - wastage |  |  | 327.3001
Oxygen Calculations
Inputs
Max severe beds, capped | 6943
Max critical beds, capped | 242
Maximum LPM calculations
LPM needed for severe patients | 99979.2 | m3 | 1440 is used to convert days to minutes
LPM needed for critical patients | 10454.4 | m3 | .001 used to convert liters to m3
Total | 110433.6 | m3
Patient Calculations
Inputs
Country population | 38054941
Covid19 doubling time: 11 March AEM Presentation WHO
Very slow | 7 | Based on academic modelling groups
Slow | 5 | Based on academic modelling groups
Medium | 4 | Based on academic modelling groups
Fast | 3.2 | Based on China
Very fast | 2.3 | Worst-case scenario, early Italy
Combined | Transmission Parameter days until week R(0) = 0 then R(0) = 0 |  | Changes from: | Transmission Parameter | to | R(0) = 0 | at week | R(0) = 0
Manual | 0
100 cases in 3 months | 13.6969
1,000 cases in 3 months | 9.1312
10,000 cases in 6 months | 13.6969
100,000 cases in 6 months | 10.9575
Clinical Attack Rate scenario | Clinical Attack Rate | Population
Very low | 5% | 1902747.05 | Based on China, low
Low | 10% | 3805494.1 | Based on China, high
Medium | 20% | 7610988.2 | Based on academic modelling groups
High | 30% | 11416482.3 | Based on academic modelling groups
Attack rate selected | 10%
General Epi Curve Calculations
Current Cases | 0 | From user inputs
Expected Total Cumulative Cases | 3805494.1
Epi mid-calculations for non-combined doubling scenarios
Estimated Current Week of Outbreak | 0
Estimated Week When Total Cumulative Cases Reached
Epi mid-calculations for combined doubling scenarios
Total Cases at rate switch point
Time to total Cumulative Cases
Current Week of Outbreak | 0
Scenario running
For modelling: week # for placement on curve | 1
For modelling: end Week (Inclusive) To Forecast Through | 12
Diagnostics maximum testing capacity
| Shifts |  |  | Capacity
|  | Hours |  | Fully dedicated - 100% |  |  | 100%
| 1 (8 hours) | 8 |  | Primarily COVID - 75% |  |  | 75%
| 2 (16 hours) | 16 |  | Split evenly - 50% |  |  | 50%
| 3 (24 hours) | 24 |  | Limited capacity - 25% |  |  | 25%
Diagnostic platforms and operations
Throughput per shift (hours)
Platforms available for Covid testing | # activated |  |  |  |  | 8 | 16 | 24
Roche 6800 | 0 |  |  |  | Roche 6800 | 384 | 768 | 1344
Roche 8800 | 0 |  |  |  | Roche 8800 | 960 | 1920 | 3072
Abbott m2000 | 0 |  |  |  | Abbott m2000 | 94 | 282 | 470
Hologic Panther | 0 |  |  |  | Hologic Panther | 275 | 550 | 825
Hologic Panther Fusion | 0 |  |  |  | Hologic Panther Fusion | 383.3333 | 766.6667 | 1150
GeneXpert modules | 309 |  |  |  | GeneXpert | 10 | 21 | 42
Manual rt-PRC | 3 |  |  |  | Manual rt-PRC | 188 | 376 | 564
Operating hours |  | Hours | # Shifts
Shifts/day (Conventional) | 1 (8 hours) | 8 | 1
Days/week (Conventional) | 5 | 5
Shifts/day (GeneXpert) | 1 (8 hours) | 8 | 1
Days/week (GeneXpert) | 5 | 5
Shifts/day (Manual) | 1 (8 hours) | 8 | 1
Days/week (Manual) | 5 | 5
Capacity for COVID-19
% of conventional instrument capacity remaining after after accounting for HIV VL/EID tests run | Split evenly - 50% | 50%
% GeneXpert capacity remaining after accounting for TB tests run | Split evenly - 50% | 50%
% manual capacity remaining after accounting for other tests run | Fully dedicated - 100% | 100%
| Shifts/week | Lab Staff (1 per shift)
Conventional | 0 | 0
Gx | 386.25 | 386.25
Manual | 15 | 15
Mapping Country Names from Imperial Data to ESFT Nomenclature
Imperial Name | ESFT Name | ISO3C
Afghanistan | Afghanistan | AFG
Albania | Albania | ALB
Algeria | Algeria | DZA
Angola | Angola | AGO
Antigua and Barbuda | Antigua and Barbuda | ATG
Argentina | Argentina | ARG
Armenia | Armenia | ARM
Aruba | Aruba | ABW
Australia | Australia | AUS
Austria | Austria | AUT
Azerbaijan | Azerbaijan | AZE
Bahamas | Bahamas, The | BHS
Bahrain | Bahrain | BHR
Bangladesh | Bangladesh | BGD
Barbados | Barbados | BRB
Belarus | Belarus | BLR
Belgium | Belgium | BEL
Belize | Belize | BLZ
Benin | Benin | BEN
Bhutan | Bhutan | BTN
Bolivia | Bolivia | BOL
Bosnia and Herzegovina | Bosnia and Herzegovina | BIH
Botswana | Botswana | BWA
Brazil | Brazil | BRA
Brunei Darussalam | Brunei Darussalam | BRN
Bulgaria | Bulgaria | BGR
Burkina Faso | Burkina Faso | BFA
Burundi | Burundi | BDI
Cabo Verde | Cabo Verde | CPV
Cambodia | Cambodia | KHM
Cameroon | Cameroon | CMR
Canada | Canada | CAN
Central African Republic | Central African Republic | CAF
Chad | Chad | TCD
Chile | Chile | CHL
China | China | CHN
Colombia | Colombia | COL
Comoros | Comoros | COM
Costa Rica | Costa Rica | CRI
Cote d'Ivoire | Cote d'Ivoire | CIV
Croatia | Croatia | HRV
Cuba | Cuba | CUB
Curacao | Curacao | CUW
Cyprus | Cyprus | CYP
Czechia | Czech Republic | CZE
Democratic Republic of Congo | Congo, Dem. Rep. | COD
Denmark | Denmark | DNK
Djibouti | Djibouti | DJI
Dominican Republic | Dominican Republic | DOM
Ecuador | Ecuador | ECU
Egypt | Egypt, Arab Rep. | EGY
El Salvador | El Salvador | SLV
Equatorial Guinea | Equatorial Guinea | GNQ
Eritrea | Eritrea | ERI
Estonia | Estonia | EST
Eswatini | Eswatini | SWZ
Ethiopia | Ethiopia | ETH
Fiji | Fiji | FJI
Finland | Finland | FIN
France | France | FRA
French Polynesia | French Polynesia | PYF
Gabon | Gabon | GAB
Gambia | Gambia, The | GMB
Georgia | Georgia | GEO
Germany | Germany | DEU
Ghana | Ghana | GHA
Greece | Greece | GRC
Grenada | Grenada | GRD
Guam | Guam | GUM
Guatemala | Guatemala | GTM
Guinea | Guinea | GIN
Guinea-Bissau | Guinea-Bissau | GNB
Guyana | Guyana | GUY
Haiti | Haiti | HTI
Honduras | Honduras | HND
Hong Kong | Hong Kong SAR, China | HKG
Hungary | Hungary | HUN
Iceland | Iceland | ISL
India | India | IND
Indonesia | Indonesia | IDN
Iran | Iran, Islamic Rep. | IRN
Iraq | Iraq | IRQ
Ireland | Ireland | IRL
Israel | Israel | ISR
Italy | Italy | ITA
Jamaica | Jamaica | JAM
Japan | Japan | JPN
Jordan | Jordan | JOR
Kazakhstan | Kazakhstan | KAZ
Kenya | Kenya | KEN
Kiribati | Kiribati | KIR
Kuwait | Kuwait | KWT
Kyrgyz Republic | Kyrgyz Republic | KGZ
Lao PDR | Lao PDR | LAO
Latvia | Latvia | LVA
Lebanon | Lebanon | LBN
Lesotho | Lesotho | LSO
Liberia | Liberia | LBR
Libya | Libya | LBY
Lithuania | Lithuania | LTU
Luxembourg | Luxembourg | LUX
Macao | Macao SAR, China | MAC
Madagascar | Madagascar | MDG
Malawi | Malawi | MWI
Malaysia | Malaysia | MYS
Maldives | Maldives | MDV
Mali | Mali | MLI
Malta | Malta | MLT
Mauritania | Mauritania | MRT
Mauritius | Mauritius | MUS
Mexico | Mexico | MEX
Micronesia | Micronesia, Fed. Sts. | FSM
Moldova | Moldova | MDA
Mongolia | Mongolia | MNG
Montenegro | Montenegro | MNE
Morocco | Morocco | MAR
Mozambique | Mozambique | MOZ
Myanmar | Myanmar | MMR
Namibia | Namibia | NAM
Nepal | Nepal | NPL
Netherlands | Netherlands | NLD
New Caledonia | New Caledonia | NCL
New Zealand | New Zealand | NZL
Nicaragua | Nicaragua | NIC
Niger | Niger | NER
Nigeria | Nigeria | NGA
North Korea | Korea, Dem. People’s Rep. | PRK
North Macedonia | North Macedonia | MKD
Norway | Norway | NOR
Oman | Oman | OMN
Pakistan | Pakistan | PAK
Panama | Panama | PAN
Papua New Guinea | Papua New Guinea | PNG
Paraguay | Paraguay | PRY
Peru | Peru | PER
Philippines | Philippines | PHL
Poland | Poland | POL
Portugal | Portugal | PRT
Qatar | Qatar | QAT
Republic of the Congo | Congo, Rep. | COG
Romania | Romania | ROU
Russia | Russian Federation | RUS
Rwanda | Rwanda | RWA
Samoa | Samoa | WSM
Sao Tome and Principe | Sao Tome and Principe | STP
Saudi Arabia | Saudi Arabia | SAU
Senegal | Senegal | SEN
Serbia | Serbia | SRB
Seychelles | Seychelles | SYC
Sierra Leone | Sierra Leone | SLE
Singapore | Singapore | SGP
Slovakia | Slovak Republic | SVK
Slovenia | Slovenia | SVN
Solomon Islands | Solomon Islands | SLB
Somalia | Somalia | SOM
South Africa | South Africa | ZAF
South Korea | Korea, Rep. | KOR
South Sudan | South Sudan | SSD
Spain | Spain | ESP
Sri Lanka | Sri Lanka | LKA
St. Lucia | St. Lucia | LCA
St. Vincent and the Grenadines | St. Vincent and the Grenadines | VCT
State of Palestine | West Bank and Gaza | PSE
Sudan | Sudan | SDN
Suriname | Suriname | SUR
Sweden | Sweden | SWE
Switzerland | Switzerland | CHE
Syria | Syrian Arab Republic | SYR
Tajikistan | Tajikistan | TJK
Tanzania | Tanzania | TZA
Thailand | Thailand | THA
Timor-Leste | Timor-Leste | TLS
Togo | Togo | TGO
Tonga | Tonga | TON
Trinidad and Tobago | Trinidad and Tobago | TTO
Tunisia | Tunisia | TUN
Turkey | Turkey | TUR
Turkmenistan | Turkmenistan | TKM
Uganda | Uganda | UGA
Ukraine | Ukraine | UKR
United Arab Emirates | United Arab Emirates | ARE
United Kingdom | United Kingdom | GBR
United States | United States | USA
Uruguay | Uruguay | URY
Uzbekistan | Uzbekistan | UZB
Vanuatu | Vanuatu | VUT
Venezuela | Venezuela, RB | VEN
Vietnam | Vietnam | VNM
Yemen | Yemen, Rep. | YEM
Zambia | Zambia | ZMB
Zimbabwe | Zimbabwe | ZWE
Imperial LMIC Projection Import Pathway
Directory: | https://raw.githubusercontent.com/mrc-ide/global-lmic-reports/master/
Selected Country: | Afghanistan
Selected Country ISO3C: | AFG | AFG
path
https://raw.githubusercontent.com/mrc-ide/global-lmic-reports/master/AFG/projections.csv
User's Operating System and Excel Version (For Imperial SEIR Import)
User's OS: | Macintosh (Intel) Version 12.6.6 (Build 21G646)
System: | mac
Excel Relase: | 16.74
Fully Compatible? | 0
© World Health Organization 2021. Some rights reserved. This work is available under the CC BY-NC-SA 3.0 IGO licence.
WHO reference number: WHO/2019-nCoV/Tools/Essential_forecasting/2021.1

## Blank Sheets ->
The following four sheets have been left blank and unlocked for your use.

## Blank Sheet 1
Item | Unit | Reusable | Supplied With? | Total |  | 2022-01-02 | 2022-01-09 | 2022-01-16
Apron, disposable | Each | No | N/A | 446315.981 |  |  | 29816.0071 | 35139.9739
Face shield | Each | No | N/A | 744942.3591 |  |  | 41418.0693 | 48226.2436
Gloves, examination | Pair | No | N/A | 0 |  |  |  |  | I think the error is that the sheet produces nothing
Gloves, surgical | Pair | No | N/A | 446315.981 |  |  | 29816.0071 | 35139.9739
Goggles, protective | Each | Yes | N/A | 116867.9286 |  |  | 6672.7014 | 7658.1246 | Here, numbers are: | 24982 | 30090
Gown, protective | Each | No | N/A | 0 |  |  |  |  | Here the sheet is wrong
Mask, medical / surgical for healthworker | Each | No | N/A | 8031065.2116 |  |  | 350022.4207 | 412727.4823 | slightly off
Mask, medical / surgical for patient | Each | No | N/A | 5534781.7 |  |  | 188077.4 | 227635.1 | slightly off
Respirator | Each | No | N/A | 446315.981 |  |  | 29816.0071 | 35139.9739
Scrubs, pants | Each | Yes | N/A | 111808.337 |  |  | 6365.867 | 7338.4634 | ere numbers are: | 24377 | 29419
Scrubs, tops | Each | Yes | N/A | 111808.337 |  |  | 6365.867 | 7338.4634 | they're like 4x ??? | 24377 | 29419
[7 empty] | 25463.4682 | 29353.8535
5446.867
181.4425
|  | item | unit | reusable | supplied_with | price | amount_per_inpatient_hcw_per_day | amount_per_inpatient_cleaner_per_day | amount_per_inpatient_inf_caregiver_per_day | amount_per_inpatient_ambworker_per_day | amount_per_inpatient_biomed_eng_per_day | amount_per_inpatient_sev_patient_per_day | amount_per_inpatient_crit_patient_per_day | amount_per_inpatient_sev_crit_patient_per_day | amount_per_inpatient_sev_bed_per_day | amount_per_inpatient_crit_bed_per_day | amount_per_inpatient_sev_crit_bed_per_day | amount_per_isolation_inf_caregiver_per_day | amount_per_isolation_patient_per_day | amount_per_screening_hcw_per_day | amount_per_screening_patient_per_day | amount_per_lab_tech_per_day | amount_per_lab_cleaner_per_day
|  | Gown, protective | Each | No | N/A | 1.549 | 1 | 1 | 1 | 1 | 1 | [8 empty] | 2 |  | 2 | 1
|  | Scrubs, tops | Each | Yes | N/A | 2.6 | 0.033333 | 0.033333 |  |  | 0.03 | [8 empty] | 0.03
|  | Scrubs, pants | Each | Yes | N/A | 2.6 | 0.033333 | 0.033333 |  |  | 0.03 | [8 empty] | 0.03
|  | Apron, disposable | Each | No | N/A | 0.216 | 1
|  | Gloves, examination | Pair | No | N/A | 0.114 | 24 |  | 4 | 4 | 2 | [6 empty] | 4 |  | 8 |  | 8
|  | Gloves, surgical | Pair | No | N/A | 0.352 | 1
|  | Goggles, protective | Each | Yes | N/A | 1.955 | 0.1 | 0.1 |  | 0.1 | [9 empty] | 0.1 |  | 0.066667
|  | Face shield | Each | No | N/A | 0.647 | 1 | 1 |  |  | 1 | [10 empty] | 2
|  | Respirator | Each | No | N/A | 0.335 | 1
|  | Mask, medical / surgical for healthworker | Each | No | N/A | 0.03 | 4 | 4 | 2 | 4 | 1 | [6 empty] | 2 |  | 4 |  | 4
|  | Mask, medical / surgical for patient | Each | No | N/A | 0.03 | [7 empty] | 2 |  |  |  |  | 1 |  | 1
Weeky summary 116:120
|  | 0.033333 | 0.033333 |  |  | 0.03 | 4259 | 141.9667
[7 empty] | 1152 | 38.4
-
108
[7 empty] | 36 | 1.08
ok so its actually summng the total values for

## Blank Sheet 2
Item | Unit | Reusable | Supplied With? | Total | 2022-01-02 | 2022-01-09 | 2022-01-16
Antigen Rapid Diagnostic Tests | 1T/kit | No | N/A | 27537.54 |  | 2109 | 2109
For near patient PCR machine - RT-PCR cartridge | 1T/kit | No | N/A | 80693.2182 |  | 6180 | 6180
Near patient PCR machine, 2 modules instrument | Each | Yes | N/A | N/A |  | N/A | N/A
Near patient PCR machine, 4 modules instrument | Each | Yes | N/A | N/A |  | N/A | N/A
Swab and Viral transport medium | Unit | No | N/A | 137687.7 |  | 10545 | 10545
Test kit - manual PCR (complete kit) | 1T/kit | No | N/A | 327.2994 |  | 25.0667 | 25.0667 | off by a factor of 10
Test kits - high-throughput PCR (complete kit) | 1T/kit | No | N/A | 0 |  | 0 | 0
Thermocyclers for RT-PCR | Each | Yes | N/A | N/A |  | N/A | N/A
Triple packaging boxes | Unit | Yes | N/A | 720 |  | 180 | 32 | last one is off

## Blank Sheet 3
Item | Unit | Reusable | Supplied With? | Total | 2022-01-02 | 2022-01-09 | 2022-01-16
Airway, nasopharyngeal, sterile, single use | Each | No | Different sizes according to clinical needs: 20 Fr, 22 Fr, 24 Fr, 26 Fr, 28 Fr, 30 Fr, 32 Fr, 34 Fr, 36 Fr | 723.8333 |  | 0 | 121.8067
Airway, oropharyngeal, Guedel | Each | No | Different sizes according to clinical needs: No. 2 (70 mm), No. 3 (80 mm), No. 4 (90 mm), No. 5 (100 mm) | 26474.8333 |  | 850.1 | 1178.5933
BiPAP, with tubing and patient interfaces, with accessories | Each | Yes | It includes all accessories and consumables. Consumption would vary if devices are single use or reusable. | 41.14 |  | 41.14 | 0 | need to ceiling this instead
Blood Gas Analyser, portable with cartridges and control solutions | Each | Yes | Consumption would vary according to the clinical needs. Supplied with spare rechargeable battery. | 179.6125 |  | 44.8965 | 8.0167
Colorimetric End Tidal CO2 detector single use | Each | No | 0 | 26474.8333 |  | 850.1 | 1178.5933
Compressible self-refilling ventilation bag, capacity > 1500 mL | Each | Yes | Compressible bag capacity: 1475 to 2000 mL, with reservoir bag. Non-rebreathing patient valve with pressure limiting valve, patient connector outside/inside diameter: 22/15 mm. Masks, silicon, in 3 sizes (adult small, adult medium and adult large). | 4789.6667 |  | 1197.24 | 213.78
Cricothyrotomy, set, emergency, 6 mm, sterile, single use | Each | No | Supplied with: 1 - 6.0 mm, cuffed cricothyroidotomy tube 1 - cricothyroidotomy, tube holder 1 - dilator 1 - scalpel blade, No. 15, for handle No. 3, sterile, single use 1 - suture, surgical, synthetic, non absorbable, monofilament, DEC 3.5 (0), 45 cm, with needle, 3/8 circle, 29.9 mm, cutting point 1 - syringe, 10 mL, two or three pieces, Luer type, sterile, single use 1 - Thermovent T (HME) | 484 |  | 40.3333 | 40.3333
Drill, for intra-osseous access, w/accessories, w/transport bag | Each | Yes | Supplied with: Accessories for adults and paediatrics; training kit. | 179.6125 |  | 44.8965 | 8.0167
Electrocardiograph, portable w/accessories | Each | Yes | Supplied with patient cables and electrodes according to the no. of channels. | 179.6125 |  | 44.8965 | 8.0167
Endotracheal tube introducer | Each | No | Type and sizes according to specifications. | 1085.75 |  | 0 | 182.71
Flow splitter, 5 flowmeters 0-2 L/min | Each | Yes | Typically for paediatric use as gives low O2 flows. | 179.6125 |  | 44.8965 | 8.0167
High Flow Nasal Cannula, with tubing and patient interfaces | Each | Yes | It includes all accessories and consumables. Consumption would vary if devices are single use or reusable. | 41.14 |  | 41.14 | 0
Infrared thermometer | Each | Yes | N/A | 718.45 |  | 179.586 | 32.067
Infusion pump | Each | Yes | Accessories according to equipment. Number of channels vary according to clinical needs. | 7184.5 |  | 1795.86 | 320.67
Laryngeal mask airway (LMA) | Each | No | Sizes according to specifications. | 1447.6667 |  | 0 | 243.6133
Laryngoscope (direct or video type) | Each | Yes | Blades of different sizes and according to type of laryngoscope (video vs. direct). Consumption would vary if the device is single use or reusable. | 161.3333 |  | 161.3333 | 0
Mask, oxygen, with connection tube, reservoir bag and valve, high-concentration single use | Each | No | Adult and paediatric according to clinical needs. | 25751 |  | 850.1 | 1056.7867
Nasal oxygen cannula, with prongs | Each | No | Adult, paediatric and neonatal according to clinical needs. | 25751 |  | 850.1 | 1056.7867
Oxygen source (i.e., concentrator, cylinder, or pipe supply) | Each | Yes | Supplied with: Flow and pressure regulator, outlet connector, non-heated bubble humidifier, as applicable. Consumables would vary according to clinical needs. | 7184.5 |  | 1795.86 | 320.67
Patient monitor, multiparametric with ECG, with accessories | Each | Yes | Minimum parameters to be measured: ECG, NIBP, SpO2, RR For high-end ICU: IBP, CO2, TEMP Used for ICU and HDI. IBP only for Intravascular Pressure Monitoring. | 242 |  | 242 | 0
Patient monitor, multiparametric without ECG, with accessories | Each | Yes | Minimum vital signs to be measured: NIBP, SpO2, PR Used for nurse multipatient observation arounds. | 1735.625 |  | 388.465 | 80.1675
Patient ventilator, intensive care, with breathing circuits and patient interface | Each | Yes | It includes all accessories and consumables. Consumption would vary if devices are single use or reusable. | 162.14 |  | 162.14 | 0
Pulse oximeter | Each | Yes | Adult, paediatric and neonatal according to clinical needs. | 7184.5 |  | 1795.86 | 320.67
Suction pump | Each | Yes | Collection bottles, tubing and filters according to type of pump (mechanical or electric). | 3713.25 |  | 1018.93 | 160.335
Syringe driver (pump) | Each | Yes | Accessories according to equipment. | 726 |  | 726 | 0
Tube, endotracheal | Each | No | Type and sizes according to specifications. | 1447.6667 |  | 0 | 243.6133
Ultrasound, portable, w/ transducers and trolley | Each | Yes | Supplied with: Linear transducer 5.0-7.5 MHz; Phased array cardiac transducer 5.0-7.5 MHz; Conductive gel. | 179.6125 |  | 44.8965 | 8.0167
Venturi Mask, with percent O2 Lock and tubing | Each | No | Adult and paediatric according to clinical needs. | 25751 |  | 850.1 | 1056.7867
X-Ray | Each | Yes | Specifications would be according local requirements. Preferably mobile for ICU. Ancillary equipment for viewing and printing images should be supplied according to local requirements. | 179.6125 |  | 44.8965 | 8.0167

## Blank Sheet 4
Drug Product | Mild | Moderate | Severe | Critical
Acetylsalicyclic acid | 0 | 475093 | 216311 | 0
Alcohol-based hand rub (ethanol 80% v/v or isopropyl alcohol 75% v/v | 0 | 171033 | 155744 | 45868
Amiodarone hydrochloride | 0 | 0 | 61803 | 12134
Amlodipine | 0 | 101806 | 81117 | 10618
Amoxicillin | 0 | 127257 | 0 | 0
Amoxicillin | 0 | 127257 | 0 | 0
Amoxicillin 125mg/clavulanic ac.31.25mg | 0 | 27 | 3863 | 2654
Amoxicillin 1g / clavulanic acid 200mg, powder | 0 | 0 | 69529 | 23890 | they're like 1 or 2 tbalets off, but that’s it
Amoxicillin 500 mg / clavulanic acid 125 mg | 0 | 190886 | 231762 | 0
Amphotericin b (sodium deoxycholate) | 0 | 0 | 77 | 8
Ampicillin | 0 | 0 | 38627 | 2654
Ampicillin | 0 | 0 | 0 | 5309
Artesunate | 0 | 0 | 0 | 0
Atracurium besilate | 0 | 0 | 0 | 15168
Atropine sulfate | 0 | 0 | 0 | 758
Azithromycin | 0 | 50903 | 231762 | 3792
Azithromycin | 0 | 305417 | 231762 | 0
Azithromycin | 0 | 0 | 0 | 11376
AZITHROMYCIN | 0 | 2545 | 1931 | 379
Baracitanib | 0 | 0 | 405584 | 39816
Barrier cream | 0 | 0 | 0 | 3792
Bisoprolol | 0 | 20361 | 32447 | 4778
Bisoprolol | 0 | 27148 | 43262 | 6371
Calcium gluconate | 0 | 0 | 19314 | 1138
Carbamazepine 200mg | 0 | 7330 | 5840 | 1720
Carbamazepine oral liquid | 0 | 916 | 2190 | 215
Casirivimab/Imdevimab (severe/critical indication) | 0 | 0 | 19314 | 1896
Casirivimab/Imdevimab (mild/moderate indication) | 0 | 21210 | 0 | 0
Cefotaxime | 0 | 0 | 579 | 57
Ceftriaxone sodium | 0 | 0 | 54078 | 2654
Ceftriaxone sodium | 0 | 0 | 540778 | 39816
Chlorhexidine digluconate 5% | 0 | 0 | 772540 | 75840
Chlorpromazine hydrochloride | 0 | 0 | 19314 | 3792
Ciprofloxacin | 0 | 0 | 0 | 284
Ciprofloxacin hydrochloride | 0 | 5090 | 2318 | 0
Clindamycin hydrochloride | 0 | 4072 | 1854 | 0
Clindamycin phosphate | 0 | 0 | 0 | 1138
Clotrimazole | 0 | 424 | 193 | 19
Cloxacillin sodium | 0 | 0 | 77254 | 7584
Cloxacillin sodium salt | 0 | 0 | 154508 | 15168
Co- trimoxazole iv 960 tds | 0 | 0 | 0 | 2124
Co-trimoxazole tabs 160/800mg | 0 | 0 | 676 | 66
Dexamethasone phosphate | 0 | 0 | 231762 | 56880
Dexamethasone phosphate | 0 | 0 | 173822 | 0
Dextrose (glucose) 5% | 0 | 0 | 15451 | 3792
Dextrose (glucose) 5% | 0 | 0 | 77254 | 53088
Diazepam | 0 | 0 | 15451 | 0
Diazepam | 0 | 0 | 0 | 2275
Digoxin | 0 | 17 | 135 | 27
Digoxin | 0 | 0 | 0 | 23
Docusate | 0 | 101806 | 135195 | 53088
Dopamine hydrochloride | 0 | 0 | 0 | 5309
Doxycycline salt | 0 | 84838 | 38627 | 0
Enalapril | 0 | 67870 | 81117 | 0
Enoxaparin | 0 | 0 | 108156 | 7963
Enoxaparin | 0 | 339352 | 540778 | 79632
Epinephrine (adrenaline) tartrate | 0 | 0 | 0 | 60672
Ergometrine maleate, injection | 0 | 85 | 39 | 4
Erythromycin lactobionate | 0 | 0 | 0 | 9101
Erythromycin stearate | 0 | 47509 | 21631 | 0
Fentanyl | 0 | 0 | 0 | 127411
Fluconazole | 0 | 0 | 0 | 637
Fluconazole iv | 0 | 0 | 0 | 159
Fluoxetine | 0 | 1697 | 2704 | 398
Furosemide | 0 | 0 | 23176 | 26544
Furosemide | 0 | 0 | 54078 | 26544
Gentamicin sulfate | 0 | 0 | 289703 | 18960
Glucose hypertonic, 50% | 0 | 0 | 9657 | 7584
Glyceryl trinitrate | 0 | 0 | 7725 | 0
Haloperidol | 0 | 0 | 0 | 15168
Hydralazine hydrochloride | 0 | 0 | 0 | 6826
Hydrochlorothiazide | 0 | 33935 | 38627 | 0
Hydrocortisone sodium succinate | 0 | 0 | 14485 | 2844
Hyoscine butylbromide (scopolamine butylbrom) | 0 | 0 | 0 | 6826
Ibuprofen | 0 | 127257 | 0 | 0
Insulin isophane | 0 | 0 | 0 | 0
Insulin rapid (actrapid) | 0 | 4242 | 1931 | 5688
Ipratropium bromide for nebulize | 0 | 0 | 0 | 9101
Ketamine hydrochloride | 0 | 0 | 0 | 3792
Levofloxacin | 0 | 0 | 162233 | 15926
Lidocaine hydrochloride injection, 2%, 20-ml ampoule | 0 | 509 | 232 | 23
Lidocaine hydrochloride, 1% | 0 | 0 | 0 | 3034
Lorazepam | 0 | 0 | 61803 | 6067
Lubricating eye drops | 0 | 0 | 0 | 0
Magnesium sulfate | 0 | 0 | 0 | 11376
Meropenem | 0 | 0 | 0 | 2844
Metformin | 0 | 50903 | 40558 | 0
Metoclopramide hydrochloride | 0 | 25451 | 69529 | 23890
Metronidazole | 0 | 35632 | 16223 | 0
Metronidazole | 0 | 0 | 0 | 2844
Midazolam | 0 | 0 | 0 | 339763
Misoprostol, tablet(s), 0.2 mg (200 mcg) | 0 | 509 | 232 | 23
Molnupiravir | 0 | 424190 | 0 | 0
Morphine sulfate | 0 | 0 | 0 | 1092096
Naloxone hydrochloride | 0 | 0 | 0 | 569
Nystatin | 0 | 0 | 3863 | 26544
Omeprazole | 0 | 0 | 270389 | 26544
Omeprazole | 0 | 0 | 0 | 26544
Ondansetron hydrochloride | 0 | 0 | 28970 | 23890
Ondansetron hydrochloride | 0 | 50903 | 86911 | 0
Ondansetron hydrochloride | 0 | 3818 | 1738 | 171
Oral rehydration salts (ors) low osmol. | 0 | 152708 | 0 | 0
Oseltamivir caps | 0 | 0 | 386270 | 37920
Oxytocin 10 iu/ml, 1 ml amp | 0 | 0 | 0 | 0
Paracetamol (acetaminophen), 100mg, tab. | 0 | 20361 | 16223 | 0
Paracetamol (acetaminophen), 10mg/ml, inject, 50ml, bot. | 0 | 0 | 23176 | 60672
Paracetamol (acetaminophen), 120 mg/5 ml, syrup, 100 ml, bottle(s) | 0 | 5090 | 2318 | 0
Paracetamol (acetaminophen), 500 mg, tab. | 0 | 3800742 | 2163112 | 0
Phenobarbital | 0 | 0 | 0 | 5309
Phenobarbital (sodium) | 0 | 0 | 0 | 7963
Phenytoin sodium | 0 | 0 | 0 | 4
Phenytoin sodium, 100mg, coated tab. | 0 | 10181 | 15451 | 758
Phenytoin sodium, 50mg/ml, 5ml, vial(s) | 0 | 0 | 2318 | 1138
Phytomenadione (vitamin k1) | 0 | 10181 | 46 | 5
PHYTOMENADIONE (vitamin K1) | 0 | 0 | 19 | 2
Piperacillin and tazobactam | 0 | 0 | 0 | 3792
Potassium chloride 15% 2mmol/1ml | 0 | 0 | 0 | 106176
Prednisolone | 0 | 0 | 216311 | 21235
Propofol | 0 | 0 | 0 | 169882
Ringer lactate | 0 | 0 | 0 | 151301
Ringer lactate | 0 | 0 | 0 | 7963
Risperidone | 0 | 1357 | 1082 | 212
Salbutamol sulfate | 0 | 0 | 231762 | 79632
Salbutamol sulfate | 0 | 59387 | 108156 | 15926
Senna | 0 | 101806 | 386270 | 53088
Sodium bicarbonate | 0 | 0 | 0 | 3792
Sodium chloride | 0 | 0 | 135195 | 26544
Sodium chloride | 0 | 0 | 135195 | 26544
Sodium chloride | 0 | 0 | 540778 | 53088
Sodium chloride | 0 | 0 | 540778 | 53088
Sotrovimab (mild/moderate indication) | 8484 | 8484 | 0 | 0
Sulfamethoxazole 400mg/trimethoprim 80mg | 0 | 0 | 108156 | 0
Suxamethonium chloride | 0 | 0 | 0 | 189600
Tetracycline eye ointment | 0 | 0 | 0 | 0
Tocilizumab | 0 | 0 | 43455 | 4266
Tramadol hydrochloride | 0 | 0 | 463524 | 0
Tramadol hydrochloride | 0 | 0 | 0 | 22752
Unfractionated heparin | 0 | 0 | 270389 | 159264
Valproic acid | 0 | 1833 | 1460 | 430
Valproic acid | 0 | 0 | 0 | 205
Valproic acid | 0 | 1833 | 1460 | 430
Vancomycin | 0 | 0 | 0 | 4740
Water for injection | 0 | 0 | 540778 | 53088
Zinc sulfate | 0 | 16968 | 7725 | 758
0.2 micron PES filter (add-on) | 8484 | 118773 | 19314 | 1896

## Daily Contacts by Country (hidden)
Source: Prem K, Cook AR, Jit M. Projecting social contact matrices in 152 countries using contact surveys and demographic data. PLoS Comput Biol. 2017;13(9):e1005697. Published 2017 Sep 12. doi:10.1371/journal.pcbi.1005697
|  | Estimated Contacts per person per day by age band | [15 empty] | Proportion of Population by age band | [15 empty] | Age-weighted Contacts per Person per Day | [15 empty] | Average Contacts per Person per Day (adjusted for age)
Country | World Bank Income Group | 0-5 | 5-10 | 10-15 | 15-20 | 20-25 | 25-30 | 30-35 | 35-40 | 40-45 | 45-50 | 50-55 | 55-60 | 60-65 | 65-70 | 70-75 | 75-80 | 0-5 | 5-10 | 10-15 | 15-20 | 20-25 | 25-30 | 30-35 | 35-40 | 40-45 | 45-50 | 50-55 | 55-60 | 60-65 | 65-70 | 70-75 | 75-80 | 0-5 | 5-10 | 10-15 | 15-20 | 20-25 | 25-30 | 30-35 | 35-40 | 40-45 | 45-50 | 50-55 | 55-60 | 60-65 | 65-70 | 70-75 | 75-80
Italy | High income | 12.1 | 14.9195 | 21.1006 | 21.6929 | 16.1742 | 18.8643 | 20.6712 | 21.7779 | 23.4028 | 18.0081 | 14.467 | 10.6245 | 8.1066 | 8.516 | 5.1031 | 2.3733 | 0.03844 | 0.044166 | 0.047253 | 0.047568 | 0.048664 | 0.052282 | 0.055668 | 0.060083 | 0.069278 | 0.079934 | 0.081178 | 0.077062 | 0.065378 | 0.058407 | 0.0561 | 0.043618 | 19.6735 | 21.1128 | 27.9091 | 28.5022 | 20.7728 | 22.551 | 23.2081 | 22.654 | 21.1131 | 14.0805 | 11.1383 | 8.6168 | 7.7498 | 9.1128 | 5.6853 | 3.4007 | 16.7051
Uganda | Low income | 25.1233 | 48.8844 | 38.2159 | 30.6804 | 19.7463 | 19.5709 | 18.3766 | 17.8266 | 15.8543 | 12.6636 | 9.8489 | 6.3861 | 2.7949 | 0.74069 | 0.35037 | 0.22677 | 0.17044 | 0.15435 | 0.13537 | 0.11493 | 0.094642 | 0.07748 | 0.062264 | 0.049256 | 0.038587 | 0.029908 | 0.023283 | 0.017206 | 0.012418 | 0.0088761 | 0.0057279 | 0.0032793 | 9.2128 | 19.7948 | 17.6441 | 16.6843 | 13.0402 | 15.7871 | 18.4464 | 22.62 | 25.6796 | 26.4641 | 26.4376 | 23.1978 | 14.0672 | 5.2155 | 3.8231 | 4.322 | 16.4023
Guinea | Low income | 19.8538 | 34.002 | 42.3618 | 36.5827 | 20.0254 | 17.6543 | 16.9215 | 16.9299 | 16.108 | 12.3991 | 10.1569 | 6.1809 | 3.1801 | 1.4804 | 0.83982 | 0.87174 | 0.1599 | 0.14208 | 0.12853 | 0.11505 | 0.099368 | 0.080713 | 0.063047 | 0.048961 | 0.038072 | 0.030381 | 0.025356 | 0.021396 | 0.017513 | 0.013554 | 0.0079951 | 0.0049494 | 7.7601 | 14.9567 | 20.599 | 19.8726 | 12.5954 | 13.6707 | 16.7746 | 21.6116 | 26.4433 | 25.5072 | 25.0357 | 18.0547 | 11.3489 | 6.8265 | 6.5651 | 11.0082 | 16.1644
Tanzania | Low income | 19.2469 | 38.6548 | 42.4962 | 28.9261 | 19.1177 | 20.0767 | 18.8795 | 18.375 | 16.5614 | 13.1188 | 10.7333 | 6.8981 | 3.6181 | 1.2908 | 0.69366 | 0.40515 | 0.16304 | 0.14437 | 0.12813 | 0.10771 | 0.088107 | 0.07674 | 0.06534 | 0.054559 | 0.044933 | 0.035759 | 0.027807 | 0.021194 | 0.01587 | 0.0113 | 0.0079017 | 0.0045033 | 7.3782 | 16.7339 | 20.7283 | 16.7846 | 13.5614 | 16.3512 | 18.059 | 21.0497 | 23.0365 | 22.9295 | 24.1249 | 20.3423 | 14.2486 | 7.1394 | 5.4866 | 5.623 | 15.8486
Ethiopia | Low income | 19.6151 | 42.7102 | 45.0502 | 30.0899 | 20.7301 | 21.3197 | 19.8401 | 18.3731 | 16.56 | 12.8899 | 10.4872 | 6.5567 | 3.4209 | 1.3829 | 0.62444 | 0.44761 | 0.14605 | 0.13262 | 0.1205 | 0.11287 | 0.10218 | 0.084305 | 0.065403 | 0.054574 | 0.042918 | 0.035698 | 0.028087 | 0.021528 | 0.017893 | 0.013648 | 0.010342 | 0.0064455 | 8.3937 | 20.1275 | 23.3665 | 16.6618 | 12.6799 | 15.8056 | 18.9594 | 21.0417 | 24.1158 | 22.5675 | 23.3365 | 19.0349 | 11.9496 | 6.333 | 3.7736 | 4.3404 | 15.7805
Luxembourg | High income | 6.0402 | 19.4473 | 23.0092 | 26.8569 | 13.7414 | 22.1111 | 25.0129 | 26.2498 | 25.7964 | 20.5478 | 14.4365 | 8.1421 | 6.2396 | 4.9022 | 3.634 | 3.564 | 0.053055 | 0.053055 | 0.049839 | 0.05627 | 0.062701 | 0.072347 | 0.07717 | 0.07717 | 0.073955 | 0.07717 | 0.07717 | 0.069132 | 0.05627 | 0.045016 | 0.03537 | 0.02492 | 7.1155 | 22.9095 | 28.8543 | 29.8304 | 13.6974 | 19.1015 | 20.2578 | 21.2596 | 21.8007 | 16.6416 | 11.692 | 7.361 | 6.9305 | 6.8062 | 6.4215 | 8.9387 | 15.6011
Cameroon | Lower middle income | 20.0537 | 38.0997 | 38.4881 | 30.0085 | 19.9164 | 20.3677 | 18.9379 | 17.8198 | 16.6426 | 13.1436 | 10.3493 | 6.4298 | 3.442 | 1.23 | 0.64171 | 0.35217 | 0.15505 | 0.14051 | 0.1251 | 0.10759 | 0.091163 | 0.080313 | 0.070105 | 0.057975 | 0.045318 | 0.035335 | 0.027462 | 0.021095 | 0.015859 | 0.011791 | 0.0079108 | 0.0046335 | 8.0835 | 16.947 | 19.2281 | 17.4327 | 13.6544 | 15.8502 | 16.8836 | 19.2107 | 22.9528 | 23.2482 | 23.5538 | 19.0497 | 13.5645 | 6.5201 | 5.0699 | 4.7504 | 15.375
Zambia | Lower middle income | 20.0301 | 40.2186 | 40.0307 | 31.4017 | 20.3598 | 19.2636 | 17.6198 | 16.3961 | 14.8296 | 11.8403 | 8.9849 | 5.7891 | 2.9077 | 0.89687 | 0.51946 | 0.26613 | 0.16025 | 0.14779 | 0.13213 | 0.11537 | 0.095028 | 0.078003 | 0.064948 | 0.05396 | 0.043951 | 0.032963 | 0.023553 | 0.017842 | 0.012892 | 0.0090296 | 0.0061466 | 0.0036445 | 7.8122 | 17.0082 | 18.9359 | 17.0111 | 13.3906 | 15.435 | 16.9558 | 18.991 | 21.0882 | 22.4497 | 23.8422 | 20.2794 | 14.0967 | 6.2078 | 5.282 | 4.564 | 15.2094
Maldives | Upper middle income | 10.2402 | 22.4844 | 35.9508 | 43.7236 | 23.6269 | 18.4225 | 16.8489 | 16.5911 | 15.2406 | 11.8758 | 8.347 | 4.9706 | 2.6544 | 1.5088 | 0.85405 | 0.47269 | 0.064695 | 0.068392 | 0.060998 | 0.049908 | 0.09427 | 0.16451 | 0.15157 | 0.10166 | 0.066543 | 0.051756 | 0.037523 | 0.028281 | 0.021442 | 0.0122 | 0.0081331 | 0.0075786 | 9.8928 | 20.5474 | 36.8359 | 54.7557 | 15.6644 | 6.999 | 6.9476 | 10.1998 | 14.3146 | 14.3411 | 13.9031 | 10.9848 | 7.7371 | 7.7299 | 6.5631 | 3.8982 | 15.0822
Benin | Low income | 19.9674 | 43.0592 | 38.1212 | 30.1235 | 18.2127 | 18.9318 | 18.5673 | 18.5539 | 16.7458 | 13.1642 | 10.5444 | 6.5333 | 3.5108 | 1.0515 | 0.59986 | 0.3178 | 0.15747 | 0.13924 | 0.12274 | 0.10657 | 0.092056 | 0.078033 | 0.064753 | 0.0537 | 0.044461 | 0.036542 | 0.029943 | 0.023674 | 0.018065 | 0.013198 | 0.0091561 | 0.0060216 | 7.9251 | 19.3278 | 19.4113 | 17.6658 | 12.3652 | 15.1632 | 17.9213 | 21.5946 | 23.5401 | 22.5155 | 22.0092 | 17.248 | 12.1464 | 4.9795 | 4.0947 | 3.2985 | 15.0754
Burkina Faso | Low income | 20.7555 | 41.8735 | 40.675 | 30.1468 | 17.7756 | 18.0153 | 16.3594 | 15.6734 | 13.9864 | 11.0764 | 9.0771 | 5.78 | 3.2361 | 1.3172 | 0.66105 | 0.3773 | 0.16615 | 0.14735 | 0.13022 | 0.11037 | 0.091853 | 0.07597 | 0.063149 | 0.053007 | 0.042721 | 0.033201 | 0.026503 | 0.020284 | 0.015165 | 0.01062 | 0.0070803 | 0.0041142 | 7.8076 | 17.7614 | 19.5222 | 17.0719 | 12.0952 | 14.8211 | 16.1913 | 18.4804 | 20.4618 | 20.8511 | 21.4055 | 17.8095 | 13.3368 | 7.7518 | 5.8353 | 5.7317 | 14.8084
Poland | High income | 6.6847 | 10.7525 | 18.5723 | 23.6096 | 20.6668 | 26.0431 | 23.7902 | 20.7106 | 18.5783 | 15.7755 | 12.4493 | 8.151 | 5.6853 | 3.9984 | 4.1036 | 4.3191 | 0.049807 | 0.050204 | 0.052161 | 0.045839 | 0.051949 | 0.065148 | 0.074671 | 0.084008 | 0.078162 | 0.068084 | 0.059144 | 0.061419 | 0.071999 | 0.064699 | 0.04904 | 0.027588 | 8.3883 | 13.3861 | 22.2536 | 32.1908 | 24.864 | 24.9844 | 19.9126 | 15.4082 | 14.8556 | 14.4816 | 13.1557 | 8.2945 | 4.9352 | 3.8625 | 5.23 | 9.7847 | 14.7492
Lithuania | High income | 8.7335 | 15.9218 | 22.7349 | 23.3506 | 15.7111 | 17.9327 | 19.2922 | 20.6365 | 20.1341 | 15.1934 | 11.8077 | 7.0211 | 4.7963 | 4.159 | 2.8772 | 1.6563 | 0.053488 | 0.057102 | 0.044452 | 0.044814 | 0.049151 | 0.067582 | 0.068305 | 0.055295 | 0.058909 | 0.071558 | 0.067582 | 0.086375 | 0.068305 | 0.061077 | 0.039754 | 0.042284 | 10.205 | 17.4271 | 31.9651 | 32.5662 | 19.9783 | 16.5841 | 17.6526 | 23.3257 | 21.3617 | 13.2703 | 10.9198 | 5.0804 | 4.3887 | 4.2559 | 4.5234 | 2.4482 | 14.747
Netherlands | High income | 6.9504 | 18.9124 | 22.5213 | 19.3143 | 14.5505 | 15.4181 | 20.2125 | 25.3866 | 22.4868 | 22.0416 | 14.8833 | 8.2627 | 5.6902 | 3.9604 | 4.0819 | 1.4932 | 0.050087 | 0.052164 | 0.054703 | 0.059319 | 0.05955 | 0.062839 | 0.062897 | 0.05955 | 0.058684 | 0.066936 | 0.074322 | 0.072995 | 0.065666 | 0.058627 | 0.055568 | 0.037276 | 8.673 | 22.6599 | 25.7314 | 20.35 | 15.2713 | 15.335 | 20.085 | 26.6442 | 23.9489 | 20.5809 | 12.5159 | 7.0748 | 5.4158 | 4.222 | 4.5911 | 2.5036 | 14.7252
Mozambique | Low income | 21.518 | 44.218 | 33.9611 | 23.1958 | 17.8784 | 18.184 | 17.3706 | 16.192 | 14.3458 | 11.5637 | 9.1118 | 6.0851 | 3.3084 | 1.0372 | 0.55938 | 0.33075 | 0.165 | 0.14593 | 0.12971 | 0.11329 | 0.093169 | 0.076212 | 0.062774 | 0.052056 | 0.041209 | 0.032059 | 0.02502 | 0.019773 | 0.015198 | 0.011806 | 0.0083827 | 0.0050552 | 8.1509 | 18.9382 | 16.3643 | 12.7962 | 11.9932 | 14.9124 | 17.2948 | 19.4407 | 21.7574 | 22.5439 | 22.7612 | 19.2343 | 13.6058 | 5.4909 | 4.1706 | 4.0892 | 14.5965
Niger | Low income | 22.1351 | 49.3646 | 45.447 | 24.4554 | 14.7842 | 15.1223 | 14.6278 | 14.2113 | 12.3533 | 9.58 | 7.4411 | 5.1802 | 3.0732 | 1.193 | 0.50854 | 0.32121 | 0.19775 | 0.16404 | 0.13488 | 0.10885 | 0.086215 | 0.067377 | 0.052299 | 0.041021 | 0.034659 | 0.028504 | 0.023216 | 0.020036 | 0.015161 | 0.011484 | 0.007849 | 0.0044202 | 6.9958 | 18.8077 | 21.0593 | 14.0415 | 10.7176 | 14.0276 | 17.481 | 21.6523 | 22.2762 | 21.0056 | 20.0318 | 16.1594 | 12.6691 | 6.4924 | 4.0494 | 4.5418 | 14.5005
Sierra Leone | Low income | 19.1819 | 44.2204 | 34.4809 | 28.2959 | 16.4621 | 19.6915 | 17.6262 | 17.6871 | 15.2377 | 12.2011 | 10.0144 | 6.235 | 3.0727 | 1.4247 | 0.71079 | 0.42739 | 0.14529 | 0.13376 | 0.12436 | 0.10969 | 0.094522 | 0.081735 | 0.069324 | 0.058042 | 0.046759 | 0.037483 | 0.029585 | 0.022816 | 0.016924 | 0.012285 | 0.0085245 | 0.0051398 | 8.2514 | 20.6623 | 17.3295 | 16.1226 | 10.8851 | 15.0574 | 15.8911 | 19.0456 | 20.3671 | 20.3445 | 21.1559 | 17.0799 | 11.3477 | 7.2477 | 5.2114 | 5.1971 | 14.4498
Hong Kong SAR, China | High income | 6.1155 | 12.8526 | 18.057 | 25.2427 | 15.0524 | 17.6507 | 18.3981 | 18.735 | 17.9916 | 15.8214 | 12.8047 | 8.2087 | 5.1002 | 3.2113 | 2.185 | 1.5859 | 0.048387 | 0.04019 | 0.038075 | 0.035563 | 0.049974 | 0.065706 | 0.071523 | 0.078133 | 0.075489 | 0.075093 | 0.075886 | 0.085272 | 0.078662 | 0.061343 | 0.046007 | 0.024194 | 7.8992 | 19.9871 | 29.6404 | 44.3624 | 18.8254 | 16.7895 | 16.0771 | 14.9864 | 14.8958 | 13.1682 | 10.546 | 6.0165 | 4.0523 | 3.2719 | 2.9682 | 4.0969 | 14.224
Latvia | High income | 10.1483 | 13.7344 | 14.9815 | 21.5725 | 17.5967 | 19.1919 | 18.6988 | 19.4764 | 18.6959 | 16.0138 | 13.3363 | 7.8426 | 5.1028 | 4.4931 | 3.5642 | 2.054 | 0.060367 | 0.049344 | 0.054068 | 0.045669 | 0.03727 | 0.062992 | 0.075066 | 0.064042 | 0.064042 | 0.070341 | 0.062992 | 0.07664 | 0.068766 | 0.063517 | 0.03937 | 0.046719 | 10.5068 | 17.3962 | 17.3178 | 29.5228 | 29.5086 | 19.042 | 15.5687 | 19.0075 | 18.2457 | 14.2287 | 13.2322 | 6.3956 | 4.6378 | 4.4212 | 5.6582 | 2.7478 | 14.2149
Zimbabwe | Lower middle income | 16.245 | 34.6199 | 38.2921 | 36.3797 | 21.5597 | 19.3168 | 17.0397 | 15.5057 | 14.1305 | 10.8713 | 8.6823 | 5.3573 | 2.7423 | 1.1455 | 0.72691 | 0.60439 | 0.14116 | 0.14876 | 0.12925 | 0.11027 | 0.092713 | 0.074413 | 0.066945 | 0.058736 | 0.049654 | 0.035053 | 0.026172 | 0.02079 | 0.016147 | 0.012447 | 0.0076701 | 0.0057862 | 7.1928 | 14.5453 | 18.5169 | 20.619 | 14.5338 | 16.2244 | 15.9083 | 16.4992 | 17.7863 | 19.3834 | 20.7333 | 16.1055 | 10.6141 | 5.7517 | 5.9232 | 6.5283 | 14.1791
Rwanda | Low income | 20.1749 | 33.5864 | 33.2217 | 26.949 | 20.8144 | 22.2848 | 19.5547 | 17.4507 | 15.6199 | 12.5766 | 10.2537 | 6.3933 | 3.5744 | 1.0303 | 0.50931 | 0.31686 | 0.14554 | 0.1294 | 0.11983 | 0.10454 | 0.091337 | 0.07937 | 0.075587 | 0.064392 | 0.04702 | 0.035593 | 0.027409 | 0.028876 | 0.019997 | 0.014361 | 0.0084157 | 0.0050957 | 8.664 | 16.2221 | 17.328 | 16.1117 | 14.2428 | 17.5482 | 16.1691 | 16.9381 | 20.7624 | 22.0841 | 23.3813 | 13.8379 | 11.1716 | 4.4842 | 3.7825 | 3.8863 | 14.1634
Japan | High income | 7.8777 | 12.4331 | 15.6564 | 17.9585 | 12.3511 | 15.0285 | 17.2432 | 19.4332 | 18.3404 | 14.4837 | 11.79 | 9.0151 | 7.4859 | 6.1429 | 4.4837 | 2.8158 | 0.037784 | 0.04271 | 0.043991 | 0.04509 | 0.047413 | 0.048631 | 0.053684 | 0.060608 | 0.06695 | 0.079102 | 0.068462 | 0.062326 | 0.059263 | 0.066258 | 0.07217 | 0.055801 | 13.0307 | 18.1941 | 22.2436 | 24.8928 | 16.2812 | 19.3145 | 20.0748 | 20.04 | 17.1214 | 11.4439 | 10.7633 | 9.0402 | 7.8949 | 5.7945 | 3.8829 | 3.1539 | 13.9479
Singapore | High income | 6.591 | 16.4585 | 21.0258 | 24.0172 | 15.8673 | 17.5092 | 19.2032 | 20.4413 | 19.4831 | 15.8192 | 12.8189 | 8.6263 | 4.9729 | 2.8823 | 1.7755 | 0.98567 | 0.044006 | 0.037769 | 0.04106 | 0.045392 | 0.067914 | 0.074498 | 0.074151 | 0.079002 | 0.080908 | 0.084026 | 0.079695 | 0.081947 | 0.075884 | 0.060811 | 0.032571 | 0.017152 | 9.361 | 27.2358 | 32.0045 | 33.0695 | 14.6024 | 14.6894 | 16.1859 | 16.1715 | 15.0504 | 11.7666 | 10.053 | 6.5792 | 4.0958 | 2.9623 | 3.407 | 3.5917 | 13.8016
Nepal | Low income | 11.5216 | 31.0132 | 37.3799 | 34.7542 | 20.2079 | 20.9908 | 20.0398 | 19.7391 | 18.3583 | 14.0834 | 11.2509 | 6.5466 | 3.8083 | 1.7162 | 0.84093 | 0.47514 | 0.092906 | 0.094588 | 0.10059 | 0.10945 | 0.11055 | 0.091464 | 0.071009 | 0.059169 | 0.05481 | 0.049731 | 0.043347 | 0.035831 | 0.028246 | 0.022823 | 0.016268 | 0.0116 | 7.7508 | 20.4924 | 23.2245 | 19.8462 | 11.425 | 14.3435 | 17.6384 | 20.8504 | 20.9341 | 17.6996 | 16.2221 | 11.4193 | 8.4267 | 4.6997 | 3.2308 | 2.56 | 13.7977
Switzerland | High income | 5.6491 | 14.3447 | 20.274 | 24.1578 | 14.8297 | 17.1546 | 18.5066 | 19.2004 | 20.3437 | 17.4541 | 13.9804 | 8.8227 | 5.3973 | 4.521 | 2.8593 | 1.9638 | 0.052193 | 0.049994 | 0.047332 | 0.049068 | 0.056012 | 0.064229 | 0.069089 | 0.071867 | 0.065965 | 0.068858 | 0.078116 | 0.074413 | 0.061914 | 0.051036 | 0.048721 | 0.03819 | 6.7647 | 17.9329 | 26.7707 | 30.7705 | 16.5474 | 16.6929 | 16.7415 | 16.6979 | 19.2752 | 15.8425 | 11.1857 | 7.4103 | 5.4484 | 5.5365 | 3.6679 | 3.2138 | 13.7812
Qatar | High income | 9.5159 | 14.6136 | 15.0028 | 17.3921 | 24.7606 | 33.2467 | 31.5948 | 27.7943 | 21.798 | 15.2678 | 11.2331 | 5.8866 | 1.8832 | 0.54613 | 0.25898 | 0.27814 | 0.046859 | 0.047206 | 0.042346 | 0.036793 | 0.082263 | 0.16661 | 0.17182 | 0.12183 | 0.088511 | 0.07185 | 0.054148 | 0.034016 | 0.018743 | 0.0096841 | 0.0044776 | 0.001319 | 12.6923 | 19.3482 | 22.143 | 29.5441 | 18.8121 | 12.4718 | 11.493 | 14.2584 | 15.3922 | 13.281 | 12.9657 | 10.8159 | 6.2795 | 3.5246 | 3.6149 | 13.1796 | 13.7385
Cambodia | Lower middle income | 11.1634 | 21.6401 | 31.3256 | 40.5948 | 23.231 | 21.9468 | 20.1398 | 17.3427 | 17.2021 | 14.0181 | 10.0447 | 6.7654 | 3.3282 | 1.3585 | 0.73228 | 0.45685 | 0.10641 | 0.10479 | 0.098092 | 0.087326 | 0.091393 | 0.095042 | 0.074227 | 0.09857 | 0.037502 | 0.047969 | 0.043783 | 0.039117 | 0.027155 | 0.021712 | 0.013218 | 0.0078354 | 6.5571 | 12.9067 | 19.9593 | 29.0542 | 15.8867 | 14.4324 | 16.9579 | 10.9964 | 28.6684 | 18.2643 | 14.339 | 10.8095 | 7.6602 | 3.9107 | 3.4624 | 3.6441 | 13.5943
Bulgaria | Upper middle income | 10.2482 | 14.5406 | 16.1362 | 19.1048 | 14.418 | 16.9536 | 18.6555 | 19.4801 | 18.1783 | 14.9145 | 12.4679 | 8.5147 | 6.6818 | 5.2821 | 3.5999 | 2.405 | 0.044968 | 0.048438 | 0.053355 | 0.045402 | 0.043088 | 0.056246 | 0.06926 | 0.068537 | 0.076923 | 0.075911 | 0.068537 | 0.06738 | 0.067235 | 0.0655 | 0.061163 | 0.041064 | 14.2437 | 18.7617 | 18.9021 | 26.2995 | 20.9134 | 18.8385 | 16.8347 | 17.7643 | 14.7699 | 12.2796 | 11.3697 | 7.8981 | 6.2112 | 5.0402 | 3.6786 | 3.6604 | 13.5916
Nigeria | Lower middle income | 19.8278 | 40.1927 | 35.5681 | 34.6329 | 18.9986 | 17.9619 | 15.9222 | 14.841 | 13.1139 | 10.1541 | 8.2389 | 5.2619 | 3.1813 | 0.96815 | 0.60586 | 0.33369 | 0.16464 | 0.14511 | 0.12512 | 0.10629 | 0.087649 | 0.073295 | 0.063282 | 0.054929 | 0.045886 | 0.036761 | 0.028835 | 0.023072 | 0.01774 | 0.012618 | 0.0083293 | 0.0043951 | 7.5271 | 17.3107 | 17.7672 | 20.3652 | 13.5473 | 15.3165 | 15.7254 | 16.8867 | 17.8619 | 17.2636 | 17.8579 | 14.2542 | 11.2077 | 4.7956 | 4.5461 | 4.7452 | 13.5611
Czech Republic | High income | 7.0521 | 16.3259 | 17.0056 | 20.6509 | 14.2321 | 17.061 | 20.0033 | 21.6993 | 19.1435 | 15.6787 | 12.1561 | 8.0671 | 6.2747 | 5.0199 | 2.8277 | 1.7397 | 0.052206 | 0.05183 | 0.053523 | 0.045527 | 0.044022 | 0.059167 | 0.06688 | 0.071019 | 0.086916 | 0.081084 | 0.06481 | 0.061424 | 0.060107 | 0.063588 | 0.057285 | 0.039037 | 8.4427 | 19.687 | 19.8579 | 28.3496 | 20.2058 | 18.0222 | 18.6933 | 19.0965 | 13.7659 | 12.0853 | 11.7227 | 8.2084 | 6.5244 | 4.934 | 3.0851 | 2.7854 | 13.4666
Georgia | Upper middle income | 8.795 | 18.0584 | 20.6646 | 25.3726 | 17.2282 | 18.8688 | 18.8061 | 19.5047 | 18.4805 | 15.6203 | 13.3109 | 8.8566 | 5.3079 | 2.7894 | 2.9127 | 1.639 | 0.067367 | 0.07114 | 0.063595 | 0.054433 | 0.058744 | 0.067098 | 0.072487 | 0.068984 | 0.06602 | 0.063595 | 0.061439 | 0.069793 | 0.062517 | 0.052816 | 0.037726 | 0.024522 | 8.1596 | 15.8652 | 20.3088 | 29.1329 | 18.3297 | 17.5759 | 16.215 | 17.6714 | 17.4952 | 15.3515 | 13.5408 | 7.9312 | 5.3065 | 3.3009 | 4.8254 | 4.1773 | 13.4492
Congo, Dem. Rep. | Low income | 18.6336 | 35.0372 | 31.9922 | 24.7718 | 17.88 | 18.8152 | 17.8286 | 16.463 | 13.5067 | 10.4372 | 7.9047 | 3.9226 | 2.3502 | 1.2555 | 0.64 | 0.37553 | 0.17673 | 0.15251 | 0.12872 | 0.10577 | 0.08631 | 0.071895 | 0.059635 | 0.049363 | 0.04052 | 0.03324 | 0.027032 | 0.021494 | 0.016592 | 0.012271 | 0.0088096 | 0.0053595 | 6.5898 | 14.3585 | 15.5342 | 14.6376 | 12.9475 | 16.3565 | 18.685 | 20.8442 | 20.8334 | 19.6248 | 18.2765 | 11.4063 | 8.8528 | 6.3947 | 4.5405 | 4.3793 | 13.3913
Austria | High income | 5.8138 | 14.7185 | 18.7432 | 24.8504 | 14.657 | 16.5878 | 17.4264 | 18.5364 | 19.5499 | 16.3984 | 12.0052 | 6.738 | 5.0907 | 4.2923 | 3.5091 | 1.8364 | 0.049758 | 0.047281 | 0.047056 | 0.050208 | 0.056512 | 0.067432 | 0.068783 | 0.069121 | 0.062817 | 0.067995 | 0.07914 | 0.077001 | 0.06473 | 0.050096 | 0.045255 | 0.042553 | 7.3026 | 19.456 | 24.8948 | 30.9341 | 16.2099 | 15.3745 | 15.8346 | 16.7609 | 19.4514 | 15.0731 | 9.481 | 5.4691 | 4.9153 | 5.3552 | 4.8463 | 2.6972 | 13.3785
Iraq | Upper middle income | 18.4983 | 34.9047 | 36.3131 | 36.8004 | 18.9529 | 18.0253 | 16.9841 | 16.2422 | 14.2277 | 11.1976 | 8.8334 | 5.9378 | 3.3626 | 1.0655 | 0.52664 | 0.33001 | 0.13376 | 0.13 | 0.11335 | 0.10323 | 0.094451 | 0.083686 | 0.072796 | 0.061558 | 0.053453 | 0.044404 | 0.03518 | 0.023022 | 0.016633 | 0.015489 | 0.0082542 | 0.0060166 | 8.6435 | 16.7806 | 20.0234 | 22.2812 | 12.5415 | 13.4621 | 14.582 | 16.4906 | 16.6357 | 15.7612 | 15.6933 | 16.1197 | 12.6353 | 4.2995 | 3.9876 | 3.4281 | 13.3353
Estonia | High income | 10.5845 | 13.4636 | 14.5032 | 18.3503 | 15.8034 | 18.0963 | 18.98 | 19.7857 | 18.8001 | 15.6351 | 12.9822 | 8.4762 | 5.6709 | 4.2265 | 3.7878 | 2.157 | 0.05179 | 0.056359 | 0.056359 | 0.04722 | 0.043412 | 0.06626 | 0.076161 | 0.069307 | 0.06626 | 0.073115 | 0.057883 | 0.067022 | 0.064737 | 0.063214 | 0.039604 | 0.041127 | 12.7734 | 14.9305 | 16.0834 | 24.2882 | 22.7521 | 17.0692 | 15.5755 | 17.8425 | 17.7332 | 13.3652 | 14.0178 | 7.9043 | 5.4749 | 4.1788 | 5.9777 | 3.278 | 13.3278
Iceland | High income | 11.8458 | 15.9107 | 20.8496 | 25.3684 | 16.7675 | 18.2527 | 19.557 | 20.1912 | 19.1928 | 16.3995 | 13.2747 | 9.1139 | 4.9048 | 3.1755 | 1.8456 | 1.2918 | 0.058496 | 0.066852 | 0.069638 | 0.061281 | 0.064067 | 0.075209 | 0.066852 | 0.069638 | 0.064067 | 0.061281 | 0.061281 | 0.061281 | 0.061281 | 0.050139 | 0.040947 | 0.027577 | 12.6566 | 14.8748 | 18.7126 | 25.8729 | 16.3574 | 15.1684 | 18.2838 | 18.1216 | 18.7234 | 16.7256 | 13.5387 | 9.2951 | 5.0024 | 3.9583 | 2.8171 | 2.9277 | 13.3148
Ghana | Lower middle income | 18.3134 | 30.1422 | 31.4235 | 28.916 | 19.1919 | 19.6886 | 18.4882 | 18.2121 | 16.6718 | 13.1561 | 10.3583 | 6.0288 | 3.1444 | 1.083 | 0.7936 | 0.39172 | 0.13417 | 0.12512 | 0.11196 | 0.10096 | 0.092041 | 0.081711 | 0.072957 | 0.061919 | 0.052328 | 0.045216 | 0.038297 | 0.030444 | 0.021466 | 0.013645 | 0.0095903 | 0.005117 | 8.531 | 15.0561 | 17.5414 | 17.9014 | 13.0321 | 15.0596 | 15.8382 | 18.3831 | 19.9124 | 18.185 | 16.9047 | 12.3767 | 9.1552 | 4.9606 | 5.1719 | 4.7845 | 13.2996
Korea, Rep. | High income | 6.2852 | 13.852 | 21.039 | 25.0083 | 14.2193 | 15.868 | 17.7587 | 18.6072 | 19.2669 | 15.6971 | 13.0629 | 8.3572 | 4.7818 | 3.1935 | 2.2766 | 1.4377 | 0.036998 | 0.044008 | 0.044413 | 0.048303 | 0.062748 | 0.068275 | 0.064038 | 0.074073 | 0.076538 | 0.083741 | 0.084165 | 0.08116 | 0.07363 | 0.052251 | 0.038982 | 0.030469 | 10.6175 | 19.6725 | 29.6072 | 32.3585 | 14.1631 | 14.5257 | 17.3321 | 15.7001 | 15.7331 | 11.7155 | 9.7004 | 6.4357 | 4.059 | 3.8198 | 3.6501 | 2.9491 | 13.2525
Kazakhstan | Upper middle income | 11.944 | 16.5719 | 23.3132 | 31.6402 | 21.8569 | 21.5586 | 20.5308 | 20.423 | 18.7562 | 15.6295 | 11.4147 | 5.6847 | 2.4404 | 2.1942 | 1.3453 | 0.70945 | 0.10228 | 0.10373 | 0.085451 | 0.059451 | 0.058593 | 0.078428 | 0.088292 | 0.071138 | 0.063043 | 0.058701 | 0.052107 | 0.056556 | 0.043208 | 0.033398 | 0.017047 | 0.012383 | 7.2983 | 9.9849 | 17.0516 | 33.2628 | 23.3142 | 17.1802 | 14.5333 | 17.9432 | 18.5947 | 16.6412 | 13.6914 | 6.2821 | 3.53 | 4.1062 | 4.9324 | 3.5806 | 13.2455
Portugal | High income | 7.6618 | 12.9634 | 16.5059 | 18.0369 | 13.1432 | 16.5102 | 18.7456 | 20.1912 | 18.8003 | 14.8429 | 11.2747 | 7.416 | 5.4232 | 4.81 | 3.4037 | 2.2699 | 0.039235 | 0.043256 | 0.048063 | 0.051496 | 0.052967 | 0.052379 | 0.055027 | 0.064247 | 0.075037 | 0.079451 | 0.072879 | 0.072388 | 0.066013 | 0.060912 | 0.055615 | 0.044237 | 12.2051 | 18.7304 | 21.464 | 21.8912 | 15.5086 | 19.7006 | 21.2913 | 19.6422 | 15.6592 | 11.6762 | 9.6691 | 6.4029 | 5.1346 | 4.9354 | 3.825 | 3.2069 | 13.1839
Sweden | High income | 9.7003 | 13.2317 | 15.5932 | 21.7655 | 15.2014 | 16.9209 | 18.5168 | 19.7692 | 19.3852 | 16.1046 | 12.7494 | 8.6905 | 5.8134 | 5.2187 | 3.1178 | 1.8338 | 0.059599 | 0.058727 | 0.058048 | 0.05359 | 0.053784 | 0.072681 | 0.068611 | 0.062118 | 0.060277 | 0.064832 | 0.067255 | 0.061052 | 0.056207 | 0.052137 | 0.055916 | 0.04264 | 10.1725 | 14.0819 | 16.7891 | 25.3841 | 17.6648 | 14.5505 | 16.8675 | 19.8906 | 20.1001 | 15.5253 | 11.8481 | 8.8966 | 6.4643 | 6.256 | 3.4849 | 2.6879 | 13.1665
Slovak Republic | High income | 6.5485 | 14.9508 | 18.9875 | 23.9172 | 16.1113 | 19.2942 | 20.6773 | 20.73 | 18.1648 | 15.3455 | 12.1802 | 7.362 | 4.9124 | 3.5939 | 2.2834 | 1.5165 | 0.051946 | 0.051762 | 0.051762 | 0.048091 | 0.053231 | 0.066997 | 0.075073 | 0.080029 | 0.083884 | 0.073789 | 0.06351 | 0.066263 | 0.066263 | 0.061123 | 0.043319 | 0.029736 | 7.8791 | 18.0523 | 22.9264 | 31.0832 | 18.9169 | 17.9991 | 17.2142 | 16.1893 | 13.5342 | 12.9979 | 11.9866 | 6.944 | 4.6335 | 3.6748 | 3.2945 | 3.1874 | 13.1571
Malta | High income | 6.0812 | 14.487 | 19.0241 | 24.94 | 15.8677 | 16.839 | 17.2443 | 16.521 | 15.3541 | 12.9214 | 11.3325 | 7.7155 | 6.5266 | 4.8179 | 2.8753 | 1.9278 | 0.049383 | 0.047325 | 0.047325 | 0.047325 | 0.055556 | 0.067901 | 0.074074 | 0.074074 | 0.072016 | 0.063786 | 0.057613 | 0.063786 | 0.067901 | 0.061728 | 0.063786 | 0.038477 | 7.6965 | 19.1323 | 25.1243 | 32.937 | 17.8512 | 15.4995 | 14.5499 | 13.9396 | 13.3252 | 12.6608 | 12.2938 | 7.56 | 6.0074 | 4.8781 | 2.8174 | 3.1314 | 13.0878
Ukraine | Lower middle income | 6.9144 | 16.0712 | 16.6935 | 22.9293 | 16.2062 | 18.8972 | 18.406 | 18.4599 | 17.5305 | 14.7718 | 11.8769 | 7.7586 | 5.7369 | 3.374 | 3.6946 | 1.8063 | 0.048326 | 0.056615 | 0.054962 | 0.045269 | 0.049051 | 0.062933 | 0.081978 | 0.082884 | 0.076317 | 0.07018 | 0.064111 | 0.07095 | 0.066941 | 0.059717 | 0.040468 | 0.027764 | 8.9423 | 17.7418 | 18.9832 | 31.6568 | 20.6496 | 18.7671 | 14.0327 | 13.92 | 14.3567 | 13.1553 | 11.5785 | 6.8346 | 5.3562 | 3.5312 | 5.7061 | 4.0662 | 13.0799
Thailand | Upper middle income | 10.6056 | 16.9268 | 20.3069 | 23.2622 | 17.4682 | 19.5143 | 20.5614 | 21.3527 | 20.4078 | 16.1196 | 12.6137 | 7.6662 | 4.0492 | 2.577 | 1.5124 | 0.89722 | 0.051519 | 0.055072 | 0.05894 | 0.062736 | 0.068883 | 0.069083 | 0.063997 | 0.068238 | 0.076046 | 0.080301 | 0.080215 | 0.072822 | 0.062579 | 0.046662 | 0.032693 | 0.022693 | 12.8662 | 19.21 | 21.5335 | 23.1746 | 15.8496 | 17.6547 | 20.0804 | 19.5573 | 16.7726 | 12.5463 | 9.8281 | 6.5795 | 4.0441 | 3.4517 | 2.8913 | 2.471 | 13.0319
Russian Federation | Upper middle income | 9.7349 | 13.7146 | 15.5038 | 21.1999 | 18.2455 | 19.9408 | 19.6403 | 19.7147 | 18.1128 | 15.5431 | 12.1665 | 7.439 | 4.7872 | 2.6972 | 3.0136 | 1.4076 | 0.063534 | 0.064075 | 0.056011 | 0.048522 | 0.045326 | 0.06162 | 0.085958 | 0.081714 | 0.072666 | 0.066952 | 0.058105 | 0.07139 | 0.069032 | 0.057751 | 0.036936 | 0.021647 | 9.5765 | 13.3775 | 17.3 | 27.3068 | 25.1588 | 20.2255 | 14.2805 | 15.079 | 15.5788 | 14.5095 | 13.0868 | 6.5126 | 4.3342 | 2.9189 | 5.0993 | 4.0642 | 13.0256
Greece | High income | 6.0925 | 15.0566 | 17.8263 | 19.8294 | 12.5126 | 15.9683 | 18.0439 | 19.1321 | 18.1912 | 13.4794 | 10.4278 | 6.8322 | 5.1802 | 4.5885 | 3.6682 | 2.5403 | 0.039287 | 0.045195 | 0.052039 | 0.050539 | 0.05082 | 0.050633 | 0.05729 | 0.070886 | 0.074918 | 0.076137 | 0.076418 | 0.068073 | 0.064979 | 0.055696 | 0.052789 | 0.039006 | 9.6922 | 20.8219 | 21.4097 | 24.5224 | 15.3883 | 19.7108 | 19.6848 | 16.8687 | 15.176 | 11.0651 | 8.5286 | 6.2729 | 4.9826 | 5.1491 | 4.343 | 4.0704 | 12.9804
Denmark | High income | 9.1312 | 13.6828 | 18.0697 | 22.1456 | 13.9803 | 15.6022 | 17.2541 | 19.0024 | 18.6323 | 16.1338 | 12.512 | 7.7265 | 5.4774 | 5.4858 | 3.1609 | 1.7662 | 0.053253 | 0.05137 | 0.058219 | 0.058562 | 0.064555 | 0.069349 | 0.061301 | 0.054795 | 0.062329 | 0.065068 | 0.072945 | 0.066952 | 0.05976 | 0.053253 | 0.060616 | 0.040582 | 10.7167 | 16.6474 | 19.3984 | 23.6349 | 13.5353 | 14.0613 | 17.5915 | 21.6746 | 18.6835 | 15.4969 | 10.7204 | 7.2127 | 5.7285 | 6.4383 | 3.2592 | 2.72 | 12.97
New Zealand | High income | 10.9669 | 15.6761 | 19.5246 | 24.177 | 16.4076 | 17.1261 | 17.7136 | 18.7402 | 19.1202 | 16.021 | 13.0659 | 8.6155 | 5.0098 | 3.7391 | 2.4409 | 1.4169 | 0.062362 | 0.065178 | 0.066586 | 0.062764 | 0.06719 | 0.072018 | 0.06719 | 0.061155 | 0.057735 | 0.064977 | 0.064575 | 0.065782 | 0.05854 | 0.049889 | 0.044257 | 0.030779 | 10.9912 | 15.032 | 18.3265 | 24.0753 | 15.2624 | 14.8627 | 16.4772 | 19.1525 | 20.6983 | 15.4103 | 12.6462 | 8.1858 | 5.3488 | 4.6842 | 3.4471 | 2.8773 | 12.9674
Slovenia | High income | 9.7986 | 12.7942 | 15.5629 | 17.7974 | 13.5753 | 17.4791 | 19.2935 | 19.6073 | 18.4626 | 15.247 | 10.8191 | 7.1865 | 5.2226 | 4.2296 | 3.0389 | 2.0769 | 0.048863 | 0.052733 | 0.050314 | 0.044025 | 0.046444 | 0.052733 | 0.064344 | 0.072085 | 0.075955 | 0.070634 | 0.072569 | 0.072085 | 0.069666 | 0.066763 | 0.046928 | 0.038703 | 12.5333 | 15.1637 | 19.332 | 25.266 | 18.2683 | 20.7163 | 18.7404 | 17.0002 | 15.1919 | 13.4913 | 9.3179 | 6.2309 | 4.6854 | 3.9595 | 4.0473 | 3.3538 | 12.9561
Namibia | Upper middle income | 13.4698 | 28.5853 | 33.5271 | 28.6023 | 21.5385 | 21.0099 | 19.6028 | 18.5201 | 15.9738 | 11.9271 | 9.0065 | 4.889 | 2.5919 | 2.1573 | 0.25939 | 0.14598 | 0.13223 | 0.12515 | 0.11098 | 0.096419 | 0.096419 | 0.090122 | 0.077529 | 0.062967 | 0.051161 | 0.042109 | 0.032664 | 0.026761 | 0.020071 | 0.014168 | 0.0095632 | 0.0067296 | 6.3666 | 14.2758 | 18.8813 | 18.5404 | 13.9616 | 14.5704 | 15.8029 | 18.3827 | 19.5141 | 17.7025 | 17.233 | 11.4181 | 8.071 | 9.5168 | 1.6952 | 1.3558 | 12.9555
Armenia | Upper middle income | 8.4252 | 17.838 | 20.2048 | 28.0874 | 19.0929 | 19.4334 | 18.1621 | 17.505 | 16.3629 | 14.7586 | 12.7297 | 8.0581 | 4.3585 | 2.1146 | 2.2935 | 1.3782 | 0.069187 | 0.072224 | 0.067162 | 0.057374 | 0.059737 | 0.078299 | 0.090111 | 0.079649 | 0.064462 | 0.054674 | 0.055012 | 0.067162 | 0.066487 | 0.044549 | 0.028687 | 0.014175 | 7.611 | 15.4363 | 18.8024 | 30.5967 | 19.9761 | 15.5121 | 12.597 | 13.736 | 15.8649 | 16.871 | 14.4625 | 7.4988 | 4.0972 | 2.9667 | 4.9967 | 6.0767 | 12.9439
Senegal | Lower middle income | 21.1177 | 35.7257 | 43.5896 | 32.3151 | 18.0095 | 16.837 | 15.0675 | 14.4812 | 12.2988 | 9.4219 | 7.1103 | 4.3143 | 2.1283 | 1.1617 | 0.66671 | 0.3868 | 0.15618 | 0.14435 | 0.12536 | 0.10541 | 0.090719 | 0.077938 | 0.066292 | 0.05614 | 0.044314 | 0.035237 | 0.027891 | 0.021978 | 0.017081 | 0.013079 | 0.0086598 | 0.005614 | 8.4511 | 15.4683 | 21.7325 | 19.1602 | 12.4075 | 13.5018 | 14.2055 | 16.1219 | 17.346 | 16.7119 | 15.9336 | 12.2689 | 7.7877 | 5.5512 | 4.8118 | 4.3062 | 12.8604
Liberia | Low income | 18.5496 | 36.9246 | 35.6603 | 31.1498 | 18.3976 | 17.9401 | 15.8862 | 16.0722 | 13.8338 | 10.498 | 7.9369 | 4.8806 | 2.7208 | 1.2027 | 0.57131 | 0.3957 | 0.1465 | 0.13405 | 0.12317 | 0.10913 | 0.091538 | 0.074733 | 0.066034 | 0.058521 | 0.048438 | 0.039344 | 0.031238 | 0.024911 | 0.019375 | 0.014037 | 0.0088968 | 0.0063266 | 7.9136 | 17.2165 | 18.0949 | 17.8392 | 12.5615 | 15.0035 | 15.036 | 17.1649 | 17.8499 | 16.6768 | 15.8802 | 12.2451 | 8.7767 | 5.3549 | 4.0135 | 3.909 | 12.846
United Arab Emirates | High income | 11.195 | 16.4562 | 16.928 | 17.7353 | 22.0308 | 31.0677 | 29.6827 | 24.1842 | 17.515 | 12.3035 | 8.5293 | 4.085 | 1.6069 | 0.53794 | 0.27498 | 0.27969 | 0.050455 | 0.051871 | 0.045804 | 0.039434 | 0.072396 | 0.14489 | 0.1816 | 0.13893 | 0.092619 | 0.06997 | 0.046208 | 0.034479 | 0.018807 | 0.0057634 | 0.00364 | 0.0020222 | 13.8676 | 19.8284 | 23.0985 | 28.1093 | 19.0192 | 13.401 | 10.2158 | 10.8798 | 11.8192 | 10.9901 | 11.5364 | 7.4049 | 5.34 | 5.8335 | 4.7214 | 8.644 | 12.7943
Spain | High income | 9.6918 | 13.5759 | 14.3308 | 15.8373 | 12.9648 | 16.4586 | 19.5105 | 20.4066 | 19.3004 | 15.2259 | 11.8851 | 7.3073 | 4.8555 | 4.1629 | 2.7302 | 2.1021 | 0.042581 | 0.048019 | 0.053414 | 0.047869 | 0.048254 | 0.050502 | 0.056025 | 0.070219 | 0.08559 | 0.08422 | 0.07769 | 0.073023 | 0.062876 | 0.051358 | 0.047141 | 0.038727 | 14.2255 | 17.6701 | 16.7687 | 20.678 | 16.7923 | 20.3688 | 21.7652 | 18.1633 | 14.0936 | 11.2992 | 9.5613 | 6.2542 | 4.8265 | 5.066 | 3.6198 | 3.3924 | 12.7841
Canada | High income | 8.7421 | 13.2872 | 17.2821 | 22.9571 | 15.4743 | 17.2277 | 18.1998 | 18.4544 | 18.0519 | 15.62 | 12.5874 | 8.364 | 5.1603 | 3.9736 | 2.4252 | 1.4782 | 0.052808 | 0.05241 | 0.052542 | 0.052701 | 0.0626 | 0.072418 | 0.069579 | 0.070269 | 0.065253 | 0.063157 | 0.064218 | 0.073108 | 0.06788 | 0.056974 | 0.0475 | 0.032481 | 10.3466 | 15.8454 | 20.5574 | 27.2254 | 15.4497 | 14.8683 | 16.3482 | 16.4142 | 17.2903 | 15.4576 | 12.2506 | 7.1504 | 4.7513 | 4.359 | 3.191 | 2.8445 | 12.7719
Kenya | Lower middle income | 19.3909 | 34.1263 | 36.9294 | 31.858 | 19.1065 | 18.6832 | 17.2005 | 15.9388 | 13.6867 | 10.6526 | 6.858 | 4.2925 | 2.6689 | 0.92985 | 0.58999 | 0.32293 | 0.131 | 0.12961 | 0.12527 | 0.11179 | 0.097376 | 0.081047 | 0.074817 | 0.064105 | 0.05131 | 0.039854 | 0.02983 | 0.022354 | 0.016514 | 0.011716 | 0.0070856 | 0.0035893 | 9.2514 | 16.4568 | 18.4246 | 17.8115 | 12.2634 | 14.4076 | 14.3687 | 15.5397 | 16.6715 | 16.7055 | 14.3689 | 12.0015 | 10.1007 | 4.9602 | 5.2041 | 5.6231 | 12.76
Antigua and Barbuda | High income | 11.4374 | 24.7373 | 28.0429 | 27.0425 | 18.0587 | 20.3127 | 21.5406 | 21.6781 | 18.5587 | 13.9017 | 10.1782 | 5.619 | 3.0861 | 1.7498 | 1.0718 | 0.68784 | 0.07449 | 0.07449 | 0.069388 | 0.072449 | 0.077551 | 0.07449 | 0.072449 | 0.071429 | 0.070408 | 0.071429 | 0.069388 | 0.061224 | 0.047959 | 0.034694 | 0.02551 | 0.016327 | 9.5965 | 20.7556 | 25.2592 | 23.3289 | 14.5538 | 17.0432 | 18.5826 | 18.9684 | 16.4742 | 12.164 | 9.1679 | 5.7361 | 4.0218 | 3.1523 | 2.626 | 2.6331 | 12.754
China | Upper middle income | 7.8107 | 17.3585 | 20.1614 | 26.1518 | 18.9796 | 18.508 | 18.0749 | 19.9231 | 19.7638 | 15.7739 | 10.8194 | 7.8367 | 4.2603 | 2.6666 | 1.6602 | 1.0436 | 0.058313 | 0.060261 | 0.058543 | 0.057209 | 0.060555 | 0.06808 | 0.089444 | 0.069541 | 0.066888 | 0.08326 | 0.085766 | 0.068602 | 0.053854 | 0.051517 | 0.031229 | 0.018442 | 8.3714 | 18.0033 | 21.5241 | 28.5707 | 19.5893 | 16.991 | 12.63 | 17.906 | 18.4671 | 11.8408 | 7.8844 | 7.1397 | 4.9443 | 3.2351 | 3.3226 | 3.5368 | 12.7473
Croatia | High income | 7.7904 | 12.3897 | 18.4347 | 20.4823 | 13.578 | 16.7961 | 17.4275 | 17.646 | 16.7468 | 13.5543 | 10.8908 | 7.5999 | 5.5948 | 4.486 | 3.6547 | 2.3321 | 0.044916 | 0.049112 | 0.051579 | 0.047878 | 0.057749 | 0.057502 | 0.062685 | 0.068608 | 0.070089 | 0.0654 | 0.068361 | 0.073297 | 0.070582 | 0.067374 | 0.050346 | 0.038006 | 10.8403 | 15.7673 | 22.3377 | 26.7378 | 14.695 | 18.2558 | 17.3761 | 16.075 | 14.9336 | 12.9533 | 9.957 | 6.4804 | 4.9542 | 4.1615 | 4.537 | 3.8352 | 12.7436
Belarus | Upper middle income | 9.5198 | 12.1895 | 15.1103 | 21.6658 | 17.1393 | 18.8873 | 18.5063 | 19.0499 | 17.9349 | 15.141 | 11.3794 | 6.7504 | 4.6355 | 2.9518 | 2.8375 | 1.6205 | 0.058002 | 0.063082 | 0.051334 | 0.046994 | 0.045089 | 0.069115 | 0.086156 | 0.075889 | 0.069115 | 0.066998 | 0.062659 | 0.079699 | 0.070385 | 0.061283 | 0.028472 | 0.027096 | 10.2581 | 12.077 | 18.3971 | 28.8145 | 23.7576 | 17.0796 | 13.425 | 15.6889 | 16.2183 | 14.1244 | 11.3506 | 5.2936 | 4.1161 | 3.0104 | 6.2289 | 3.7378 | 12.7236
Vietnam | Lower middle income | 11.9726 | 19.1412 | 22.175 | 27.5226 | 19.6173 | 21.8121 | 21.2306 | 21.2829 | 19.8994 | 15.8337 | 12.2479 | 7.1772 | 3.2955 | 1.6825 | 1.101 | 0.74849 | 0.081088 | 0.077934 | 0.07292 | 0.066787 | 0.070064 | 0.088043 | 0.086676 | 0.079762 | 0.072263 | 0.067178 | 0.060284 | 0.053853 | 0.044494 | 0.030933 | 0.016972 | 0.011578 | 9.2281 | 15.3506 | 19.0062 | 25.7558 | 17.4993 | 15.484 | 15.3088 | 16.6768 | 17.2109 | 14.7312 | 12.6981 | 8.3296 | 4.6292 | 3.3995 | 4.0545 | 4.0404 | 12.7127
Lesotho | Lower middle income | 11.4981 | 29.059 | 33.8789 | 32.6934 | 21.8597 | 19.6641 | 16.8753 | 15.959 | 14.8345 | 11.9694 | 8.9097 | 5.8155 | 2.8165 | 1.4544 | 1.0356 | 0.54511 | 0.11858 | 0.10551 | 0.098506 | 0.10084 | 0.095238 | 0.089169 | 0.081699 | 0.071429 | 0.055556 | 0.042017 | 0.034547 | 0.030812 | 0.025677 | 0.019141 | 0.013539 | 0.0085901 | 6.0603 | 17.2136 | 21.4955 | 20.2631 | 14.3454 | 13.7829 | 12.9096 | 13.9642 | 16.6889 | 17.8045 | 16.1187 | 11.7962 | 6.8555 | 4.7488 | 4.7807 | 3.9662 | 12.6746
Haiti | Low income | 14.8319 | 28.4214 | 32.1747 | 28.1497 | 19.6913 | 20.0821 | 18.4177 | 17.1661 | 15.7678 | 12.5116 | 9.7247 | 6.1809 | 3.3486 | 1.4311 | 0.80983 | 0.45787 | 0.11076 | 0.10857 | 0.10541 | 0.10041 | 0.093396 | 0.085855 | 0.079453 | 0.072437 | 0.054986 | 0.042006 | 0.037183 | 0.032009 | 0.025695 | 0.020258 | 0.013242 | 0.0095589 | 8.3694 | 16.3615 | 19.077 | 17.5214 | 13.1772 | 14.6192 | 14.4879 | 14.8112 | 17.9227 | 18.6156 | 16.3459 | 12.0687 | 8.145 | 4.4152 | 3.8222 | 2.9937 | 12.6721
Hungary | High income | 8.8236 | 13.2166 | 15.918 | 19.8054 | 13.6403 | 15.679 | 18.516 | 19.9672 | 18.0819 | 13.7367 | 11.115 | 8.0103 | 5.8872 | 4.7904 | 3.1399 | 1.9704 | 0.047757 | 0.046313 | 0.050026 | 0.050335 | 0.053636 | 0.065601 | 0.063332 | 0.066735 | 0.08427 | 0.080041 | 0.067148 | 0.057246 | 0.06591 | 0.069417 | 0.049201 | 0.03837 | 11.5476 | 17.8361 | 19.8872 | 24.5919 | 15.8946 | 14.9379 | 18.2728 | 18.7 | 13.4107 | 10.7263 | 10.3456 | 8.7455 | 5.5826 | 4.3131 | 3.9887 | 3.2095 | 12.6244
Albania | Upper middle income | 8.7372 | 15.2115 | 23.7873 | 30.1081 | 16.901 | 16.063 | 15.8572 | 16.7264 | 16.9761 | 14.0669 | 11.0459 | 6.8048 | 4.1132 | 3.1263 | 2.2511 | 1.3217 | 0.057551 | 0.058249 | 0.056505 | 0.069411 | 0.079526 | 0.085106 | 0.077782 | 0.0579 | 0.053017 | 0.059295 | 0.06383 | 0.070108 | 0.064876 | 0.050227 | 0.037321 | 0.029997 | 9.4885 | 16.3216 | 26.3111 | 27.1105 | 13.2826 | 11.7963 | 12.7417 | 18.0552 | 20.0125 | 14.8271 | 10.8158 | 6.0663 | 3.9626 | 3.8902 | 3.7698 | 2.7539 | 12.5754
Uruguay | High income | 10.3776 | 17.7313 | 21.8595 | 24.2116 | 16.4069 | 17.7607 | 18.9912 | 19.4445 | 17.9757 | 14.263 | 11.2632 | 7.0223 | 4.149 | 3.3548 | 2.3535 | 1.527 | 0.068221 | 0.068221 | 0.06707 | 0.070524 | 0.073115 | 0.074266 | 0.069085 | 0.063903 | 0.067358 | 0.063615 | 0.056707 | 0.056131 | 0.051526 | 0.04289 | 0.035406 | 0.027922 | 9.5073 | 16.2443 | 20.3702 | 21.4569 | 14.025 | 14.9469 | 17.1811 | 19.0175 | 16.6794 | 14.0129 | 12.4138 | 7.819 | 5.0327 | 4.8886 | 4.1544 | 3.418 | 12.573
Azerbaijan | Upper middle income | 9.8287 | 16.806 | 24.2682 | 32.9232 | 20.712 | 20.3651 | 18.6973 | 19.4126 | 18.9658 | 15.6664 | 10.5176 | 5.1621 | 2.3143 | 1.396 | 1.242 | 0.71374 | 0.081463 | 0.084825 | 0.068809 | 0.062877 | 0.070885 | 0.08779 | 0.092832 | 0.081364 | 0.065546 | 0.060801 | 0.061888 | 0.06436 | 0.048937 | 0.030351 | 0.014928 | 0.0088977 | 7.5408 | 12.3829 | 22.0432 | 32.7258 | 18.262 | 14.4984 | 12.588 | 14.9118 | 18.0844 | 16.1042 | 10.6216 | 5.0129 | 2.9557 | 2.8748 | 5.1999 | 5.0135 | 12.5512
St. Lucia | Upper middle income | 12.0748 | 18.3435 | 26.6706 | 33.9003 | 21.7495 | 19.9607 | 19.1054 | 18.3289 | 16.7117 | 12.5825 | 8.3174 | 4.9553 | 2.8653 | 1.7542 | 1.0892 | 0.67318 | 0.058696 | 0.059783 | 0.060326 | 0.071739 | 0.086413 | 0.092391 | 0.077717 | 0.07663 | 0.070109 | 0.068478 | 0.067391 | 0.059783 | 0.045652 | 0.033152 | 0.02663 | 0.018478 | 12.8574 | 19.1773 | 27.6317 | 29.5343 | 15.7308 | 13.5029 | 15.3645 | 14.9491 | 14.898 | 11.484 | 7.7137 | 5.1806 | 3.9227 | 3.3071 | 2.5564 | 2.2769 | 12.5055
Romania | Upper middle income | 9.1987 | 13.6724 | 16.5847 | 18.8014 | 15.5332 | 17.1966 | 18.9549 | 19.2864 | 18.8632 | 12.1986 | 10.0774 | 7.094 | 4.9899 | 3.7788 | 2.8976 | 1.804 | 0.048839 | 0.05019 | 0.056217 | 0.051696 | 0.052528 | 0.055957 | 0.072583 | 0.06188 | 0.079181 | 0.078142 | 0.079337 | 0.054242 | 0.067023 | 0.064737 | 0.048215 | 0.03133 | 11.7718 | 17.0259 | 18.4384 | 22.7306 | 18.4822 | 19.2075 | 16.3218 | 19.4797 | 14.8893 | 9.7568 | 7.9387 | 8.174 | 4.6531 | 3.6482 | 3.7561 | 3.5988 | 12.492
Bhutan | Lower middle income | 13.4014 | 26.0049 | 28.4377 | 29.4934 | 21.5327 | 21.9595 | 20.2918 | 18.4146 | 16.4696 | 12.6599 | 9.7782 | 6.1368 | 2.8268 | 1.4341 | 0.83231 | 0.48294 | 0.081606 | 0.079016 | 0.086788 | 0.090674 | 0.09715 | 0.10233 | 0.098446 | 0.081606 | 0.064767 | 0.050518 | 0.042746 | 0.033679 | 0.027202 | 0.020207 | 0.01658 | 0.012306 | 10.2638 | 20.5695 | 20.4794 | 20.3294 | 13.8527 | 13.412 | 12.8826 | 14.1032 | 15.8932 | 15.6626 | 14.2968 | 11.3885 | 6.4949 | 4.4356 | 3.1374 | 2.4528 | 12.4784
North Macedonia | Upper middle income | 7.5896 | 14.0866 | 21.0494 | 26.1864 | 16.3765 | 18.7821 | 18.5784 | 18.5365 | 17.1537 | 14.0793 | 11.163 | 7.0847 | 4.5669 | 3.4663 | 2.3324 | 1.5373 | 0.053769 | 0.055689 | 0.053769 | 0.058089 | 0.06241 | 0.072972 | 0.077772 | 0.078733 | 0.074412 | 0.070091 | 0.069611 | 0.066251 | 0.06193 | 0.055689 | 0.038406 | 0.025924 | 8.8221 | 15.8094 | 24.4675 | 28.1747 | 16.4001 | 16.0868 | 14.9301 | 14.7147 | 14.4077 | 12.5545 | 10.0226 | 6.6836 | 4.6089 | 3.8903 | 3.7956 | 3.7063 | 12.4422
France | High income | 9.841 | 14.0007 | 16.7463 | 19.0397 | 14.162 | 16.0733 | 17.2829 | 18.7904 | 18.0638 | 14.9058 | 11.447 | 6.745 | 5.1555 | 3.6658 | 2.739 | 1.9287 | 0.055454 | 0.059858 | 0.061222 | 0.059561 | 0.05664 | 0.056285 | 0.060377 | 0.062349 | 0.060407 | 0.067138 | 0.066856 | 0.065433 | 0.060866 | 0.058079 | 0.053972 | 0.033762 | 11.0913 | 14.6187 | 17.0958 | 19.979 | 15.6271 | 17.8483 | 17.8906 | 18.8359 | 18.6898 | 13.876 | 10.7011 | 6.4427 | 5.2939 | 3.9449 | 3.1718 | 3.5705 | 12.4173
Australia | High income | 9.3239 | 16.1119 | 19.4823 | 23.4713 | 15.6725 | 17.416 | 17.8074 | 18.5443 | 18.1158 | 14.6754 | 11.6763 | 7.4973 | 4.7204 | 3.7867 | 2.311 | 1.3804 | 0.065487 | 0.064316 | 0.063144 | 0.05963 | 0.062559 | 0.069861 | 0.073571 | 0.072282 | 0.063886 | 0.065761 | 0.061114 | 0.060762 | 0.055647 | 0.048344 | 0.042487 | 0.029913 | 8.8986 | 15.657 | 19.2835 | 24.6011 | 15.6578 | 15.5809 | 15.1278 | 16.0347 | 17.7227 | 13.9478 | 11.9412 | 7.7117 | 5.3018 | 4.8955 | 3.3997 | 2.8843 | 12.4154
Peru | Upper middle income | 13.2292 | 21.6946 | 27.8642 | 28.6427 | 19.2986 | 20.0092 | 19.7955 | 19.2961 | 17.6482 | 13.7311 | 10.332 | 6.5928 | 3.4368 | 1.7899 | 1.0114 | 0.64212 | 0.085921 | 0.079219 | 0.081766 | 0.073972 | 0.079097 | 0.08392 | 0.081675 | 0.076974 | 0.069786 | 0.062053 | 0.054349 | 0.04616 | 0.03782 | 0.031208 | 0.022201 | 0.015892 | 9.623 | 17.1161 | 21.2986 | 24.2007 | 15.2491 | 14.902 | 15.148 | 15.6676 | 15.8056 | 13.8301 | 11.8815 | 8.9265 | 5.6795 | 3.5845 | 2.8474 | 2.5253 | 12.3928
Solomon Islands | Lower middle income | 17.409 | 34.9369 | 35.9921 | 32.6979 | 17.0006 | 16.8135 | 15.6758 | 14.9674 | 12.0198 | 9.4099 | 7.4327 | 5.1133 | 3.079 | 1.3225 | 0.64108 | 0.40963 | 0.14993 | 0.13537 | 0.11499 | 0.10189 | 0.088792 | 0.074236 | 0.061135 | 0.056769 | 0.053857 | 0.046579 | 0.032023 | 0.026055 | 0.019651 | 0.013828 | 0.01048 | 0.0069869 | 7.2573 | 16.1302 | 19.5622 | 20.0566 | 11.9666 | 14.1555 | 16.0257 | 16.4785 | 13.9487 | 12.6262 | 14.5065 | 12.2656 | 9.793 | 5.9774 | 3.8231 | 3.6643 | 12.3898
Serbia | Upper middle income | 7.9897 | 13.753 | 17.8107 | 21.1336 | 13.4322 | 16.4138 | 17.731 | 18.3659 | 16.9354 | 13.5436 | 10.8379 | 8.5442 | 6.5166 | 4.5915 | 3.6775 | 2.3562 | 0.047915 | 0.049935 | 0.055708 | 0.058739 | 0.060615 | 0.065522 | 0.070717 | 0.068264 | 0.07115 | 0.069563 | 0.065233 | 0.063068 | 0.062635 | 0.068119 | 0.05311 | 0.030307 | 10.4218 | 17.2136 | 19.9822 | 22.4869 | 13.8499 | 15.6568 | 15.6706 | 16.8152 | 14.8765 | 12.1685 | 10.3838 | 8.4672 | 6.5025 | 4.2127 | 4.3277 | 4.8589 | 12.3684
Tajikistan | Low income | 15.2228 | 24.0708 | 35.4228 | 39.9765 | 21.0028 | 18.5909 | 16.2782 | 15.724 | 13.4987 | 10.6783 | 7.0191 | 4.3211 | 2.0556 | 0.99013 | 0.64977 | 0.39744 | 0.14227 | 0.12801 | 0.10243 | 0.085028 | 0.087335 | 0.085448 | 0.082512 | 0.063326 | 0.049591 | 0.042986 | 0.039002 | 0.034389 | 0.025792 | 0.014783 | 0.0081778 | 0.0041938 | 6.6873 | 11.752 | 21.6135 | 29.3847 | 15.0303 | 13.5981 | 12.3302 | 15.519 | 17.0126 | 15.5258 | 11.248 | 7.8534 | 4.9814 | 4.1861 | 4.966 | 5.9232 | 12.3507
Belize | Upper middle income | 14.9019 | 31.2592 | 37.4549 | 32.056 | 17.1897 | 17.5878 | 17.6363 | 17.6527 | 15.6116 | 11.495 | 8.7243 | 4.9784 | 2.5214 | 1.4529 | 0.8081 | 0.50257 | 0.09799 | 0.09799 | 0.095477 | 0.1005 | 0.1005 | 0.090452 | 0.080402 | 0.067839 | 0.057789 | 0.052764 | 0.04397 | 0.036181 | 0.026382 | 0.018342 | 0.012563 | 0.0082915 | 9.5047 | 19.9377 | 24.5182 | 19.9348 | 10.6898 | 12.1527 | 13.7095 | 16.2633 | 16.8843 | 13.6161 | 12.401 | 8.5999 | 5.9732 | 4.9509 | 4.0203 | 3.7883 | 12.3091
Finland | High income | 10.6968 | 12.8229 | 15.3594 | 13.3012 | 12.0597 | 14.4562 | 16.1445 | 16.0871 | 19.1993 | 15.8704 | 15.323 | 8.1656 | 6.8848 | 5.2128 | 3.0729 | 1.6026 | 0.047585 | 0.054975 | 0.056056 | 0.053533 | 0.056597 | 0.064888 | 0.062725 | 0.064888 | 0.062365 | 0.056597 | 0.063266 | 0.066691 | 0.064348 | 0.064348 | 0.064528 | 0.040555 | 14.0497 | 14.5781 | 17.1249 | 15.5293 | 13.3175 | 13.9242 | 16.0865 | 15.495 | 19.2409 | 17.5257 | 15.1374 | 7.6525 | 6.6871 | 5.0631 | 2.9763 | 2.4698 | 12.3036
Cyprus | High income | 9.0884 | 13.8363 | 17.7878 | 22.6813 | 17.5126 | 20.408 | 20.2255 | 19.5556 | 18.4421 | 14.4479 | 11.5691 | 6.9115 | 4.5972 | 3.6645 | 2.3674 | 1.3838 | 0.053024 | 0.056338 | 0.056338 | 0.060481 | 0.077879 | 0.081193 | 0.080365 | 0.076222 | 0.07208 | 0.065452 | 0.062966 | 0.059652 | 0.053024 | 0.045568 | 0.038111 | 0.027341 | 10.7125 | 15.3496 | 19.7333 | 23.4387 | 14.0543 | 15.7094 | 15.7295 | 16.0351 | 15.9911 | 13.7964 | 11.4835 | 7.2414 | 5.4188 | 5.0262 | 3.8824 | 3.1633 | 12.2978
Bolivia | Lower middle income | 13.3242 | 24.6099 | 30.8645 | 29.5536 | 18.6327 | 18.9252 | 18.2068 | 17.5076 | 15.893 | 12.8478 | 10.0714 | 6.1791 | 3.1946 | 1.4399 | 0.77175 | 0.4834 | 0.1016 | 0.101 | 0.09946 | 0.097404 | 0.091236 | 0.08344 | 0.074617 | 0.065793 | 0.057226 | 0.048831 | 0.041121 | 0.034524 | 0.028784 | 0.023901 | 0.019275 | 0.014307 | 8.1963 | 15.2285 | 19.395 | 18.9632 | 12.7641 | 14.1756 | 15.2503 | 16.6314 | 17.3577 | 16.4443 | 15.3077 | 11.1862 | 6.9366 | 3.7653 | 2.5024 | 2.1118 | 12.2635
Vanuatu | Lower middle income | 18.5724 | 30.6199 | 33.4284 | 30.8863 | 18.7354 | 17.7145 | 16.411 | 15.6507 | 13.4373 | 10.6976 | 8.389 | 5.7992 | 3.3677 | 1.3346 | 0.28885 | 0.19758 | 0.13681 | 0.12704 | 0.12052 | 0.09772 | 0.084691 | 0.081433 | 0.074919 | 0.058632 | 0.052443 | 0.042671 | 0.037785 | 0.02899 | 0.02215 | 0.015309 | 0.010423 | 0.0055375 | 8.4847 | 15.0646 | 17.3354 | 19.7544 | 13.8263 | 13.5959 | 13.6907 | 16.6832 | 16.0141 | 15.6688 | 13.8762 | 12.5025 | 9.5026 | 5.4483 | 1.732 | 2.2301 | 12.2131
United States | High income | 8.8652 | 15.5718 | 20.2297 | 24.2287 | 15.091 | 16.3668 | 16.958 | 17.7829 | 17.3326 | 14.3526 | 11.6205 | 7.8237 | 4.7491 | 3.3084 | 2.0911 | 1.2878 | 0.059446 | 0.060561 | 0.063712 | 0.064176 | 0.067246 | 0.072009 | 0.069644 | 0.065306 | 0.061311 | 0.060585 | 0.06217 | 0.065083 | 0.062447 | 0.053836 | 0.04337 | 0.02939 | 9.3206 | 16.0704 | 19.8448 | 23.5959 | 14.0259 | 14.2055 | 15.2184 | 17.0188 | 17.6688 | 14.8063 | 11.6823 | 7.5132 | 4.7532 | 3.8408 | 3.0135 | 2.7387 | 12.2073
Botswana | Upper middle income | 13.7222 | 26.2824 | 34.8773 | 29.2142 | 21.5565 | 20.3839 | 18.61 | 16.7329 | 13.5412 | 9.9312 | 7.9057 | 4.797 | 2.4194 | 1.4296 | 0.8488 | 1.0287 | 0.11565 | 0.11352 | 0.10502 | 0.095663 | 0.086735 | 0.084609 | 0.079507 | 0.07568 | 0.06335 | 0.047619 | 0.034439 | 0.028061 | 0.025085 | 0.019558 | 0.01233 | 0.0082483 | 7.4161 | 14.4701 | 20.7569 | 19.0866 | 15.5334 | 15.0575 | 14.6292 | 13.8187 | 13.3594 | 13.0347 | 14.3473 | 10.6843 | 6.028 | 4.5684 | 4.3025 | 7.7945 | 12.1805
Brazil | Upper middle income | 9.634 | 21.4207 | 27.9503 | 30.5088 | 19.2029 | 19.9052 | 19.2679 | 18.4844 | 16.788 | 12.8429 | 9.5029 | 5.7894 | 3.1842 | 2.0593 | 1.2093 | 0.73463 | 0.068099 | 0.068696 | 0.070296 | 0.076299 | 0.080693 | 0.079757 | 0.080674 | 0.081526 | 0.073683 | 0.064928 | 0.060327 | 0.054564 | 0.044543 | 0.034946 | 0.024977 | 0.016428 | 8.8419 | 19.4886 | 24.8507 | 24.9912 | 14.8734 | 15.5984 | 14.9273 | 14.1707 | 14.24 | 12.3626 | 9.8452 | 6.6315 | 4.4679 | 3.683 | 3.026 | 2.7948 | 12.1746
Paraguay | Upper middle income | 12.9021 | 23.6327 | 29.7148 | 31.0402 | 20.2352 | 20.2426 | 18.5487 | 17.2586 | 15.658 | 12.3456 | 9.2433 | 5.7879 | 3.0082 | 1.5893 | 0.88934 | 0.5312 | 0.098276 | 0.095752 | 0.094911 | 0.092387 | 0.094911 | 0.090144 | 0.083415 | 0.072059 | 0.057059 | 0.045002 | 0.040796 | 0.03617 | 0.030843 | 0.025515 | 0.017805 | 0.012197 | 8.2053 | 15.4257 | 19.5676 | 20.9987 | 13.3251 | 14.0348 | 13.8979 | 14.9691 | 17.1512 | 17.1458 | 14.1607 | 10.0012 | 6.0958 | 3.893 | 3.1219 | 2.722 | 12.1697
Bosnia and Herzegovina | Upper middle income | 6.3189 | 16.3474 | 23.7695 | 27.0206 | 14.1323 | 12.9403 | 12.3806 | 13.3698 | 13.6494 | 11.4211 | 9.0658 | 6.6951 | 4.3887 | 4.6989 | 3.4237 | 1.8284 | 0.040841 | 0.049375 | 0.055166 | 0.05029 | 0.066138 | 0.056995 | 0.066138 | 0.073758 | 0.067358 | 0.069186 | 0.070405 | 0.081987 | 0.073453 | 0.067662 | 0.043584 | 0.030174 | 9.6699 | 20.6928 | 26.9294 | 33.5812 | 13.3548 | 14.1902 | 11.6995 | 11.3291 | 12.6651 | 10.3174 | 8.0478 | 5.1037 | 3.7342 | 4.3404 | 4.9095 | 3.7872 | 12.147
Honduras | Lower middle income | 16.9763 | 29.981 | 35.3285 | 31.5222 | 18.4151 | 18.1753 | 17.0747 | 16.1136 | 13.8131 | 10.6043 | 8.374 | 5.326 | 2.8505 | 1.405 | 0.72756 | 0.45004 | 0.10268 | 0.099849 | 0.10338 | 0.1051 | 0.10247 | 0.089955 | 0.079051 | 0.069359 | 0.058556 | 0.047148 | 0.038465 | 0.030187 | 0.023927 | 0.018476 | 0.012317 | 0.0083796 | 10.3337 | 18.7666 | 21.358 | 18.7456 | 11.2316 | 12.6281 | 13.4998 | 14.5201 | 14.7434 | 14.0572 | 13.6064 | 11.0272 | 7.4456 | 4.7528 | 3.6919 | 3.3567 | 12.1103
Bahrain | High income | 10.8151 | 17.2762 | 18.7096 | 19.4545 | 18.9554 | 27.2044 | 25.1611 | 21.8173 | 17.6546 | 13.0909 | 9.5241 | 4.9473 | 2.0581 | 0.84539 | 0.47458 | 0.37189 | 0.063455 | 0.065217 | 0.054642 | 0.052291 | 0.054054 | 0.12632 | 0.17215 | 0.12573 | 0.086957 | 0.063455 | 0.047591 | 0.034665 | 0.026439 | 0.012867 | 0.0064042 | 0.0039953 | 10.6524 | 16.5563 | 21.4004 | 23.2525 | 21.9172 | 13.4599 | 9.1348 | 10.8449 | 12.6893 | 12.8939 | 12.5077 | 8.9198 | 4.8651 | 4.1063 | 4.6316 | 5.8177 | 12.1031
Chile | High income | 10.8687 | 17.1131 | 21.3613 | 25.1501 | 17.5254 | 18.576 | 17.9856 | 18.3091 | 17.5139 | 14.2702 | 11.3887 | 7.1986 | 3.9097 | 2.6741 | 1.5846 | 0.98069 | 0.060787 | 0.066227 | 0.06539 | 0.065076 | 0.073394 | 0.083333 | 0.080875 | 0.073237 | 0.069261 | 0.065599 | 0.063507 | 0.059479 | 0.051371 | 0.042373 | 0.030393 | 0.021553 | 11.1751 | 16.1499 | 20.4171 | 24.1544 | 14.9241 | 13.932 | 13.8993 | 15.6248 | 15.8041 | 13.596 | 11.2081 | 7.5642 | 4.7567 | 3.9442 | 3.2584 | 2.8439 | 12.0783
Kuwait | High income | 9.6248 | 21.7322 | 20.3407 | 19.1627 | 18.1762 | 25.5351 | 26.3616 | 22.6506 | 18.0255 | 12.0613 | 8.025 | 4.1338 | 1.9082 | 1.3454 | 0.22501 | 0.26265 | 0.067666 | 0.07469 | 0.072114 | 0.052681 | 0.048466 | 0.055491 | 0.085694 | 0.11988 | 0.12035 | 0.1056 | 0.081246 | 0.050105 | 0.034886 | 0.016624 | 0.0074924 | 0.0038399 | 8.8901 | 18.1854 | 17.6289 | 22.7344 | 23.4392 | 28.7607 | 19.2265 | 11.8092 | 9.3612 | 7.1388 | 6.1734 | 5.1563 | 3.4186 | 5.0581 | 1.877 | 4.275 | 12.0708
Bahamas, The | High income | 9.5866 | 21.0636 | 26.2815 | 32.5869 | 16.8701 | 16.9702 | 17.4418 | 18.6759 | 17.614 | 14.496 | 11.2101 | 7.3089 | 4.3381 | 2.007 | 1.139 | 0.64521 | 0.068702 | 0.068702 | 0.081425 | 0.081425 | 0.086514 | 0.086514 | 0.071247 | 0.068702 | 0.068702 | 0.073791 | 0.063613 | 0.061069 | 0.044784 | 0.03028 | 0.020356 | 0.014504 | 8.7212 | 19.162 | 20.1731 | 25.013 | 12.1874 | 12.2597 | 15.3006 | 16.9899 | 16.0238 | 12.2779 | 11.0139 | 7.4802 | 6.0543 | 4.1426 | 3.4971 | 2.7804 | 12.0673
El Salvador | Lower middle income | 12.4278 | 21.2288 | 32.6559 | 32.447 | 18.769 | 17.7649 | 17.2537 | 17.2607 | 15.5402 | 11.7512 | 8.9411 | 5.7278 | 3.096 | 1.9368 | 1.1772 | 0.71634 | 0.088807 | 0.088036 | 0.089115 | 0.090657 | 0.097595 | 0.089886 | 0.07308 | 0.062905 | 0.058896 | 0.052883 | 0.046716 | 0.040857 | 0.034073 | 0.028523 | 0.021431 | 0.016805 | 8.7464 | 15.0711 | 22.9029 | 22.3694 | 12.0197 | 12.3524 | 14.7557 | 17.1497 | 16.4911 | 13.8881 | 11.962 | 8.7619 | 5.6789 | 4.2439 | 3.4332 | 2.6641 | 12.0307
Argentina | Upper middle income | 12.7695 | 19.4191 | 23.2769 | 25.5591 | 17.33 | 18.486 | 19.0437 | 18.7509 | 16.4876 | 12.8351 | 10.08 | 6.5208 | 3.6976 | 2.7859 | 1.7395 | 1.0791 | 0.082688 | 0.082092 | 0.079597 | 0.078317 | 0.076949 | 0.077876 | 0.073439 | 0.06909 | 0.068362 | 0.058363 | 0.050924 | 0.046973 | 0.041675 | 0.036399 | 0.029579 | 0.021323 | 9.6519 | 14.7846 | 18.277 | 20.3971 | 14.076 | 14.8362 | 16.2071 | 16.9623 | 15.0739 | 13.745 | 12.3714 | 8.6764 | 5.5453 | 4.7836 | 3.6756 | 3.163 | 12.0142
Belgium | High income | 7.9692 | 10.9068 | 14.7181 | 14.7502 | 15.0811 | 16.8165 | 18.7589 | 18.1145 | 17.4976 | 15.361 | 10.4483 | 6.992 | 6.597 | 4.5654 | 3.8806 | 2.5565 | 0.054689 | 0.057722 | 0.057896 | 0.055296 | 0.056769 | 0.062836 | 0.064396 | 0.065349 | 0.064829 | 0.066216 | 0.068643 | 0.069336 | 0.063529 | 0.054689 | 0.047929 | 0.033108 | 9.1074 | 11.8096 | 15.8886 | 16.6721 | 16.6036 | 16.7266 | 18.2066 | 17.3247 | 16.8689 | 14.499 | 9.5133 | 6.3026 | 6.4901 | 5.2175 | 5.0604 | 4.8261 | 11.9448
Colombia | Upper middle income | 11.9637 | 20.4878 | 26.1592 | 29.4809 | 19.02 | 19.1957 | 18.5815 | 18.0427 | 16.712 | 13.2622 | 9.8477 | 6.0609 | 3.2772 | 1.9877 | 1.1291 | 0.72723 | 0.072932 | 0.072794 | 0.076135 | 0.083466 | 0.086905 | 0.086984 | 0.079732 | 0.073757 | 0.067233 | 0.059529 | 0.057151 | 0.051805 | 0.040996 | 0.033115 | 0.023348 | 0.015565 | 10.2524 | 17.5904 | 21.4742 | 22.0755 | 13.6787 | 13.7926 | 14.5656 | 15.2889 | 15.5356 | 13.9241 | 10.7695 | 7.3121 | 4.9963 | 3.7516 | 3.0226 | 2.9201 | 11.9344
Guatemala | Upper middle income | 16.2126 | 34.3197 | 38.8948 | 31.4422 | 17.9807 | 16.6502 | 15.5971 | 14.3902 | 12.3867 | 9.5035 | 7.1576 | 4.6971 | 2.5452 | 1.2937 | 0.7618 | 0.47295 | 0.11526 | 0.11063 | 0.1075 | 0.10862 | 0.10058 | 0.08992 | 0.075575 | 0.065751 | 0.05336 | 0.041639 | 0.032541 | 0.026234 | 0.02188 | 0.018252 | 0.012391 | 0.0089864 | 8.7913 | 19.3893 | 22.6129 | 18.0922 | 11.1731 | 11.573 | 12.8987 | 13.6786 | 14.5083 | 14.2647 | 13.7474 | 11.1906 | 7.2705 | 4.43 | 3.8425 | 3.2893 | 11.922
Montenegro | Upper middle income | 8.3952 | 14.8555 | 21.7948 | 24.3133 | 14.3575 | 16.7818 | 17.618 | 17.7156 | 15.5431 | 12.9781 | 9.6206 | 6.571 | 4.755 | 3.2755 | 2.8516 | 1.592 | 0.059486 | 0.059486 | 0.062701 | 0.061093 | 0.065916 | 0.067524 | 0.069132 | 0.072347 | 0.067524 | 0.065916 | 0.061093 | 0.067524 | 0.062701 | 0.057878 | 0.040193 | 0.025402 | 8.8206 | 15.6084 | 21.7249 | 24.8732 | 13.6133 | 15.5332 | 15.9279 | 15.3043 | 14.3866 | 12.3054 | 9.8421 | 6.0821 | 4.7398 | 3.5371 | 4.4343 | 3.917 | 11.9156
Costa Rica | Upper middle income | 9.3064 | 20.6295 | 25.8429 | 29.1583 | 19.3774 | 19.8391 | 18.5871 | 17.454 | 15.8872 | 12.7672 | 9.6944 | 5.8161 | 3.0017 | 1.9265 | 1.0914 | 0.69045 | 0.068316 | 0.070279 | 0.069886 | 0.071457 | 0.078524 | 0.083431 | 0.084609 | 0.077542 | 0.068316 | 0.059285 | 0.059874 | 0.0585 | 0.047899 | 0.035139 | 0.027287 | 0.018257 | 8.5142 | 18.3461 | 23.1116 | 25.5035 | 15.4232 | 14.8618 | 13.7301 | 14.0682 | 14.5347 | 13.4595 | 10.1195 | 6.2138 | 3.9166 | 3.4266 | 2.4999 | 2.3637 | 11.8808
Kyrgyz Republic | Lower middle income | 13.7305 | 21.3086 | 27.2776 | 33.9081 | 21.0804 | 19.6371 | 17.371 | 16.4357 | 14.8543 | 11.5539 | 8.4602 | 4.4078 | 2.2196 | 1.1424 | 0.83245 | 0.48861 | 0.1165 | 0.11789 | 0.092156 | 0.076591 | 0.078903 | 0.08707 | 0.087687 | 0.067807 | 0.055479 | 0.049777 | 0.045307 | 0.043766 | 0.033749 | 0.022037 | 0.012174 | 0.0050855 | 7.3659 | 11.2967 | 18.4996 | 27.6697 | 16.6981 | 14.0957 | 12.3814 | 15.1493 | 16.7343 | 14.5072 | 11.6705 | 6.2945 | 4.1104 | 3.24 | 4.2735 | 6.0049 | 11.8745
Seychelles | High income | 12.6155 | 17.4195 | 20.1008 | 25.9146 | 16.355 | 18.1866 | 19.3675 | 19.6826 | 18.4954 | 14.9442 | 10.6282 | 6.2148 | 3.0187 | 2.0871 | 1.3372 | 0.9073 | 0.080612 | 0.080612 | 0.07551 | 0.065306 | 0.064286 | 0.071429 | 0.071429 | 0.07449 | 0.07551 | 0.07551 | 0.068367 | 0.062245 | 0.04898 | 0.031633 | 0.017347 | 0.016327 | 9.781 | 13.5056 | 16.6375 | 24.8011 | 15.9007 | 15.9133 | 16.9466 | 16.5145 | 15.3087 | 12.3694 | 9.716 | 6.2403 | 3.852 | 4.1236 | 4.8179 | 3.4733 | 11.8688
Philippines | Lower middle income | 11.9352 | 25.7352 | 31.2283 | 31.5678 | 18.812 | 18.4324 | 17.7843 | 17.4404 | 15.8353 | 12.3862 | 9.3606 | 5.4909 | 2.9088 | 1.4282 | 0.88373 | 0.43444 | 0.096887 | 0.10401 | 0.099534 | 0.095482 | 0.092215 | 0.086511 | 0.075259 | 0.066207 | 0.059791 | 0.052564 | 0.046696 | 0.038784 | 0.030963 | 0.022686 | 0.015167 | 0.0089249 | 7.6991 | 15.4637 | 19.6091 | 20.6635 | 12.7501 | 13.3165 | 14.7691 | 16.464 | 16.5527 | 14.7275 | 12.5287 | 8.8485 | 5.8714 | 3.9346 | 3.6417 | 3.0423 | 11.8677
Lao PDR | Lower middle income | 15.2066 | 33.5238 | 37.2154 | 34.4639 | 17.7435 | 16.3591 | 14.9345 | 14.6535 | 12.6597 | 10.0515 | 7.9967 | 5.3116 | 3.2557 | 1.334 | 0.68412 | 0.40797 | 0.10954 | 0.10583 | 0.10404 | 0.097444 | 0.095107 | 0.092221 | 0.081226 | 0.068032 | 0.057312 | 0.048928 | 0.03972 | 0.03271 | 0.025426 | 0.018417 | 0.011545 | 0.0071468 | 8.6765 | 19.7986 | 22.3563 | 22.105 | 11.6602 | 11.0869 | 11.4915 | 13.462 | 13.8057 | 12.8397 | 12.5831 | 10.1489 | 8.003 | 4.527 | 3.7036 | 3.5677 | 11.8635
Mauritania | Lower middle income | 17.9868 | 38.3289 | 39.4614 | 27.8695 | 16.3742 | 15.7235 | 14.0206 | 13.1309 | 11.2053 | 8.6259 | 7.0106 | 4.4778 | 2.7436 | 1.2538 | 0.67351 | 0.3929 | 0.14839 | 0.1329 | 0.11548 | 0.10108 | 0.089462 | 0.079785 | 0.071828 | 0.06129 | 0.050538 | 0.04043 | 0.032043 | 0.025161 | 0.01914 | 0.013333 | 0.0088172 | 0.0053763 | 7.5759 | 18.0248 | 21.3566 | 17.2331 | 11.4393 | 12.3171 | 12.1998 | 13.3901 | 13.8576 | 13.3345 | 13.6742 | 11.1228 | 8.959 | 5.8773 | 4.7741 | 4.5675 | 11.8565
Jamaica | Upper middle income | 9.9876 | 21.3201 | 29.068 | 30.9819 | 19.315 | 17.487 | 17.4522 | 16.3092 | 16.5212 | 11.809 | 9.645 | 5.8846 | 3.2458 | 2.0049 | 1.2654 | 0.78918 | 0.078014 | 0.079027 | 0.076663 | 0.080716 | 0.088146 | 0.085782 | 0.078352 | 0.07126 | 0.060453 | 0.060453 | 0.057751 | 0.050321 | 0.041878 | 0.030395 | 0.023978 | 0.016211 | 8.0015 | 16.8613 | 23.6978 | 23.9899 | 13.6953 | 12.7409 | 13.9213 | 14.3044 | 17.0807 | 12.2089 | 10.4382 | 7.3088 | 4.8442 | 4.1226 | 3.2984 | 3.0427 | 11.8473
Israel | High income | 14.0917 | 18.7543 | 21.5883 | 20.5827 | 15.8636 | 17.7985 | 18.163 | 18.5653 | 16.5486 | 12.8876 | 10.3291 | 6.7141 | 3.8934 | 2.4208 | 1.6879 | 1.0219 | 0.098011 | 0.095061 | 0.085227 | 0.077032 | 0.072006 | 0.066215 | 0.065232 | 0.064467 | 0.062828 | 0.057365 | 0.048186 | 0.043706 | 0.040428 | 0.040865 | 0.033326 | 0.019777 | 8.986 | 12.3304 | 15.8314 | 16.6997 | 13.7693 | 16.7999 | 17.4024 | 17.9989 | 16.4622 | 14.0414 | 13.3974 | 9.6012 | 6.019 | 3.7024 | 3.1654 | 3.2294 | 11.8398
Timor-Leste | Lower middle income | 20.8163 | 45.806 | 34.5284 | 24.3254 | 14.8174 | 14.4913 | 13.1081 | 13.7928 | 11.4281 | 8.9836 | 7.4985 | 4.5832 | 2.4996 | 1.5478 | 0.6337 | 0.40602 | 0.13505 | 0.11608 | 0.11684 | 0.11608 | 0.098634 | 0.087253 | 0.068285 | 0.052352 | 0.034901 | 0.04173 | 0.037178 | 0.030349 | 0.022762 | 0.015023 | 0.013657 | 0.008346 | 9.6334 | 24.6619 | 18.4693 | 13.0967 | 9.3891 | 10.3802 | 11.9976 | 16.4664 | 20.4651 | 13.455 | 12.6058 | 9.4386 | 6.8634 | 6.4396 | 2.9001 | 3.0405 | 11.8314
Mauritius | Upper middle income | 12.5976 | 20.6165 | 18.8918 | 21.0471 | 15.9868 | 16.9427 | 18.498 | 17.6813 | 16.4457 | 13.7846 | 10.4171 | 6.1755 | 3.7812 | 2.3444 | 1.351 | 0.83453 | 0.050394 | 0.054331 | 0.062992 | 0.074016 | 0.074016 | 0.081102 | 0.069291 | 0.068504 | 0.077953 | 0.065354 | 0.066929 | 0.070866 | 0.059055 | 0.048819 | 0.035433 | 0.018898 | 15.624 | 23.7165 | 18.7442 | 17.7725 | 13.4995 | 13.0566 | 16.685 | 16.1316 | 13.1856 | 13.1825 | 9.7277 | 5.4465 | 4.0018 | 3.0014 | 2.3829 | 2.76 | 11.8074
Ecuador | Upper middle income | 11.6355 | 26.0573 | 29.388 | 28.0231 | 17.7132 | 18.0862 | 17.7058 | 17.4755 | 15.5194 | 12.236 | 9.3853 | 5.9605 | 3.1286 | 1.8205 | 1.0472 | 0.63338 | 0.094485 | 0.091311 | 0.088137 | 0.088477 | 0.088817 | 0.083319 | 0.077254 | 0.069659 | 0.062291 | 0.056056 | 0.048971 | 0.041206 | 0.034065 | 0.027546 | 0.018591 | 0.013716 | 7.6966 | 17.8355 | 20.8397 | 19.7955 | 12.4647 | 13.567 | 14.3242 | 15.6795 | 15.5715 | 13.6426 | 11.978 | 9.0407 | 5.7402 | 4.1304 | 3.5206 | 2.8861 | 11.7946
Dominican Republic | Upper middle income | 12.7997 | 23.4196 | 27.3893 | 28.4856 | 19.1545 | 19.2915 | 18.4847 | 17.8547 | 15.8283 | 12.2276 | 9.0346 | 5.5761 | 2.9054 | 1.7162 | 1.029 | 0.6317 | 0.092459 | 0.091814 | 0.090063 | 0.088403 | 0.08656 | 0.084255 | 0.076143 | 0.068031 | 0.06167 | 0.055955 | 0.049871 | 0.043603 | 0.035859 | 0.02701 | 0.018805 | 0.012721 | 8.6522 | 15.9422 | 19.0071 | 20.1389 | 13.8304 | 14.3103 | 15.1727 | 16.4031 | 16.0412 | 13.6578 | 11.3224 | 7.9929 | 5.0639 | 3.9713 | 3.4198 | 3.1036 | 11.7519
Cabo Verde | Lower middle income | 16.303 | 28.9909 | 38.0355 | 38.5412 | 17.2098 | 14.5267 | 13.7057 | 14.2117 | 12.3346 | 9.057 | 6.7374 | 4.2985 | 2.9295 | 1.687 | 0.98488 | 0.56936 | 0.093525 | 0.095324 | 0.091727 | 0.088129 | 0.082734 | 0.093525 | 0.095324 | 0.082734 | 0.064748 | 0.053957 | 0.044964 | 0.039568 | 0.027698 | 0.019784 | 0.0084532 | 0.0079137 | 10.8948 | 19.0082 | 25.9163 | 27.3328 | 13.0009 | 9.7077 | 8.9863 | 10.736 | 11.9063 | 10.491 | 9.365 | 6.7897 | 6.6105 | 5.3293 | 7.2819 | 4.4966 | 11.7408
Nicaragua | Lower middle income | 13.0403 | 30.0787 | 33.8237 | 32.4517 | 20.0891 | 19.3908 | 17.1354 | 15.8229 | 13.783 | 10.2513 | 8.0055 | 4.8135 | 2.5802 | 1.301 | 0.72247 | 0.42468 | 0.09917 | 0.099623 | 0.096302 | 0.091019 | 0.088302 | 0.087698 | 0.082868 | 0.076377 | 0.063547 | 0.051623 | 0.041358 | 0.03517 | 0.030189 | 0.022491 | 0.012528 | 0.010113 | 8.2184 | 18.8704 | 21.9516 | 22.2837 | 14.219 | 13.8193 | 12.9237 | 12.948 | 13.5559 | 12.4113 | 12.0978 | 8.5541 | 5.3418 | 3.6155 | 3.6042 | 2.6245 | 11.69
Oman | High income | 11.2928 | 17.1096 | 18.1035 | 21.6142 | 21.225 | 28.249 | 23.3065 | 17.3041 | 13.406 | 9.4174 | 6.9758 | 3.469 | 1.4834 | 0.90975 | 0.53298 | 0.40794 | 0.088898 | 0.074212 | 0.061876 | 0.042099 | 0.064421 | 0.14823 | 0.16996 | 0.11181 | 0.078324 | 0.05561 | 0.035637 | 0.026238 | 0.017623 | 0.010574 | 0.0056785 | 0.0048952 | 7.9394 | 14.4094 | 18.2861 | 32.0883 | 20.592 | 11.9111 | 8.5704 | 9.6729 | 10.6976 | 10.5842 | 12.234 | 8.263 | 5.2607 | 5.3774 | 5.8662 | 5.2084 | 11.6851
Sri Lanka | Upper middle income | 10.6065 | 22.3314 | 27.0074 | 31.2232 | 18.4261 | 17.1742 | 16.66 | 15.777 | 14.8238 | 11.3382 | 8.7945 | 5.29 | 2.9269 | 2.0126 | 1.1752 | 0.9725 | 0.077529 | 0.078903 | 0.080414 | 0.077712 | 0.069881 | 0.065668 | 0.063195 | 0.068553 | 0.071164 | 0.063379 | 0.061547 | 0.057792 | 0.052022 | 0.041993 | 0.033933 | 0.019554 | 8.5504 | 17.689 | 20.9909 | 25.1112 | 16.4798 | 16.3455 | 16.4766 | 14.3838 | 13.0192 | 11.181 | 8.9307 | 5.721 | 3.5164 | 2.9955 | 2.1645 | 3.1084 | 11.6665
Venezuela, RB | Upper middle income | 14.1864 | 21.7612 | 24.7319 | 23.5165 | 18.4325 | 19.2458 | 18.7397 | 18.1714 | 16.322 | 12.7018 | 9.5081 | 5.8777 | 3.2858 | 1.9877 | 1.0626 | 0.6575 | 0.083134 | 0.09604 | 0.093473 | 0.087952 | 0.07392 | 0.071318 | 0.072584 | 0.069067 | 0.065691 | 0.059678 | 0.056267 | 0.049761 | 0.041391 | 0.030454 | 0.021241 | 0.013574 | 10.6653 | 14.1615 | 16.5368 | 16.7112 | 15.5847 | 16.8661 | 16.1362 | 16.4435 | 15.529 | 13.3025 | 10.5614 | 7.3825 | 4.9615 | 4.0793 | 3.1265 | 3.0273 | 11.5672
Mexico | Upper middle income | 14.6449 | 23.6931 | 27.4832 | 27.7627 | 17.9248 | 17.6684 | 17.7143 | 17.935 | 15.4919 | 11.752 | 8.8644 | 5.3068 | 2.9821 | 1.7779 | 1.0506 | 0.62789 | 0.084998 | 0.086952 | 0.086409 | 0.086944 | 0.08485 | 0.083733 | 0.075923 | 0.070502 | 0.066174 | 0.062172 | 0.05371 | 0.045241 | 0.036213 | 0.027883 | 0.019134 | 0.013356 | 10.7686 | 17.0302 | 19.8787 | 19.9572 | 13.2032 | 13.1879 | 14.5825 | 15.8995 | 14.6318 | 11.814 | 10.3151 | 7.3314 | 5.1468 | 3.9851 | 3.4317 | 2.9383 | 11.5064
Indonesia | Lower middle income | 9.4355 | 18.2824 | 25.6097 | 28.6147 | 17.78 | 19.279 | 19.4477 | 19.1781 | 17.3774 | 13.3504 | 9.9904 | 6.2294 | 3.147 | 1.6251 | 0.93361 | 0.68471 | 0.086497 | 0.088833 | 0.084033 | 0.08525 | 0.082823 | 0.076476 | 0.073021 | 0.077481 | 0.071953 | 0.066415 | 0.058331 | 0.048259 | 0.038 | 0.026089 | 0.01688 | 0.010811 | 6.8178 | 12.8629 | 19.0474 | 20.9784 | 13.4172 | 15.7557 | 16.6457 | 15.4699 | 15.0943 | 12.5635 | 10.7044 | 8.0677 | 5.176 | 3.8931 | 3.4569 | 3.9585 | 11.4943
Ireland | High income | 8.6806 | 17.4542 | 20.6198 | 18.7066 | 13.4253 | 16.8631 | 19.1511 | 18.8017 | 16.9635 | 13.2033 | 10.1845 | 6.5263 | 4.0937 | 3.2727 | 1.9517 | 1.2207 | 0.06345 | 0.072572 | 0.07237 | 0.063248 | 0.058788 | 0.056152 | 0.063045 | 0.078046 | 0.080073 | 0.0746 | 0.063248 | 0.058382 | 0.050679 | 0.046625 | 0.039935 | 0.027164 | 8.5506 | 15.0317 | 17.8077 | 18.4855 | 14.2731 | 18.7694 | 18.9856 | 15.0566 | 13.2407 | 11.0618 | 10.0642 | 6.9866 | 5.0485 | 4.387 | 3.0545 | 2.8085 | 11.4757
Malaysia | Upper middle income | 12.1429 | 20.16 | 23.9303 | 26.4134 | 20.4789 | 21.0758 | 19.0745 | 17.7252 | 16.0086 | 12.5629 | 8.9578 | 5.2919 | 3.8489 | 1.6594 | 0.88774 | 0.5374 | 0.081413 | 0.077489 | 0.075573 | 0.082494 | 0.088457 | 0.089816 | 0.090527 | 0.08407 | 0.064759 | 0.058549 | 0.051752 | 0.045449 | 0.037787 | 0.028641 | 0.02033 | 0.01137 | 9.322 | 16.2604 | 19.7907 | 20.0116 | 14.4695 | 14.6659 | 13.169 | 13.1775 | 15.4501 | 13.4107 | 10.8182 | 7.2773 | 6.3661 | 3.621 | 2.7292 | 2.9541 | 11.4683
Pakistan | Lower middle income | 14.8201 | 40.3929 | 36.0519 | 31.8668 | 16.7413 | 15.0495 | 13.4718 | 13.6882 | 11.7411 | 9.3935 | 7.1229 | 4.2954 | 2.3708 | 1.2735 | 0.6526 | 0.33344 | 0.12659 | 0.11544 | 0.10617 | 0.099488 | 0.094037 | 0.08673 | 0.076137 | 0.063366 | 0.052587 | 0.04361 | 0.037263 | 0.031201 | 0.023899 | 0.016402 | 0.01225 | 0.0083932 | 7.3169 | 21.8697 | 21.2231 | 20.0194 | 11.1268 | 10.845 | 11.0589 | 13.5012 | 13.9545 | 13.4625 | 11.9472 | 8.6043 | 6.2003 | 4.8529 | 3.3295 | 2.4829 | 11.3622
Suriname | Upper middle income | 13.9282 | 22.1927 | 23.8341 | 23.0637 | 17.4588 | 18.8191 | 18.5965 | 18.0577 | 16.1711 | 12.367 | 9.3096 | 4.5621 | 3.857 | 1.9722 | 1.0903 | 0.64023 | 0.088586 | 0.088586 | 0.088586 | 0.085179 | 0.083475 | 0.080068 | 0.073254 | 0.068143 | 0.061329 | 0.064736 | 0.056218 | 0.054514 | 0.037479 | 0.026065 | 0.01925 | 0.012606 | 9.8268 | 15.6576 | 16.8157 | 16.923 | 13.0718 | 14.6899 | 15.8665 | 16.5623 | 16.4799 | 11.9398 | 10.3499 | 5.2304 | 6.432 | 4.7292 | 3.5399 | 3.1741 | 11.3305
South Africa | Upper middle income | 13.1742 | 28.2094 | 28.9814 | 24.7268 | 20.0809 | 19.8757 | 17.6117 | 16.6748 | 14.2019 | 10.7984 | 7.8197 | 4.2674 | 3.3019 | 1.5335 | 0.90596 | 0.51674 | 0.097203 | 0.09813 | 0.092667 | 0.082837 | 0.083023 | 0.08798 | 0.09061 | 0.080629 | 0.06424 | 0.054511 | 0.045389 | 0.037431 | 0.030248 | 0.023099 | 0.01509 | 0.0097962 | 8.4708 | 17.9668 | 19.5467 | 18.6562 | 15.117 | 14.1195 | 12.148 | 12.9256 | 13.8172 | 12.381 | 10.7675 | 7.1255 | 6.8224 | 4.1492 | 3.7522 | 3.2968 | 11.3164
Mongolia | Lower middle income | 14.1838 | 19.2411 | 24.0517 | 27.986 | 21.6595 | 20.0937 | 18.8193 | 18.1331 | 15.7511 | 11.5821 | 7.4524 | 3.6828 | 1.9417 | 1.2595 | 0.69463 | 0.41583 | 0.1144 | 0.11043 | 0.085723 | 0.066504 | 0.06986 | 0.082672 | 0.094265 | 0.077791 | 0.068029 | 0.061013 | 0.051251 | 0.044234 | 0.029896 | 0.018304 | 0.010982 | 0.0075351 | 7.7491 | 10.8895 | 17.5359 | 26.301 | 19.3777 | 15.1908 | 12.4777 | 14.5687 | 14.4708 | 11.8644 | 9.0881 | 5.2036 | 4.0593 | 4.3007 | 3.9531 | 3.4491 | 11.28
Bangladesh | Lower middle income | 11.2967 | 27.4112 | 34.2524 | 28.8404 | 18.9494 | 18.5034 | 16.8476 | 16.0019 | 14.8415 | 9.5233 | 7.5682 | 4.9254 | 2.73 | 1.4864 | 0.70438 | 0.41861 | 0.087 | 0.088919 | 0.091621 | 0.094633 | 0.092532 | 0.088203 | 0.08357 | 0.077407 | 0.068165 | 0.057235 | 0.050428 | 0.040683 | 0.02733 | 0.016984 | 0.014312 | 0.010559 | 8.1154 | 19.267 | 23.3655 | 19.0475 | 12.7992 | 13.1114 | 12.6 | 12.9203 | 13.6081 | 10.3993 | 9.3799 | 7.5668 | 6.2431 | 5.4701 | 3.076 | 2.4777 | 11.2155
India | Lower middle income | 11.0495 | 25.1655 | 26.919 | 30.0065 | 19.9253 | 19.1401 | 17.3942 | 16.5545 | 14.2462 | 10.5999 | 8.3557 | 5.4988 | 2.9226 | 1.6888 | 0.911 | 0.50192 | 0.084695 | 0.085494 | 0.091417 | 0.091337 | 0.088771 | 0.08507 | 0.081287 | 0.074971 | 0.065377 | 0.057566 | 0.04991 | 0.042939 | 0.035428 | 0.027725 | 0.017458 | 0.01093 | 8.1539 | 18.3971 | 18.4039 | 20.5327 | 14.0285 | 14.062 | 13.3741 | 13.8008 | 13.6193 | 11.5085 | 10.4635 | 8.0038 | 5.1559 | 3.8072 | 3.2614 | 2.87 | 11.2152
Panama | High income | 12.7803 | 21.5645 | 25.2125 | 25.6608 | 17.3199 | 17.9282 | 17.6002 | 17.8929 | 16.0635 | 11.9814 | 8.7411 | 4.7811 | 2.819 | 1.9176 | 1.063 | 0.66365 | 0.090151 | 0.088992 | 0.085747 | 0.082735 | 0.080881 | 0.076246 | 0.073465 | 0.069988 | 0.066744 | 0.062109 | 0.054461 | 0.046118 | 0.03708 | 0.028505 | 0.021089 | 0.015527 | 8.8604 | 15.145 | 18.377 | 19.3849 | 13.3838 | 14.6961 | 14.9733 | 15.9785 | 15.0421 | 12.0568 | 10.0314 | 6.4794 | 4.7515 | 4.2044 | 3.1502 | 2.6713 | 11.1991
Guyana | Upper middle income | 11.8223 | 17.8027 | 27.486 | 35.8506 | 17.5991 | 15.8461 | 15.6563 | 15.7421 | 14.2355 | 11.2241 | 8.4187 | 5.1197 | 3.1306 | 1.8304 | 1.0049 | 0.56724 | 0.094028 | 0.094028 | 0.090216 | 0.095299 | 0.09784 | 0.086404 | 0.055909 | 0.062262 | 0.05845 | 0.057179 | 0.054638 | 0.047014 | 0.038119 | 0.027319 | 0.01906 | 0.010038 | 7.8582 | 11.8334 | 19.0418 | 23.512 | 11.2423 | 11.4622 | 17.5022 | 15.8023 | 15.2219 | 12.2686 | 9.6301 | 6.806 | 5.1329 | 4.1877 | 3.2952 | 3.5318 | 11.1455
Morocco | Lower middle income | 10.5917 | 22.7102 | 26.9395 | 29.1516 | 18.1755 | 17.6041 | 16.4345 | 15.4291 | 13.3929 | 10.6017 | 8.3085 | 4.8895 | 2.8294 | 1.8064 | 1.2103 | 0.99776 | 0.090082 | 0.092872 | 0.084744 | 0.080464 | 0.07789 | 0.08152 | 0.077538 | 0.074341 | 0.063965 | 0.056677 | 0.052152 | 0.049281 | 0.042453 | 0.031644 | 0.018477 | 0.013952 | 7.3487 | 15.2833 | 19.8682 | 22.6434 | 14.5842 | 13.4967 | 13.2471 | 12.9716 | 13.0862 | 11.691 | 9.957 | 6.2011 | 4.1655 | 3.5679 | 4.0939 | 4.4695 | 11.0422
Uzbekistan | Lower middle income | 11.8362 | 23.2959 | 36.8791 | 41.0556 | 16.7176 | 14.1191 | 13.0237 | 12.7543 | 11.2553 | 8.0235 | 5.6668 | 3.2326 | 2.3424 | 1.4486 | 0.91593 | 0.66618 | 0.10255 | 0.098077 | 0.08741 | 0.075765 | 0.083143 | 0.094581 | 0.090521 | 0.076091 | 0.062906 | 0.05452 | 0.046875 | 0.044801 | 0.034934 | 0.023053 | 0.010282 | 0.006815 | 7.2136 | 14.8454 | 26.3694 | 33.8675 | 12.5669 | 9.33 | 8.9921 | 10.4762 | 11.1827 | 9.1979 | 7.5556 | 4.5097 | 4.1907 | 3.9276 | 5.5677 | 6.1095 | 10.9939
Tunisia | Lower middle income | 9.7317 | 20.8592 | 25.4094 | 30.501 | 19.0886 | 17.8034 | 15.7294 | 14.6643 | 13.1665 | 9.9797 | 7.1906 | 4.1016 | 2.4597 | 1.8831 | 1.2468 | 0.75544 | 0.084948 | 0.085794 | 0.072172 | 0.066588 | 0.069464 | 0.076487 | 0.078518 | 0.083425 | 0.071664 | 0.061342 | 0.060242 | 0.054996 | 0.045605 | 0.035874 | 0.021152 | 0.014722 | 7.16 | 15.1957 | 22.0042 | 28.6286 | 17.1748 | 14.5477 | 12.5206 | 10.9861 | 11.4828 | 10.1681 | 7.4601 | 4.6612 | 3.371 | 3.2807 | 3.6841 | 3.2071 | 10.9708
Fiji | Upper middle income | 11.3762 | 23.1952 | 29.7153 | 29.605 | 18.6941 | 17.8971 | 16.4236 | 15.641 | 14.137 | 10.7154 | 7.7121 | 4.6979 | 2.9257 | 1.6281 | 0.81984 | 0.45255 | 0.09933 | 0.098214 | 0.092634 | 0.084821 | 0.080357 | 0.078125 | 0.074777 | 0.075893 | 0.063616 | 0.054688 | 0.052455 | 0.049107 | 0.039062 | 0.02567 | 0.017188 | 0.0092634 | 7.1581 | 14.7606 | 20.0489 | 21.8142 | 14.5398 | 14.3177 | 13.7272 | 12.8808 | 13.889 | 12.2462 | 9.1889 | 5.9791 | 4.6812 | 3.9642 | 2.9813 | 3.0534 | 10.9519
Turkey | Upper middle income | 10.717 | 20.4484 | 26.7761 | 27.3358 | 16.0104 | 16.8801 | 17.2879 | 16.3122 | 14.0491 | 10.1713 | 7.577 | 4.9754 | 3.0554 | 2.1991 | 1.2967 | 1.2888 | 0.077864 | 0.081244 | 0.080307 | 0.080888 | 0.080271 | 0.075932 | 0.075825 | 0.075647 | 0.071236 | 0.06449 | 0.05638 | 0.049242 | 0.040859 | 0.032571 | 0.02337 | 0.016398 | 8.6023 | 15.7308 | 20.8389 | 21.1217 | 12.4659 | 13.8941 | 14.2499 | 13.4773 | 12.3261 | 9.8575 | 8.3996 | 6.315 | 4.6737 | 4.2199 | 3.4679 | 4.9123 | 10.9095
Brunei Darussalam | High income | 11.0679 | 18.7559 | 24.6344 | 27.4914 | 20.2495 | 20.7879 | 19.8348 | 18.9352 | 16.2785 | 11.7396 | 7.001 | 4.174 | 2.0731 | 1.1471 | 0.64283 | 0.42087 | 0.070938 | 0.080092 | 0.070938 | 0.075515 | 0.08238 | 0.077803 | 0.086957 | 0.089245 | 0.08238 | 0.075515 | 0.064073 | 0.052632 | 0.039359 | 0.025858 | 0.014416 | 0.0077803 | 9.7514 | 14.6363 | 21.7041 | 22.7533 | 15.3629 | 16.6991 | 14.2563 | 13.2607 | 12.3502 | 9.7163 | 6.8291 | 4.9566 | 3.292 | 2.7726 | 2.7869 | 3.3809 | 10.9068
Egypt, Arab Rep. | Lower middle income | 12.0194 | 22.3785 | 29.4166 | 34.9331 | 19.8943 | 16.8337 | 13.986 | 14.1199 | 12.3639 | 9.5371 | 7.1785 | 3.8897 | 2.1571 | 1.3904 | 0.72537 | 0.52526 | 0.12408 | 0.12051 | 0.094631 | 0.085026 | 0.082241 | 0.079094 | 0.078811 | 0.069703 | 0.059022 | 0.047961 | 0.041179 | 0.035482 | 0.028944 | 0.021117 | 0.01628 | 0.0084527 | 6.0541 | 11.6064 | 19.4284 | 25.6784 | 15.119 | 13.302 | 11.0915 | 12.6607 | 13.0923 | 12.4283 | 10.8953 | 6.8516 | 4.6579 | 4.1152 | 2.7848 | 3.8838 | 10.8531
Saudi Arabia | High income | 11.8701 | 24.592 | 27.0568 | 23.7285 | 15.4045 | 17.5632 | 19.7294 | 19.451 | 15.5135 | 10.4174 | 7.0311 | 3.7967 | 1.9214 | 1.0111 | 0.5174 | 0.33839 | 0.085569 | 0.085512 | 0.075889 | 0.063739 | 0.067013 | 0.086804 | 0.098753 | 0.10177 | 0.10277 | 0.081318 | 0.054346 | 0.038031 | 0.023525 | 0.015913 | 0.0084162 | 0.0057735 | 8.67 | 17.9741 | 22.2832 | 23.2673 | 14.367 | 12.6457 | 12.4865 | 11.9455 | 9.4342 | 8.0067 | 8.086 | 6.2395 | 5.1047 | 3.9711 | 3.8423 | 3.6632 | 10.7492
Kiribati | Lower middle income | 14.6371 | 25.275 | 32.5376 | 27.0394 | 17.9756 | 15.9144 | 13.9312 | 13.0037 | 12.2124 | 8.958 | 7.4102 | 4.945 | 2.9546 | 1.3371 | 0.716 | 0.3953 | 0.12773 | 0.12017 | 0.11261 | 0.085714 | 0.091597 | 0.080672 | 0.076471 | 0.063866 | 0.052941 | 0.041176 | 0.045378 | 0.038655 | 0.02605 | 0.017647 | 0.012605 | 0.007563 | 7.1621 | 13.1456 | 18.0596 | 19.7163 | 12.2654 | 12.3295 | 11.386 | 12.7257 | 14.4174 | 13.597 | 10.2061 | 7.9954 | 7.0886 | 4.7357 | 3.5502 | 3.2667 | 10.728
Lebanon | Upper middle income | 11.4006 | 20.0522 | 25.5488 | 26.9691 | 18.215 | 16.1589 | 14.9421 | 14.3869 | 12.9092 | 9.756 | 7.468 | 4.8093 | 3.4349 | 2.6356 | 1.7497 | 0.99189 | 0.08293 | 0.085861 | 0.081905 | 0.084396 | 0.086886 | 0.085421 | 0.076484 | 0.071502 | 0.066374 | 0.060073 | 0.057143 | 0.049084 | 0.036484 | 0.029158 | 0.019341 | 0.011722 | 8.592 | 14.5964 | 19.4958 | 19.9722 | 13.1026 | 11.823 | 12.2102 | 12.5757 | 12.1558 | 10.1501 | 8.1681 | 6.1238 | 5.8843 | 5.6494 | 5.6542 | 5.2888 | 10.7152
Yemen, Rep. | Low income | 17.5654 | 33.6057 | 36.5397 | 38.484 | 18.5668 | 13.8744 | 11.6919 | 9.8697 | 8.0647 | 6.2074 | 4.7486 | 3.1392 | 1.9409 | 0.97279 | 0.55515 | 0.33357 | 0.13797 | 0.13136 | 0.11896 | 0.10736 | 0.098069 | 0.094113 | 0.07812 | 0.060752 | 0.045665 | 0.033528 | 0.025951 | 0.02176 | 0.017066 | 0.012405 | 0.0086837 | 0.0048615 | 7.9572 | 15.9891 | 19.198 | 22.4044 | 11.8328 | 9.2139 | 9.3542 | 10.1536 | 11.0379 | 11.5714 | 11.4367 | 9.0167 | 7.1083 | 4.9011 | 3.9956 | 4.2884 | 10.5912
Iran, Islamic Rep. | Upper middle income | 10.0965 | 20.4488 | 23.2826 | 28.0098 | 20.2111 | 19.903 | 16.705 | 14.3967 | 11.9519 | 8.6025 | 6.4018 | 4.0234 | 2.3034 | 1.4881 | 0.91224 | 0.63623 | 0.090924 | 0.082495 | 0.07403 | 0.065839 | 0.066148 | 0.080792 | 0.10081 | 0.098484 | 0.07728 | 0.061481 | 0.054993 | 0.043777 | 0.037289 | 0.026967 | 0.01724 | 0.010787 | 6.9402 | 15.4925 | 19.6564 | 26.5894 | 19.0963 | 15.3967 | 10.3571 | 9.1364 | 9.666 | 8.745 | 7.2757 | 5.744 | 3.8608 | 3.4489 | 3.3072 | 3.6865 | 10.525
Algeria | Upper middle income | 10.7332 | 21.0503 | 26.8882 | 31.2834 | 19.8347 | 17.7914 | 14.6963 | 13.5128 | 11.2684 | 8.2256 | 5.747 | 3.1883 | 1.9089 | 1.487 | 0.87365 | 0.55271 | 0.11496 | 0.10572 | 0.087136 | 0.066361 | 0.068413 | 0.081503 | 0.085015 | 0.08091 | 0.068733 | 0.055506 | 0.047023 | 0.039634 | 0.03163 | 0.026066 | 0.01651 | 0.011722 | 5.8354 | 12.4444 | 19.2861 | 29.4632 | 18.1203 | 13.6432 | 10.8042 | 10.4381 | 10.2466 | 9.262 | 7.6386 | 5.0277 | 3.7719 | 3.5654 | 3.3072 | 2.9471 | 10.3626
Tonga | Upper middle income | 11.774 | 24.9701 | 32.2332 | 36.2275 | 17.0838 | 13.8399 | 10.8458 | 10.7428 | 9.648 | 7.458 | 5.7552 | 4.106 | 2.7793 | 2.0025 | 1.1751 | 1.0142 | 0.11509 | 0.11698 | 0.11415 | 0.10755 | 0.091509 | 0.069811 | 0.057547 | 0.057547 | 0.05 | 0.04717 | 0.045283 | 0.035849 | 0.028302 | 0.021698 | 0.016038 | 0.010377 | 6.3937 | 13.3409 | 17.6483 | 21.0533 | 11.668 | 12.3904 | 11.7793 | 11.6674 | 12.06 | 9.8819 | 7.9434 | 7.1584 | 6.1377 | 5.7681 | 4.5795 | 6.1082 | 10.3486
Syrian Arab Republic | Low income | 14.2646 | 28.5155 | 32.171 | 30.7578 | 16.8112 | 15.2678 | 13.477 | 12.7465 | 10.8021 | 7.5769 | 5.7997 | 3.5178 | 2.2088 | 2.3881 | 0.28696 | 0.1634 | 0.10971 | 0.098052 | 0.099994 | 0.090052 | 0.091595 | 0.085481 | 0.086852 | 0.079195 | 0.062568 | 0.047654 | 0.039426 | 0.033998 | 0.02657 | 0.020456 | 0.011942 | 0.0083424 | 8.1265 | 18.1764 | 20.108 | 21.3472 | 11.4712 | 11.1632 | 9.6983 | 10.0594 | 10.7904 | 9.9373 | 9.1938 | 6.467 | 5.1957 | 7.2966 | 1.5018 | 1.2241 | 10.1098
Sao Tome and Principe | Lower middle income | 19.3503 | 31.6971 | 31.5435 | 31.7771 | 17.7611 | 13.7313 | 10.688 | 9.4358 | 7.8768 | 5.8759 | 4.3421 | 2.9105 | 1.8593 | 1.2218 | 0.69484 | 0.40903 | 0.14612 | 0.13699 | 0.13242 | 0.11416 | 0.085388 | 0.068493 | 0.064384 | 0.057078 | 0.050228 | 0.03516 | 0.033333 | 0.024658 | 0.019635 | 0.012329 | 0.0077626 | 0.0045662 | 8.2768 | 14.4618 | 14.888 | 17.398 | 13.0003 | 12.5298 | 10.3754 | 10.3322 | 9.8012 | 10.445 | 8.1414 | 7.3774 | 5.9183 | 6.1938 | 5.5945 | 5.5985 | 10.0208
Jordan | Upper middle income | 14.6246 | 29.923 | 33.3755 | 29.9649 | 18.9946 | 16.7598 | 14.9246 | 12.593 | 9.8027 | 6.5616 | 4.2614 | 2.9534 | 1.9264 | 1.2867 | 0.62665 | 0.35103 | 0.10379 | 0.1131 | 0.11173 | 0.10193 | 0.09213 | 0.084583 | 0.076154 | 0.069881 | 0.059394 | 0.052436 | 0.042438 | 0.031559 | 0.021268 | 0.014604 | 0.010977 | 0.0077428 | 8.8063 | 16.5351 | 18.6694 | 18.3733 | 12.8857 | 12.3841 | 12.2487 | 11.2628 | 10.3153 | 7.821 | 6.2758 | 5.8489 | 5.661 | 5.5068 | 3.5679 | 2.8335 | 9.9372
United Kingdom | High income | 5.9561 | 11.7602 | 12.2349 | 17.1517 | 12.1468 | 12.9492 | 12.6487 | 14.9997 | 14.7833 | 12.5767 | 8.6793 | 6.4439 | 4.2278 | 2.5278 | 1.6912 | 1.594 | 0.057807 | 0.060678 | 0.058283 | 0.054296 | 0.060008 | 0.066048 | 0.069335 | 0.067595 | 0.063459 | 0.063296 | 0.068264 | 0.066866 | 0.057524 | 0.049804 | 0.049923 | 0.035969 | 6.4397 | 12.1134 | 13.1202 | 19.7433 | 12.6512 | 12.2536 | 11.4018 | 13.8692 | 14.5597 | 12.4186 | 7.9465 | 6.0231 | 4.5935 | 3.1722 | 2.1173 | 2.7697 | 9.6995
Samoa | Upper middle income | 13.8932 | 28.264 | 31.6995 | 28.7026 | 13.4244 | 12.078 | 11.3184 | 11.3137 | 9.9829 | 7.2495 | 5.2414 | 3.4879 | 2.0251 | 1.579 | 0.89964 | 0.82177 | 0.13636 | 0.12626 | 0.11616 | 0.097475 | 0.083838 | 0.074747 | 0.059091 | 0.052525 | 0.05 | 0.04899 | 0.044949 | 0.037879 | 0.029798 | 0.020707 | 0.013636 | 0.0090909 | 6.3677 | 13.9907 | 17.0557 | 18.4039 | 10.0076 | 10.099 | 11.9714 | 13.4622 | 12.4786 | 9.2487 | 7.2879 | 5.7551 | 4.2475 | 4.7659 | 4.1233 | 5.6497 | 9.6822
Germany | High income | 4.2946 | 4.927 | 7.1555 | 13.3359 | 9.6976 | 8.2875 | 9.3999 | 11.4406 | 11.9121 | 9.6477 | 7.6003 | 4.9953 | 3.7404 | 3.2704 | 2.3414 | 0.91648 | 0.048441 | 0.045611 | 0.04549 | 0.049167 | 0.054343 | 0.057585 | 0.064951 | 0.064818 | 0.060391 | 0.061867 | 0.079743 | 0.081243 | 0.069474 | 0.057573 | 0.045756 | 0.043409 | 5.5411 | 6.7514 | 9.8313 | 16.9524 | 11.1532 | 8.9949 | 9.0453 | 11.0315 | 12.3281 | 9.7465 | 5.9569 | 3.8429 | 3.365 | 3.5503 | 3.1982 | 1.3195 | 7.663

## REFERENCE DATA ->
Intentionally blank